{"text_format":"1","workbook":"xlsx","n_sheets":11,"sheets":["Anleitung","Start","Merit-Order","Kraftwerksliste","Quellen","Impressum","Start Reset","Backend I","Backend II","Kraftwerksliste Backend","Hilfssheet Abbildung"],"not_rendered":{"charts":4,"images":5,"macros":1,"external_links":0,"defined_names":4,"comments":0,"pivot_tables":0},"unopened":[],"bounds":{"document_bytes":16777216,"sheet_cells":100000,"rows_first":2000,"rows_last":500,"rows_between":2000,"halvings":0,"cell_chars":16384,"cell_head_chars":4096},"cells_cut":0,"cells_raw":0,"read":"whole","date_system":"1900"}

{"sheet":"Anleitung","index":0,"n_rows":32,"n_cols":5,"rows_kept":32,"cut":false,"hidden":false,"merged":[]}
[]
[]
[null,null," EWI Merit-Order Tool 2023"]
[]
[null,null," Kurzanleitung",null,{"$f":"Impressum!F5","v":"Version 2023.0 "}]
[]
[]
[null,null,null,"Um alle Funktionen des EWI Merit-Order Tools 2023 nutzen zu können, müssen Makros aktiviert werden."]
[]
[null,null,null,"Die Merit-Order"]
[null,null,null,"Als Merit-Order wird die Einsatzreihenfolge der an der Strombörse anbietenden Kraftwerke bezeichnet. Sie orientiert sich an den Grenzkosten der Kraftwerke, diese werden aufsteigend sortiert. Es handelt sich dabei um eine Annäherung an die tatsächlichen Angebotskurven bspw. der Day-Ahead-Auktion an der Strombörse. Die jährlich mittlere Merit-Order des deutschen Kraftwerksparks gibt einen guten Überblick über die Verhältnisse der Grenzkosten der Kraftwerke entsprechend aktueller Bedingungen. Die Merit-Order wird dabei insbesondere vom Kraftwerkspark und den zugrundeliegenden Brennstoffpreisen und Emissionszertifikatspreisen beeinflusst."]
[null,null,null," "]
[null,null,null,"Das EWI Merit-Order Tool 2023"]
[null,null,null,"Das EWI Merit-Order Tool 2023 ermöglicht die Ermittlung und grafische Repräsentation der jährlichen mittleren Merit-Order basierend auf dem konventionellen Kraftwerkspark 2023. Benutzer*innen können die der Merit-Order zugrundeliegenden Annahmen variieren, um den Effekt veränderter Brennstoffpreise oder anderer Annahmen auf die Merit-Order zu untersuchen. Zusätzlich besteht die Möglichkeit, Kraftwerke aus der Merit-Order zu entfernen oder hinzuzufügen. Nutzer*innen können also auch den Einfluss von Kraftwerksstilllegungen oder -zubauten auf die Merit-Order analysieren und visualisieren. Als Standardeinstellung wird nur die Merit-Order der konventionellen Kraftwerke ausgegeben. Um die Merit-Order in Abhängigkeit konkreter Einspeisesituationen erneuerbarer-Energien-Anlagen (EE-Anlagen) abzubilden, kann außerdem eine Annahme zur verfügbaren EE-Leistung getroffen werden."]
[]
[null,null,null,"Bedienung:"]
[]
[null,null,null," Start:"]
[null,null,null,"Im Tabellenblatt Start können die der Merit-Order zugrundeliegenden Annahmen angepasst werden. Die Standardannahmen\nbilden die Merit-Order konventioneller Kraftwerke des Jahres 2023 ab. Um einen Überblick über die Auswirkungen veränderter Annahmen auf die Merit-Order zu geben, wird die Verteilung der Grenzkosten der Kraftwerke als Boxplot-Diagramm visualisiert. Außerdem kann eine Annahme zur EE-Erzeugung getroffen werden."]
[]
[null,null,null,"Über die Schaltfläche Annahmen zurücksetzen können die Annahmen auf die Standardwerte zurückgesetzt werden."]
[]
[null,null,null,"Bei Aktivierung des Schalters Merit-Order aktualisieren wird die Merit-Order im Tabellenblatt Merit-Order, basierend\nauf den gewählten Annahmen, neu aufgestellt."]
[]
[null,null,null," Merit-Order:"]
[null,null,null,"Im Tabellenblatt Merit-Order wird die Merit-Order visualisiert. Die Darstellung gibt die Merit-Order blockscharf wieder. \nDabei werden die einzelnen Kraftwerkstypen farblich kenntlich gemacht. Zusätzlich wird die Merit-Order als nach\nGrenzkosten sortierte Liste der Kraftwerksblöcke dargestellt. Die Merit-Order wird bei Aktivierung der Schaltfläche \nMerit-Order aktualisieren neu berechnet."]
[]
[null,null,null," Kraftwerksliste:"]
[null,null,null,"In der Kraftwerksliste werden alle Kraftwerksblöcke und die dazugehörigen Annahmen dargestellt. Einzelne Annahmen können verändert werden. Zusätzlich können Kraftwerke aus der Merit-Order entfernt oder hinzugefügt werden. "]
[]
[null,null,null,"Eine ausführliche Dokumentation gibt es auf unserer Website:"]
[null,null,null,"https://www.ewi.uni-koeln.de/de/publikationen/#misc-publications"]

{"sheet":"Start","index":1,"n_rows":40,"n_cols":16,"rows_kept":40,"cut":false,"hidden":false,"merged":[[9,7,9,13],[10,7,10,13],[6,2,6,5],[20,2,20,5],[30,7,30,10],[30,12,30,15],[16,2,16,5],[30,2,30,5],[6,7,6,15],[7,7,7,13],[8,7,8,13]]}
[]
[]
[null,null," EWI Merit-Order Tool 2023"]
[]
[null,null," Start",null,null,null,null,null,null,null,null,null,null,null,null,{"$f":"Impressum!F5","v":"Version 2023.0 "}]
[]
[null,null,"Brennstoffkosten",null,null,null,null,"Übersicht über die Grenzkosten der Kraftwerke"]
[null,null,"Brennstoff","Kosten","Einheit","Quelle",null,"   Das Boxplot-Diagramm gibt einen ersten Überblick über die Grenzkosten der Kraftwerke. In der Abbildung rechts"]
[null,null,"Kernenergie",5.5,"EUR/MWhth","siehe Dokumentation",null,"   werden die einzelnen Elemente des Diagramms erläutert. Veränderungen der Annahmen gibt das Diagramm"]
[null,null,"Braunkohle",3.1,"EUR/MWhth","EWI (2019)",null,"   augenblicklich wieder. Um die Annahmen in die Merit-Order (Tabellenblatt: Merit-Order) zu übernehmen, muss die"]
[null,null,"Steinkohle",16.59,"EUR/MWhth","ARA, investing.com (2024a)",null,"   Schaltfläche Aktualisiere Merit-Order aktiviert werden."]
[null,null,"Erdgas",45.16,"EUR/MWhth","Spot TTF"]
[null,null,"Öl",86.87,"EUR/MWhth","en2x (2024)"]
[null,null,"Abfall",0,"EUR/MWhth","siehe Dokumentation"]
[null,null,"Sonstige",86.87,"EUR/MWhth","siehe Dokumentation"]
[]
[null,null,"Emissionszertifikatspreis"]
[null,null,null,"Kosten","Einheit","Quelle"]
[null,null,"Emissionszertifikatspreis",84.6,"EUR/tCO2","EU-ETS, investing.com (2024b)"]
[]
[null,null,"Transportkosten"]
[null,null,"Kraftwerkstyp","Kosten","Einheit","Quelle"]
[null,null,"Kernenergie",0,"EUR/MWhth","siehe Dokumentation"]
[null,null,"Braunkohle",0,"EUR/MWhth","siehe Dokumentation"]
[null,null,"Steinkohle",1.25,"EUR/MWhth","R2B (2019)"]
[null,null,"Erdgas",0.5,"EUR/MWhth","R2B (2019)"]
[null,null,"Öl",0.3,"EUR/MWhth","R2B (2019)"]
[null,null,"Abfall",0,"EUR/MWhth","siehe Dokumentation"]
[null,null,"Sonstige",0,"EUR/MWhth","siehe Dokumentation",null,"Verfügbare EE-Leistung",0,"MW"]
[]
[null,null,"Sonstige variable Kosten",null,null,null,null,"Nicht-Verfügbarkeit",null,null,null,null,"Emissionsfaktoren"]
[null,null,"Kraftwerkstyp","Kosten","Einheit","Quelle",null,"Kraftwerkstyp",null,"Einheit","Quelle",null,"Brennstoff",null,"Einheit","Quelle"]
[null,null,"Kernenergie",1.2,"EUR/Mwhel","siehe Dokumentation",null,"Kernenergie",7,"%","siehe Dokumentation",null,"Kernenergie",0,"tCO2/MWhth","siehe Dokumentation"]
[null,null,"Braunkohle",1.7,"EUR/Mwhel","R2B (2019)",null,"Braunkohle",13,"%","siehe Dokumentation",null,"Braunkohle",0.40400000000000003,"tCO2/MWhth","ÜNB (2019)"]
[null,null,"Steinkohle",1.3,"EUR/Mwhel","R2B (2019)",null,"Steinkohle",20,"%","siehe Dokumentation",null,"Steinkohle",0.33700000000000002,"tCO2/MWhth","ÜNB (2019)"]
[null,null,"GuD",1.5,"EUR/Mwhel","R2B (2019)",null,"GuD",13,"%","siehe Dokumentation",null,"Erdgas",0.20100000000000001,"tCO2/MWhth","ÜNB (2019)"]
[null,null,"Gasturbine",1,"EUR/Mwhel","R2B (2019)",null,"Gasturbine",13,"%","siehe Dokumentation",null,"Öl",0.28000000000000003,"tCO2/MWhth","ÜNB (2019)"]
[null,null,"Öl",1,"EUR/Mwhel","siehe Dokumentation",null,"Öl",15,"%","siehe Dokumentation",null,"Abfall",0,"tCO2/MWhth","siehe Dokumentation"]
[null,null,"Abfall",1,"EUR/Mwhel","siehe Dokumentation",null,"Abfall",15,"%","siehe Dokumentation",null,"Sonstige",0.214,"tCO2/MWhth","ÜNB (2019)"]
[null,null,"Sonstige",1,"EUR/Mwhel","siehe Dokumentation",null,"Sonstige",15,"%","siehe Dokumentation"]

{"sheet":"Merit-Order","index":2,"n_rows":1173,"n_cols":11,"rows_kept":1173,"cut":false,"hidden":false,"merged":[[9,2,9,10],[6,2,6,10]]}
[]
[]
[null,null," EWI Merit-Order Tool 2023"]
[]
[null,null," Merit-Order",null,null,null,null,null,null,null,{"$f":"Impressum!F5","v":"Version 2023.0 "}]
[]
[null,null,"Grafische Darstellung der Merit-Order"]
[]
[]
[null,null,"Merit-Order in tabellarischer Form"]
[null,null,"MaStR-Nr. ","Status","Anlagenbetreiber","Anzeige-Name","Datum der erstmaligen Inbetriebnahme der Einheit","Kraftwerkstyp","Durchschnittliche verfügbare Nettonennleistung [MW]","Kumulierte verfügbare Nettonennleistung [MW]","Grenzkosten [EUR/MWhel]"]
[null,null,"SEE900128586359","In Betrieb","N-ERGIE Kraftwerke GmbH","HKW-Sandreuth (Müll)","17.07.1992","Abfall",15.98,15.98,1]
[null,null,"SEE900664653232","In Betrieb","AMK-Abfallentsorgungsgesellschaft des Märkischen Kreises mbH","Turbine 1","01.08.1996","Abfall",9.0949999999999989,25.074999999999999,1]
[null,null,"SEE900838448145","In Betrieb","Zweckverband Müllverwertung Schwandorf","MKW SAD Turbine 3","31.08.1982","Abfall",8.5,33.575000000000003,1]
[null,null,"SEE901453618340","In Betrieb","Stadt Rosenheim","MHKW Dampfturbine 2","01.01.1957","Abfall",1.7849999999999999,35.36,1]
[null,null,"SEE904604163027","In Betrieb","RWE Generation SE","Karnap B","14.02.1987","Abfall",32.299999999999997,67.66,1]
[null,null,"SEE904983741502","In Betrieb","MVV Umwelt Asset GmbH","MHKW Mannheim Generator T60","07.01.2010","Abfall",21.76,89.42,1]
[null,null,"SEE906215229154","In Betrieb","EEW Energy from Waste Helmstedt GmbH","MVA EEW Helmstedt","01.01.2014","Abfall",31.875,121.295,1]
[null,null,"SEE906331863386","In Betrieb","GSB Sonderabfall-Entsorgung Bayern GmbH","Turbine VA3","20.12.1995","Abfall",0.4607,121.7557,1]
[null,null,"SEE907370296296","In Betrieb","Zweckverband Müllverwertung Schwandorf","MKW SAD Turbine 5","04.06.1992","Abfall",25.5,147.25569999999999,1]
[null,null,"SEE909031885047","In Betrieb","Müllverwertung Borsigstraße GmbH","MVB Borsigstraße Müll","16.07.2010","Abfall",8.4999999999999999E-6,147.2557085,1]
[null,null,"SEE912257091857","In Betrieb","MHKW Müllheizkraftwerk Frankfurt am Main GmbH","Turbine 7","21.12.2005","Abfall",39.524999999999999,186.7807085,1]
[null,null,"SEE914179988338","In Betrieb","Enertec Hameln GmbH","Turbine 6","13.11.1970","Abfall",2.1675,188.94820849999999,1]
[null,null,"SEE917110358740","In Betrieb","Steinbeis Energie GmbH","Steinbeis Energie EBS Kessel 6","27.09.2010","Abfall",14.45,203.39820849999998,1]
[null,null,"SEE918623387630","In Betrieb","EEW Energy from Waste Stapelfeld GmbH","EEW Stapelfeld GmbH","01.10.1979","Abfall",9.69,213.08820849999998,1]
[null,null,"SEE921479798321","In Betrieb","EkoCity","Generator C","20.12.2017","Abfall",7.9695999999999989,221.05780849999996,1]
[null,null,"SEE922849915072","In Betrieb","MHB Hamm Betriebsführungsgesellschaft mbH","MVA Hamm Turbine 1","01.01.1985","Abfall",5.6099999999999994,226.66780849999998,1]
[null,null,"SEE923271533315","In Betrieb","RZR II Herten GmbH","RZR II Turbine3","01.01.2009","Abfall",19.974999999999998,246.64280849999997,1]
[null,null,"SEE923791565131","In Betrieb","Zweckverband Müllheizkraftwerk Stadt und Landkreis Bamberg","Rheinstraße","07.08.2014","Abfall",7.9050000000000002,254.54780849999997,1]
[null,null,"SEE923959807806","In Betrieb","BASF SE","Turbine 3","10.11.2006","Abfall",9.4689999999999994,264.01680849999997,1]
[null,null,"SEE924286409503","In Betrieb","IKW Rüdersdorf","IKW Rüdersdorf","12.12.2007","Abfall",25.5,289.51680849999997,1]
[null,null,"SEE924302504816","In Betrieb","Energie- und Wasserversorgung Bonn/Rhein-Sieg GmbH","HKW Bonn-Nord, Turbogruppe 4","01.04.1991","Abfall",10.302,299.81880849999999,1]
[null,null,"SEE925011950635","In Betrieb","Zweckverband Müllverwertungsanlage Ingolstadt","Turbine VE 40 ZV MVA IN","10.09.1996","Abfall",15.503999999999998,315.32280850000001,1]
[null,null,"SEE925411264011","In Betrieb","EGK Entsorgungsgesellschaft Krefeld GmbH & Co. KG","Turbine 5","01.12.1997","Abfall",1.6404999999999998,316.96330849999998,1]
[null,null,"SEE925652456091","In Betrieb","Müllheizkraftwerk Kassel GmbH","Müllheizkraftwerk Kassel M7","17.12.1985","Abfall",6.8,323.76330849999999,1]
[null,null,"SEE925794342412","In Betrieb","MVV Umwelt Asset GmbH","TREA Leuna 2","19.06.2007","Abfall",13.808250000000001,337.57155849999998,1]
[null,null,"SEE927032372373","In Betrieb","Bremerhavener Entsorgungsgesellschaft mbH","MHKW, Generator 1+2","17.03.1977","Abfall",11.9,349.47155849999996,1]
[null,null,"SEE927716043575","In Betrieb","EEW Energy from Waste Hannover GmbH","MVA EEW Hannover","01.06.2005","Abfall",23.119999999999997,372.59155849999996,1]
[null,null,"SEE927727929912","In Betrieb","MVA Weisweiler GmbH & Co. KG","MVA-Turbine","01.10.1996","Abfall",22.95,395.54155849999995,1]
[null,null,"SEE928761575349","In Betrieb","EEW Energy from Waste Großräschen GmbH","EEW Großräschen GmbH","16.01.2008","Abfall",21.25,416.79155849999995,1]
[null,null,"SEE929095613516","In Betrieb","GSB Sonderabfall-Entsorgung Bayern GmbH","Turbine VA2","06.10.1995","Abfall",0.4607,417.25225849999993,1]
[null,null,"SEE932127408097","In Betrieb","PreZero Energy Zorbau GmbH","Generator Zorbau","06.06.2005","Abfall",23.119999999999997,440.37225849999993,1]
[null,null,"SEE934298270268","In Betrieb","Thermische Abfallbehandlung Lauta GmbH & Co. oHG","T.A. Lauta","21.07.2004","Abfall",13.344999999999999,453.71725849999996,1]
[null,null,"SEE937544161082","In Betrieb","SpreeStromErzeugungs GmbH","EBS Heizkraftwerk Spremberg","12.12.2012","Abfall",14.875,468.59225849999996,1]
[null,null,"SEE937822704543","In Betrieb","Zweckverband Abfallverwertung Südhessen (ZAS)","Turbine 2","27.01.2020","Abfall",1.0004500000000001,469.59270849999996,1]
[null,null,"SEE937978171572","In Betrieb","AMK-Abfallentsorgungsgesellschaft des Märkischen Kreises mbH","Turbine 2","01.04.1981","Abfall",2.8899999999999997,472.48270849999994,1]
[null,null,"SEE938035990372","In Betrieb","AVA Velsen GmbH","ABR992555104343","07.08.1997","Abfall",13.6,486.08270849999997,1]
[null,null,"SEE938782869693","In Betrieb","Energieversorgung Offenbach AG","Müllheizkraftwerk Offenbach Turbine 1","29.07.2016","Abfall",14.2477,500.33040849999998,1]
[null,null,"SEE939382623364","In Betrieb","Klingele Paper Weener SE & Co. KG","TWIN2","01.03.2008","Abfall",3.9865000000000004,504.31690849999995,1]
[null,null,"SEE940303116315","In Betrieb","EEW Energy from Waste Premnitz GmbH","Turbosatz 5","16.11.2021","Abfall",27.471999999999998,531.78890849999993,1]
[null,null,"SEE940474859066","In Betrieb","BASF SE","Z564 VT1","30.04.1992","Abfall",10.199999999999999,541.98890849999998,1]
[null,null,"SEE941568392261","In Betrieb","AGR Abfallentsorgungs-Gesellschaft Ruhrgebiet mbH","RZR I Turbine2","01.01.1981","Abfall",12.648,554.6369085,1]
[null,null,"SEE941568476039","In Betrieb","AVG Abfallentsorgungs- und Verwertungsgesellschaft Köln mbH","Turbosatz 1","02.02.1998","Abfall",39.1,593.73690850000003,1]
[null,null,"SEE942253705168","In Betrieb","Technische Werke Ludwigshafen am Rhein","FHKW DT 2","24.02.1989","Abfall",10.259499999999999,603.99640850000003,1]
[null,null,"SEE942366584926","In Betrieb","SWM Services GmbH","SWM HKW Nord 1 T10","29.08.1991","Abfall",15.299999999999999,619.29640849999998,1]
[null,null,"SEE942777699660","In Betrieb","EBS Kraftwerk GmbH","EBKW Knapsack","01.01.2009","Abfall",25.414999999999999,644.71140849999995,1]
[null,null,"SEE942956157011","In Betrieb","AVG Abfallentsorgungs- und Verwertungsgesellschaft Köln mbH","Turbosatz 2","30.05.2017","Abfall",15.299999999999999,660.0114084999999,1]
[null,null,"SEE943548208159","In Betrieb","AVA Abfallverwertung Augsburg Kommunalunternehmen","AHKW ND Turbine","16.09.1994","Abfall",5.7119999999999997,665.72340849999989,1]
[null,null,"SEE943841929270","In Betrieb","AVA Abfallverwertung Augsburg Kommunalunternehmen","AHKW HD Turbine","16.09.1994","Abfall",6.7744999999999997,672.49790849999988,1]
[null,null,"SEE944111876263","In Betrieb","Progroup Power 1 GmbH","PPO1 - Eisenhüttenstadt","19.10.2009","Abfall",27.2,699.69790849999993,1]
[null,null,"SEE944429192826","In Betrieb","Zweckverband Abfallverwertung Südostbayern","SEE944429192826 (MHKW Burgkirchen (Müllverbrennung))","28.01.1994","Abfall",10.88,710.57790849999992,1]
[null,null,"SEE945150729886","In Betrieb","AGR Abfallentsorgungs-Gesellschaft Ruhrgebiet mbH","RZR I Turbine1","01.01.1981","Abfall",12.648,723.22590849999995,1]
[null,null,"SEE945602121718","In Betrieb","EkoCity","Generator B","01.01.1976","Abfall",17,740.22590849999995,1]
[null,null,"SEE946934017984","In Betrieb","Vattenfall Europe New Energy Ecopower GmbH","EBS-HKW Rostock","31.03.2010","Abfall",15.725,755.95090849999997,1]
[null,null,"SEE947996339434","In Betrieb","RZR II Herten GmbH","RZR II Turbine4","07.02.2019","Abfall",10.420999999999999,766.37190850000002,1]
[null,null,"SEE948093740512","In Betrieb","MVV Umwelt Asset GmbH","MHKW Mannheim Generator TE0","14.06.2012","Abfall",3.6209999999999996,769.9929085,1]
[null,null,"SEE950201173198","In Betrieb","swb Entsorgung GmbH&Co. KG","MHKW_Gen4","01.01.2013","Abfall",41.82,811.81290850000005,1]
[null,null,"SEE950593842498","In Betrieb","Remondis Thermische Abfallverwertung GmbH","Remondis Thermische Abfallverwertung GmbH","06.12.2007","Abfall",20.399999999999999,832.21290850000003,1]
[null,null,"SEE951648072822","In Betrieb","Zweckverband für Abfallwirtschaft Südwestthüringen (ZASt)","ZASt","15.10.2007","Abfall",10.285,842.49790849999999,1]
[null,null,"SEE951966828576","In Betrieb","Zweckverband Müllverwertungsanlage Ingolstadt","Turbine VE 32 ZV MVA IN","10.09.1996","Abfall",6.2560000000000002,848.75390849999997,1]
[null,null,"SEE953182244383","In Betrieb","MVV Umwelt Asset GmbH","MHKW Mannheim Generator X1","13.03.2020","Abfall",3.468,852.22190849999993,1]
[null,null,"SEE953730197888","In Betrieb","MVV Umwelt Asset GmbH","MHKW Mannheim Generator TD0","13.08.2012","Abfall",3.6209999999999996,855.84290849999991,1]
[null,null,"SEE955292024220","In Betrieb","Zweckverband Müllverwertung Schwandorf","MKW SAD Turbine 4","21.09.1982","Abfall",8.5,864.34290849999991,1]
[null,null,"SEE955548455112","In Betrieb","Zweckverband Restmüllheizkraftwerk Böblingen","Restmüllheizkraftwerk","01.05.1999","Abfall",10.709999999999999,875.05290849999994,1]
[null,null,"SEE955718847075","In Betrieb","Stadtwerke Rosenheim GmbH & Co. KG","DT1","01.01.1988","Abfall",5.8650000000000002,880.91790849999995,1]
[null,null,"SEE955937262338","In Betrieb","GMVA Gemeinschafts-Müll-Verbrennungsanlage Niederrhein GmbH","„Turbosatz 1“","06.04.2006","Abfall",17.935000000000002,898.85290850000001,1]
[null,null,"SEE956268312785","In Betrieb","Solvay Chemicals GmbH","Kondensationsturbine EKT","17.12.2009","Abfall",25.5,924.35290850000001,1]
[null,null,"SEE957509710094","In Betrieb","EEW Energy from Waste Saarbrücken GmbH  AHKW-Neunkirchen","AHKW-Neunkirchen","02.06.1977","Abfall",9.86,934.21290850000003,1]
[null,null,"SEE957686843929","In Betrieb","Zweckverband Abfallverwertung Südhessen (ZAS)","Turbine 1","09.10.1991","Abfall",8.688699999999999,942.90160850000007,1]
[null,null,"SEE957830042178","In Betrieb","AVEA Entsorgungsbetriebe","Turbine 3","09.08.2010","Abfall",15.852499999999999,958.75410850000003,1]
[null,null,"SEE958310939391","In Betrieb","swb Entsorgung GmbH&Co. KG","MKK","03.07.2009","Abfall",27.2,985.95410850000007,1]
[null,null,"SEE958335974377","In Betrieb","IHKW Industrieheizkraftwerk Andernach GmbH","Dampfturbine","15.12.2008","Abfall",10.625,996.57910850000007,1]
[null,null,"SEE958909269267","In Betrieb","Infraserv GmbH & Co. Höchst KG","IPH Ersatzbrennstoffverbrennung Turbine","28.07.2014","Abfall",60.35,1056.9291085,1]
[null,null,"SEE962737235608","In Betrieb","Müllheizkraftwerk Rothensee GmbH","Block 1","17.07.2005","Abfall",24.82,1081.7491084999999,1]
[null,null,"SEE964170331206","In Betrieb","Zweckverband für Abfallwirtschaft in Nordwest-Oberfranken","MHKW Coburg","01.01.1988","Abfall",9.01,1090.7591084999999,1]
[null,null,"SEE966264899036","In Betrieb","Technische Werke Ludwigshafen am Rhein","FHKW DT5","05.07.2005","Abfall",7.772672,1098.5317805,1]
[null,null,"SEE969698095906","In Betrieb","Technische Werke Ludwigshafen am Rhein","FHKW DT6","12.04.2018","Abfall",4.6636015000000004,1103.1953819999999,1]
[null,null,"SEE971280976463","In Betrieb","EEW Energy from Waste Göppingen","MHKW Turbine","01.07.1975","Abfall",9.35,1112.5453819999998,1]
[null,null,"SEE971796321603","In Betrieb","Zweckverband Abfallwirtschaft Raum Würzburg","TS II","09.11.1998","Abfall",10.199999999999999,1122.7453819999998,1]
[null,null,"SEE972694764301","In Betrieb","swb Entsorgung GmbH&Co. KG","MHKW_Gen1","01.01.1984","Abfall",2.21,1124.9553819999999,1]
[null,null,"SEE973464796218","In Betrieb","LEIPA Georg Leinfelder GmbH","Dampfturbine FSK Kuhheide 32a","01.04.2011","Abfall",24.5684,1149.523782,1]
[null,null,"SEE974051053875","In Betrieb","Klingele Paper Weener SE & Co. KG","Turbine 4","12.08.2021","Abfall",11.772499999999999,1161.296282,1]
[null,null,"SEE976589352260","In Betrieb","Müllheizkraftwerk Kassel GmbH","Müllheizkraftwerk Kassel M8","12.03.2012","Abfall",12.494999999999999,1173.7912819999999,1]
[null,null,"SEE976826191515","In Betrieb","MHB Hamm Betriebsführungsgesellschaft mbH","MVA Hamm Turbine 2","01.01.1985","Abfall",5.5249999999999995,1179.316282,1]
[null,null,"SEE977514334252","In Betrieb","Energieversorgung Offenbach AG","Müllheizkraftwerk Offenbach Turbine 2","30.06.2006","Abfall",1.802,1181.1182819999999,1]
[null,null,"SEE977770417713","In Betrieb","SWN Stadtwerke Neumünster GmbH","T3","06.07.1979","Abfall",10.643699999999999,1191.761982,1]
[null,null,"SEE977898966292","In Betrieb","MVR Müllverwertung Rugenberger Damm GmbH","MVR Rugenberger Damm Müll","16.02.1999","Abfall",20.293749999999999,1212.055732,1]
[null,null,"SEE979423615132","In Betrieb","EGK Entsorgungsgesellschaft Krefeld GmbH & Co. KG","Turbine 1","27.08.1974","Abfall",0.79049999999999998,1212.8462320000001,1]
[null,null,"SEE981003349412","In Betrieb","SWN Stadtwerke Neumünster GmbH","T6","10.07.2014","Abfall",12.273999999999999,1225.120232,1]
[null,null,"SEE981876305560","In Betrieb","MVV Umwelt Asset GmbH","TREA Leuna 1","26.08.2005","Abfall",13.808250000000001,1238.928482,1]
[null,null,"SEE986030306643","In Betrieb","Entsorgungsgesellschaft Mainz mbH","MHKW DTS","01.06.2009","Abfall",12.75,1251.678482,1]
[null,null,"SEE986413873564","In Betrieb","swb Entsorgung GmbH&Co. KG","MHKW_Gen2","01.01.2004","Abfall",11.305,1262.9834820000001,1]
[null,null,"SEE988429673565","In Betrieb","EEW Energy from Waste Saarbrücken GmbH","TREA Breisgau","17.05.2004","Abfall",11.559999999999999,1274.543482,1]
[null,null,"SEE988580370860","In Betrieb","EEW Energy from Waste Premnitz GmbH","Turbosatz 4","18.12.2005","Abfall",1.1475,1275.6909820000001,1]
[null,null,"SEE988841475051","In Betrieb","B+T Energie GmbH","HKW Witzenhausen","24.06.2009","Abfall",23.8,1299.490982,1]
[null,null,"SEE988848971327","In Betrieb","Vattenfall Wärme Berlin AG","HKW Reuter, Dampfturbine M","04.02.1998","Abfall",30.599999999999998,1330.0909819999999,1]
[null,null,"SEE989887901764","In Betrieb","Enertec Hameln GmbH","Turbine 5","01.10.2009","Abfall",10.420999999999999,1340.511982,1]
[null,null,"SEE990065849372","In Betrieb","Zweckverband Abfallwirtschaft Raum Würzburg","TS I","04.06.1984","Abfall",7.3949999999999996,1347.906982,1]
[null,null,"SEE990760688887","In Betrieb","Entsorgungsgesellschaft Mainz mbH","MHKW EBT","01.01.2003","Abfall",4.25,1352.156982,1]
[null,null,"SEE992607731794","In Betrieb","EGK Entsorgungsgesellschaft Krefeld GmbH & Co. KG","Turbine 4","05.04.2001","Abfall",7.8455000000000004,1360.0024819999999,1]
[null,null,"SEE992947793209","In Betrieb","Kreis Weseler Abfallgesellschaft mbH & Co.KG","Dampfturbine","01.04.1997","Abfall",13.6,1373.6024819999998,1]
[null,null,"SEE993054223955","In Betrieb","GMVA Gemeinschafts-Müll-Verbrennungsanlage Niederrhein GmbH","„Turbosatz 2“","17.10.1991","Abfall",34.339999999999996,1407.9424819999997,1]
[null,null,"SEE993546424112","In Betrieb","Enertec Hameln GmbH","Turbine 2","05.08.1952","Abfall",10.726999999999999,1418.6694819999998,1]
[null,null,"SEE993787055366","In Betrieb","EGK Entsorgungsgesellschaft Krefeld GmbH & Co. KG","Turbine 2","27.08.1974","Abfall",0.79049999999999998,1419.4599819999999,1]
[null,null,"SEE994238154089","In Betrieb","MHB Hamm Betriebsführungsgesellschaft mbH","MVA Hamm Turbine 3","24.03.2006","Abfall",3.5275000000000003,1422.9874819999998,1]
[null,null,"SEE994551453975","In Betrieb","EkoCity","Generator A","01.01.1976","Abfall",17,1439.9874819999998,1]
[null,null,"SEE996047653111","In Betrieb","PD energy GmbH","KW TRB Bitterfeld, Bitterfeld-Wolfen, Oststr. 1","19.11.2009","Abfall",8.5,1448.4874819999998,1]
[null,null,"SEE996891820448","In Betrieb","EGK Entsorgungsgesellschaft Krefeld GmbH & Co. KG","Turbine 3","01.01.1978","Abfall",6.8,1455.2874819999997,1]
[null,null,"SEE998216550733","In Betrieb","Klingele Paper Weener SE & Co. KG","TWIN 1","01.03.2008","Abfall",3.9865000000000004,1459.2739819999997,1]
[null,null,"SEE998261618013","In Betrieb","Enertec Hameln GmbH","Turbine 1","31.10.2000","Abfall",4.1904999999999992,1463.4644819999996,1]
[null,null,"SEE998278854237","In Betrieb","SWM Services GmbH","SWM HKW Nord 3 T30","14.03.1984","Abfall",18.7,1482.1644819999997,1]
[null,null,"SEE999588015110","In Betrieb","MHKW Müllheizkraftwerk Frankfurt am Main GmbH","Turbine 3","12.12.1986","Abfall",22.099999999999998,1504.2644819999996,1]
[null,null,"SEE999819576335","In Betrieb","Müllheizkraftwerk Rothensee GmbH","Block 2","08.09.2006","Abfall",28.56,1532.8244819999995,1]
[null,null,null,"In Betrieb","Nicht-EEG-Anlagen < 10 MW",null,null,"Abfall",145.26781349999999,1678.0922954999996,1]
[null,null,"SEE968582186379","In Betrieb","Lausitz Energie Kraftwerke AG","Boxberg Block R","06.11.2012","Braunkohle",548.1,2226.1922954999995,87.005263157894746]
[null,null,"SEE952937205877","In Betrieb","Pfeifer & Langen GmbH ＆ Co. KG","Könnern Generator 2","28.09.1993","Braunkohle",17.1129,2243.3051954999996,87.674169741697412]
[null,null,"SEE925599434282","In Betrieb","RWE Power AG","Neurath F","03.08.2012","Braunkohle",922.2,3165.5051954999999,88.393953488372091]
[null,null,"SEE983252937631","In Betrieb","RWE Power AG","Niederaußem K","28.01.2003","Braunkohle",821.28,3986.7851954999996,88.393953488372091]
[null,null,"SEE993592183001","In Betrieb","RWE Power AG","Neurath G","08.07.2012","Braunkohle",922.2,4908.9851954999995,88.393953488372091]
[null,null,"SEE915426748132","In Betrieb","RheinEnergie AG","Block 6 Merkenich RheinEnergie","16.12.2010","Braunkohle",65.510999999999996,4974.4961954999999,89.620754716981153]
[null,null,"SEE907389779292","In Betrieb","Lausitz Energie Kraftwerke AG","Boxberg Block Q","01.10.2000","Braunkohle",730.8,5705.2961955000001,89.828605200945631]
[null,null,"SEE957229968300","In Betrieb","RWE Power AG","Niederaußem H","16.09.1974","Braunkohle",563.76,6269.0561955000003,90.121252371916526]
[null,null,"SEE998199911088","In Betrieb","EnBW Energie Baden-Württemberg AG","Kraftwerk Lippendorf Block S","01.12.1999","Braunkohle",775.17,7044.2261955000004,90.45809523809524]
[null,null,"SEE921905907730","In Betrieb","RWE Power AG","Niederaußem G","23.10.1974","Braunkohle",546.36,7590.5861955,90.627480916030535]
[null,null,"SEE938337436349","In Betrieb","Lausitz Energie Kraftwerke AG","Kraftwerk Schwarze Pumpe Block A","15.12.1997","Braunkohle",656.85,8247.4361955000004,92.622926829268295]
[null,null,"SEE952672318108","In Betrieb","Lausitz Energie Kraftwerke AG","Kraftwerk Schwarze Pumpe Block B","25.05.1998","Braunkohle",656.85,8904.2861955000008,92.622926829268295]
[null,null,"SEE966331411864","In Betrieb","Lausitz Energie Kraftwerke AG","Kraftwerk Lippendorf Block R","20.06.2000","Braunkohle",775.17,9679.4561955000008,92.622926829268295]
[null,null,"SEE990438768378","In Betrieb","Stadtwerke Flensburg","Dampfturbine 8","24.05.1985","Steinkohle",26.32,9705.7761955000005,93.264682539682539]
[null,null,"SEE919134316447","In Betrieb","Saale Energie GmbH","Schkopau A+B Bahngenerator","01.01.1996","Braunkohle",95.7,9801.4761955000013,94.896000000000001]
[null,null,"SEE921449009914","In Betrieb","CropEnergies Bioethanol GmbH","Dampfturbine IV CropEnergies Zeitz","01.01.2004","Braunkohle",15.46251,9816.9387055000007,94.896000000000001]
[null,null,"SEE947677200282","In Betrieb","Saale Energie GmbH","Schkopau B","01.01.1996","Braunkohle",391.5,10208.438705500001,94.896000000000001]
[null,null,"SEE960652233358","In Betrieb","Saale Energie GmbH","Schkopau A","01.01.1995","Braunkohle",391.5,10599.938705500001,94.896000000000001]
[null,null,"SEE978888539755","In Betrieb","Stadtwerke Cottbus GmbH","Mittel-Niederdruckdampfturbine","23.03.1999","Braunkohle",39.15,10639.0887055,94.896000000000001]
[null,null,"SEE975343602986","In Betrieb","Martinswerk GmbH","KWK-Anlage: Generator 2","01.01.1961","Braunkohle",8.6129999999999995,10647.7017055,97.778350515463913]
[null,null,"SEE986936308987","In Betrieb","Martinswerk GmbH","KWK-Anlage: Generator 1","01.01.1961","Braunkohle",8.6129999999999995,10656.314705499999,97.778350515463913]
[null,null,"SEE998111672394","In Betrieb","MIBRAG GmbH","IKW Wählitz","25.08.1994","Braunkohle",26.97,10683.284705499998,98.527012987013009]
[null,null,"SEE970305352633","In Betrieb","Südzucker AG","Dampfturbine III Südzucker Zeitz","01.08.1993","Braunkohle",14.659500000000001,10697.944205499998,98.981837160751553]
[null,null,"SEE999145467468","In Betrieb","RWE Power AG","GoWerk F","01.12.1992","Braunkohle",54.81,10752.754205499998,98.981837160751553]
[null,null,"SEE957285549260","In Betrieb","Stadtwerke Flensburg","Dampfturbine 9","16.08.1988","Steinkohle",26.32,10779.074205499997,99.39566137566139]
[null,null,"SEE996990805407","In Betrieb","Braunschweiger Versorgungs-AG & Co. KG","HKW Mitte Kessel 1","18.01.1985","Steinkohle",35.6,10814.674205499998,100.33888888888889]
[null,null,"SEE933960350956","In Betrieb","eins energie in sachsen GmbH & Co. KG","HKW Chemnitz Nord II, Block C","07.06.1990","Braunkohle",80.32884,10895.003045499998,100.84468085106383]
[null,null,"SEE994335340088","In Betrieb","Stadtwerke Frankfurt (Oder) GmbH","HKW DT","09.10.1997","Braunkohle",14.79,10909.793045499999,100.84468085106383]
[null,null,null,"In Betrieb","Nicht-EEG-Anlagen < 10 MW",null,null,"Braunkohle",21.735644999999998,10931.528690499999,100.84468085106383]
[null,null,"SEE901205245022","In Betrieb","eins energie in sachsen GmbH & Co. KG","Motor-Heizkraftwerk Chemnitz-Süd, Motor 3","21.12.2022","GuD",11.076317999999999,10942.605008499999,100.96761904761904]
[null,null,"SEE903604447151","In Betrieb","SWP Stadtwerke Pforzheim","E-BHKW","23.06.2017","GuD",1.6521300000000001,10944.257138499999,100.96761904761904]
[null,null,"SEE903779951637","In Betrieb","eins energie in sachsen GmbH & Co. KG","Motor-Heizkraftwerk Chemnitz-Süd, Motor 5","21.12.2022","GuD",11.076317999999999,10955.333456499999,100.96761904761904]
[null,null,"SEE905023260298","In Betrieb","Stadtwerke Rosenheim GmbH & Co. KG","GM7","04.04.2022","GuD",3.8775899999999996,10959.211046499999,100.96761904761904]
[null,null,"SEE905366486355","In Betrieb","Infraserv GmbH & Co. Höchst KG","IPH Strom VT4","15.09.2021","GuD",23.315999999999999,10982.527046499999,100.96761904761904]
[null,null,"SEE905410926998","In Betrieb","Forschungszentrum Jülich GmbH","FZJ_WVVZ-03.19_BHKW-1","27.06.2022","GuD",3.6287700000000003,10986.155816499999,100.96761904761904]
[null,null,"SEE908964165929","In Betrieb","SWE Energie GmbH","swe energie T-DT","01.01.2022","GuD",9.1349999999999998,10995.290816499999,100.96761904761904]
[null,null,"SEE909438607068","In Betrieb","Infraserv GmbH & Co. Höchst KG","IPH Strom VT3","15.09.2021","GuD",11.223000000000001,11006.513816499999,100.96761904761904]
[null,null,"SEE909466066615","In Betrieb","eins energie in sachsen GmbH & Co. KG","Motor-Heizkraftwerk Chemnitz-Nord. Motor 3","06.07.2023","GuD",10.90545,11017.419266499999,100.96761904761904]
[null,null,"SEE909553236495","In Betrieb","Arla Foods Deutschland GmbH","Turbine Pronsfeld","27.10.2021","GuD",10.661850000000001,11028.0811165,100.96761904761904]
[null,null,"SEE911129038174","In Betrieb","Stadtwerke Cottbus GmbH","BHKW-Anlage","15.09.2022","GuD",46.528469999999999,11074.609586499999,100.96761904761904]
[null,null,"SEE912224455828","In Betrieb","eins energie in sachsen GmbH & Co. KG","Motor-Heizkraftwerk Chemnitz-Süd, Motor 2","21.12.2022","GuD",11.076317999999999,11085.685904499998,100.96761904761904]
[null,null,"SEE912583238223","In Betrieb","TEAG Thüringer Energie AG","Gasmotor 3 Jena","04.11.2022","GuD",10.59225,11096.278154499998,100.96761904761904]
[null,null,"SEE913088869400","In Betrieb","Städtische Werke Energie + Wärme GmbH","Kombi-HKW GT1","31.03.2021","GuD",13.302299999999999,11109.580454499997,100.96761904761904]
[null,null,"SEE913985941537","In Betrieb","medl GmbH","medl BHKW Broich Modul 2 neu","30.11.2020","GuD",2.32551,11111.905964499998,100.96761904761904]
[null,null,"SEE915375007878","In Betrieb","Stadtwerke Duisburg AG","Mitte BHKW 2 Modul 4","17.05.2023","GuD",3.8906400000000003,11115.796604499998,100.96761904761904]
[null,null,"SEE915851127786","In Betrieb","Stadtwerke Aachen AG","BHKW Schwarzer Weg","05.04.2023","GuD",18.709350000000001,11134.505954499997,100.96761904761904]
[null,null,"SEE917303295586","In Betrieb","eins energie in sachsen GmbH & Co. KG","Motor-Heizkraftwerk Chemnitz-Süd, Motor 4","21.12.2022","GuD",11.076317999999999,11145.582272499996,100.96761904761904]
[null,null,"SEE917925869486","In Betrieb","Nordland Papier GmbH","Nordland GuD-Anlage HD-DTS","23.05.2022","GuD",19.6707,11165.252972499997,100.96761904761904]
[null,null,"SEE918506212059","In Betrieb","Energieversorgung Oberhausen","Gasmotoren Danziger Straße","10.05.2021","GuD",7.6647000000000007,11172.917672499996,100.96761904761904]
[null,null,"SEE919939073064","In Betrieb","Volkswagen AG","GT 31 GuD Süd Wolfsburg","27.12.2021","GuD",42.978000000000002,11215.895672499995,100.96761904761904]
[null,null,"SEE920801236685","In Betrieb","Evonik Operations GmbH","Kraftwerk VII, Block 71, DT710","12.12.2022","GuD",32.103000000000002,11247.998672499994,100.96761904761904]
[null,null,"SEE921877855527","In Betrieb","Solvay Chemicals GmbH","Gasturbine 01 Industriekraftwerk","16.12.2019","GuD",50.895000000000003,11298.893672499995,100.96761904761904]
[null,null,"SEE923129957027","In Betrieb","Stadtwerke Duisburg AG","Mitte BHKW 2 Modul 3","17.05.2023","GuD",3.8906400000000003,11302.784312499994,100.96761904761904]
[null,null,"SEE923793340132","In Betrieb","DREWAG - Stadtwerke Dresden GmbH","Gasmotoren-Heizkraftwerk Dresden-Reick - Aggregat VIII","18.02.2022","GuD",10.005000000000001,11312.789312499994,100.96761904761904]
[null,null,"SEE924562445072","In Betrieb","DREWAG - Stadtwerke Dresden GmbH","Gasmotoren-Heizkraftwerk Dresden-Reick - Aggregat V","18.02.2022","GuD",10.005000000000001,11322.794312499993,100.96761904761904]
[null,null,"SEE927282130440","In Betrieb","Energie SaarLorLux AG","Gasmotorenkraftwerk Römerbrücke","01.07.2022","GuD",45.671520000000001,11368.465832499993,100.96761904761904]
[null,null,"SEE927303933470","In Betrieb","Nordland Papier GmbH","Nordland GuD-Anlage ND-DTS","23.05.2022","GuD",3.4756499999999999,11371.941482499993,100.96761904761904]
[null,null,"SEE928331694449","In Betrieb","eins energie in sachsen GmbH & Co. KG","Motor-Heizkraftwerk Chemnitz-Nord, Motor 2","06.07.2023","GuD",10.90545,11382.846932499993,100.96761904761904]
[null,null,"SEE929090964958","In Betrieb","Forschungszentrum Jülich GmbH","FZJ_WVVZ-03.19_BHKW-3","27.06.2022","GuD",3.6287700000000003,11386.475702499993,100.96761904761904]
[null,null,"SEE930277153294","In Betrieb","Stadtwerke Duisburg AG","Mitte BHKW 2 Modul 7","17.05.2023","GuD",3.8906400000000003,11390.366342499992,100.96761904761904]
[null,null,"SEE930647914081","In Betrieb","DREWAG - Stadtwerke Dresden GmbH","Gasmotoren-Heizkraftwerk Dresden-Reick - Aggregat III","18.02.2022","GuD",10.005000000000001,11400.371342499991,100.96761904761904]
[null,null,"SEE936473203580","In Betrieb","TEAG Thüringer Energie AG","Gasmotor 2 Jena","11.11.2022","GuD",10.59225,11410.963592499991,100.96761904761904]
[null,null,"SEE936668903264","In Betrieb","Fernwärme Ulm GmbH","BHKW1","09.12.2022","GuD",17.872409999999999,11428.836002499991,100.96761904761904]
[null,null,"SEE936761155751","In Betrieb","eins energie in sachsen GmbH & Co. KG","Motor-Heizkraftwerk Chemnitz-Süd, Motor 1","21.12.2022","GuD",11.076317999999999,11439.912320499991,100.96761904761904]
[null,null,"SEE939899660715","In Betrieb","DREWAG - Stadtwerke Dresden GmbH","Gasmotoren-Heizkraftwerk Dresden-Reick - Aggregat VII","18.02.2022","GuD",10.005000000000001,11449.91732049999,100.96761904761904]
[null,null,"SEE939917723934","In Betrieb","SWU Energie GmbH","BHKW Neu-Ulm M3","14.12.2021","GuD",2.2811399999999997,11452.198460499989,100.96761904761904]
[null,null,"SEE944044057432","In Betrieb","eins energie in sachsen GmbH & Co. KG","Motor-Heizkraftwerk Chemnitz-Nord, Motor 1","06.07.2023","GuD",10.90545,11463.103910499989,100.96761904761904]
[null,null,"SEE944148486770","In Betrieb","ORION Engineered Carbons GmbH","Generator 4","21.12.2017","GuD",19.14,11482.243910499988,100.96761904761904]
[null,null,"SEE946709181179","In Betrieb","eins energie in sachsen GmbH & Co. KG","Motor-Heizkraftwerk Chemnitz-Nord, Motor 4","06.07.2023","GuD",10.90545,11493.149360499989,100.96761904761904]
[null,null,"SEE949216632202","In Betrieb","Stadtwerke Flensburg","Dampfturbine 13","16.12.2022","GuD",33.234000000000002,11526.383360499989,100.96761904761904]
[null,null,"SEE951078548935","In Betrieb","Stadtwerke Kempen GmbH","0050 - STW - BHKW - KWK","01.11.2017","GuD",2.8823099999999999,11529.26567049999,100.96761904761904]
[null,null,"SEE951160693116","In Betrieb","TEAG Thüringer Energie AG","Gasmotor 5 Jena","11.11.2022","GuD",10.59225,11539.85792049999,100.96761904761904]
[null,null,"SEE951344432289","In Betrieb","BTB Blockheizkraftwerks-, Träger- und Betreibergesellschaft","KWK Adlershof Modul 2","06.07.2023","GuD",3.8192999999999997,11543.677220499989,100.96761904761904]
[null,null,"SEE951684578067","In Betrieb","Stadtwerke Bielefeld GmbH","Gasturbine 2 - GuD MPE","15.02.2021","GuD",13.093500000000001,11556.77072049999,100.96761904761904]
[null,null,"SEE953907486180","In Betrieb","Forschungszentrum Jülich GmbH","FZJ_WVVZ-03.19_BHKW-2","27.06.2022","GuD",3.6287700000000003,11560.399490499989,100.96761904761904]
[null,null,"SEE953987748918","In Betrieb","Stadtwerke Duisburg AG","Mitte BHKW 2 Modul 6","17.05.2023","GuD",3.8906400000000003,11564.290130499989,100.96761904761904]
[null,null,"SEE955076814825","In Betrieb","eins energie in sachsen GmbH & Co. KG","Motor-Heizkraftwerk Chemnitz-Nord, Motor 7","06.07.2023","GuD",10.90545,11575.195580499989,100.96761904761904]
[null,null,"SEE955178360381","In Betrieb","BMW AG","KWK 1 Gebäude 192.0","26.03.2019","GuD",3.4843500000000001,11578.679930499989,100.96761904761904]
[null,null,"SEE957163765348","In Betrieb","ORION Engineered Carbons GmbH","Generator 3","03.07.2020","GuD",11.657999999999999,11590.337930499989,100.96761904761904]
[null,null,"SEE959044776498","In Betrieb","Stadtwerke Duisburg AG","Mitte BHKW 2 Modul 5","17.05.2023","GuD",3.8906400000000003,11594.228570499989,100.96761904761904]
[null,null,"SEE960155611554","In Betrieb","medl GmbH","medl BHKW Broich Modul 3 neu","13.12.2021","GuD",2.32551,11596.554080499989,100.96761904761904]
[null,null,"SEE962395118756","In Betrieb","DREWAG - Stadtwerke Dresden GmbH","Gasmotoren-Heizkraftwerk Dresden-Reick - Aggregat IV","18.02.2022","GuD",10.005000000000001,11606.559080499988,100.96761904761904]
[null,null,"SEE963154903477","In Betrieb","BTB Blockheizkraftwerks-, Träger- und Betreibergesellschaft","KWK Adlershof Modul 4","06.07.2023","GuD",3.8192999999999997,11610.378380499988,100.96761904761904]
[null,null,"SEE963438570067","In Betrieb","DREWAG - Stadtwerke Dresden GmbH","Gasmotoren-Heizkraftwerk Dresden-Reick - Aggregat VI","18.02.2022","GuD",10.005000000000001,11620.383380499987,100.96761904761904]
[null,null,"SEE965203033722","In Betrieb","SWU Energie GmbH","BHKW Neu-Ulm M4","14.12.2021","GuD",2.2811399999999997,11622.664520499986,100.96761904761904]
[null,null,"SEE965660903200","In Betrieb","DREWAG - Stadtwerke Dresden GmbH","Gasmotoren-Heizkraftwerk Dresden-Reick - Aggregat I","18.02.2022","GuD",10.005000000000001,11632.669520499985,100.96761904761904]
[null,null,"SEE969004747543","In Betrieb","TEAG Thüringer Energie AG","Gasmotor 4 Jena","04.11.2022","GuD",10.59225,11643.261770499985,100.96761904761904]
[null,null,"SEE970820981745","In Betrieb","Evonik Operations GmbH","Kraftwerk VI, Block 62, DT620","09.09.2022","GuD",32.103000000000002,11675.364770499984,100.96761904761904]
[null,null,"SEE971304457053","In Betrieb","Erlanger Stadtwerke AG","HKW -  K6 DT2","09.06.2022","GuD",14.195790000000001,11689.560560499984,100.96761904761904]
[null,null,"SEE972779194474","In Betrieb","eins energie in sachsen GmbH & Co. KG","Motor-Heizkraftwerk Chemnitz-Nord, Motor 5","06.07.2023","GuD",10.90545,11700.466010499984,100.96761904761904]
[null,null,"SEE974236609859","In Betrieb","eins energie in sachsen GmbH & Co. KG","Motor-Heizkraftwerk Chemnitz-Nord, Motor 6","06.07.2023","GuD",10.90545,11711.371460499984,100.96761904761904]
[null,null,"SEE974767618801","In Betrieb","Stadtwerke Duisburg AG","Mitte BHKW 2 Modul 2","17.05.2023","GuD",3.8906400000000003,11715.262100499984,100.96761904761904]
[null,null,"SEE979426528330","In Betrieb","SWU Energie GmbH","BHKW Neu-Ulm M2","14.12.2021","GuD",2.2811399999999997,11717.543240499983,100.96761904761904]
[null,null,"SEE979958690659","In Betrieb","BTB Blockheizkraftwerks-, Träger- und Betreibergesellschaft","KWK Adlershof Modul 3","06.07.2023","GuD",3.8192999999999997,11721.362540499982,100.96761904761904]
[null,null,"SEE984196895179","In Betrieb","Volkswagen AG","GT32 GuD Süd Wolfsburg","27.12.2021","GuD",42.978000000000002,11764.340540499981,100.96761904761904]
[null,null,"SEE985036646654","In Betrieb","DREWAG - Stadtwerke Dresden GmbH","Gasmotoren-Heizkraftwerk Dresden-Reick - Aggregat II","18.02.2022","GuD",10.005000000000001,11774.34554049998,100.96761904761904]
[null,null,"SEE985143270643","In Betrieb","SWU Energie GmbH","BHKW Neu-Ulm M1","14.12.2021","GuD",2.2811399999999997,11776.62668049998,100.96761904761904]
[null,null,"SEE987113516188","In Betrieb","Stadtwerke Duisburg AG","Mitte BHKW 2 Modul 1","17.05.2023","GuD",3.8906400000000003,11780.517320499979,100.96761904761904]
[null,null,"SEE988178455061","In Betrieb","Solvay Chemicals GmbH","Gasturbine 02 Industriekraftwerk","26.09.2020","GuD",55.244999999999997,11835.76232049998,100.96761904761904]
[null,null,"SEE988601422752","In Betrieb","TEAG Thüringer Energie AG","Gasmotor 1 Jena","04.11.2022","GuD",10.59225,11846.35457049998,100.96761904761904]
[null,null,"SEE992980224760","In Betrieb","BTB Blockheizkraftwerks-, Träger- und Betreibergesellschaft","KWK Adlershof Modul 1","06.07.2023","GuD",3.8192999999999997,11850.173870499979,100.96761904761904]
[null,null,"SEE994351082467","In Betrieb","Evonik Operations GmbH","Kraftwerk VI, Block 61, DT610","09.09.2022","GuD",32.103000000000002,11882.276870499978,100.96761904761904]
[null,null,"SEE999173384836","In Betrieb","Stadtwerke Rosenheim GmbH & Co. KG","GM8","15.12.2022","GuD",3.8775899999999996,11886.154460499978,100.96761904761904]
[null,null,"SEE999756197518","In Betrieb","Moritz J. Weig GmbH & Co. KG","Dampfturbine 2","01.10.2015","GuD",15.398999999999999,11901.553460499978,100.96761904761904]
[null,null,"SEE923943268279","In Betrieb","Lausitz Energie Kraftwerke AG","Kraftwerk Jänschwalde Block D","06.10.1985","Braunkohle",435,12336.553460499978,101.10906666666668]
[null,null,"SEE938669585906","In Betrieb","Lausitz Energie Kraftwerke AG","Kraftwerk Jänschwalde Block B","29.11.1982","Braunkohle",435,12771.553460499978,101.10906666666668]
[null,null,"SEE989591633753","In Betrieb","Lausitz Energie Kraftwerke AG","Kraftwerk Jänschwalde Block C","01.02.1984","Braunkohle",435,13206.553460499978,101.10906666666668]
[null,null,"SEE991817093418","In Betrieb","Lausitz Energie Kraftwerke AG","Kraftwerk Jänschwalde Block A","01.10.1981","Braunkohle",435,13641.553460499978,101.10906666666668]
[null,null,"SEE988477355802","In Betrieb","Grosskraftwerk Mannheim","GKM Block 9","02.05.2015","Steinkohle",674.40000000000009,14315.953460499977,101.19267241379309]
[null,null,"SEE923577153439","befristete Strommarktrückkehr","Evonik Operations GmbH","Kraftwerk I,  T15","15.10.1983","Steinkohle",54.720000000000006,14370.673460499976,101.30043149946061]
[null,null,"SEE928076311489","In Betrieb","Städtische Werke Energie + Wärme GmbH","Fernwärmekraftwerk Kassel","21.12.1989","Braunkohle",29.145,14399.818460499977,101.48158458244113]
[null,null,"SEE964729462818","befristete Strommarktrückkehr","Lausitz Energie Kraftwerke AG","Kraftwerk Jänschwalde Block F","09.03.1989","Braunkohle",435,14834.818460499977,101.48158458244113]
[null,null,"SEE970425279599","In Betrieb","Onyx Kraftwerk Wilhelmshaven GmbH & Co. KG","Kraftwerk Wilhelmshaven Onyx","30.11.2015","Steinkohle",580.80000000000007,15415.618460499976,101.51664864864864]
[null,null,"SEE980331579218","In Betrieb","EnBW Energie Baden-Württemberg AG","Rheinhafen-Dampfkraftwerk RDK 8","01.07.2014","Steinkohle",667.2,16082.818460499977,102.06130434782608]
[null,null,"SEE905721866655","In Betrieb","RWE Power AG","Fab Frechen","23.12.1962","Braunkohle",48.72,16131.538460499976,102.12672413793103]
[null,null,"SEE923082939436","In Betrieb","eins energie in sachsen GmbH & Co. KG","HKW Chemnitz Nord II, Block B","26.08.1988","Braunkohle",50.609639999999999,16182.148100499977,102.12672413793103]
[null,null,"SEE961029163353","In Betrieb","Trianel Kohlekraftwerk Lünen GmbH & Co KG","Trianel Kohlekraftwerk Lünen","01.01.2013","Steinkohle",596.80000000000007,16778.948100499976,102.17094668117518]
[null,null,"SEE985047526785","befristete Strommarktrückkehr","Lausitz Energie Kraftwerke AG","Kraftwerk Jänschwalde Block E","06.10.1987","Braunkohle",435,17213.948100499976,102.78026030368764]
[null,null,"SEE931736847297","In Betrieb","RWE Power AG","Neurath D","24.06.1975","Braunkohle",528.09,17742.038100499976,103.55355191256831]
[null,null,"SEE976414005279","In Betrieb","RWE Power AG","Neurath E","22.02.1976","Braunkohle",525.48,18267.518100499976,103.55355191256831]
[null,null,"SEE958847865460","In Betrieb","Onyx Kraftwerk Zolling GmbH &Co. KGaA","Kraftwerk Zolling","01.01.1985","Steinkohle",377.6,18645.118100499974,103.73138121546961]
[null,null,"SEE966920434281","In Betrieb","Stadtwerke Flensburg","Gasturbine 12","14.04.2016","GuD",43.587000000000003,18688.705100499974,103.89313725490196]
[null,null,"SEE975361659900","In Betrieb","Stadtwerke Düsseldorf AG","SWD KWL GuD F","22.01.2016","GuD",517.65,19206.355100499975,103.89313725490196]
[null,null,"SEE989202977269","In Betrieb","Gemeinschaftskraftwerk Bremen GmbH & Co. KG","GUD Mibü","10.07.2014","GuD",386.71499999999997,19593.070100499976,103.89313725490196]
[null,null,"SEE999539592561","In Betrieb","Stadtwerke Flensburg","Dampfturbine 12","01.05.2016","GuD",23.663999999999998,19616.734100499976,103.89313725490196]
[null,null,"SEE913516809497","In Betrieb","Uniper Kraftwerke GmbH","Datteln 4","30.05.2020","Steinkohle",841.6,20458.334100499975,104.30044444444444]
[null,null,"SEE918143230942","In Betrieb","STEAG Walsum 10 Kraftwerksgesellschaft","Walsum 10","20.12.2013","Steinkohle",580,21038.334100499975,104.30044444444444]
[null,null,"SEE920864082298","In Betrieb","Dow Deutschland Anlagengesellschaft mbH","01 Std GT1","16.04.2014","GuD",39.128250000000001,21077.462350499976,104.65160493827159]
[null,null,"SEE926897163430","In Betrieb","Dow Deutschland Anlagengesellschaft mbH","01 Std GT2","07.03.2014","GuD",39.128250000000001,21116.590600499978,104.65160493827159]
[null,null,"SEE954183997452","In Betrieb","Dow Deutschland Anlagengesellschaft mbH","01 Std ST2","19.12.2014","GuD",11.31,21127.900600499979,104.65160493827159]
[null,null,"SEE964077382691","In Betrieb","Dow Deutschland Anlagengesellschaft mbH","01 Std GT3","25.03.2014","GuD",39.128250000000001,21167.028850499981,104.65160493827159]
[null,null,"SEE970688261195","In Betrieb","Dow Deutschland Anlagengesellschaft mbH","01 Std ST1","01.01.1975","GuD",12.18,21179.208850499981,104.65160493827159]
[null,null,"SEE986097297199","In Betrieb","CIECH Energy Deutschland","CED_GuD_Staßfurt","08.08.1997","GuD",87,21266.208850499981,104.65160493827159]
[null,null,"SEE948609940009","In Betrieb","EnBW Energie Baden-Württemberg AG","Heizkraftwerk Heilbronn HLB 7","01.12.1985","Steinkohle",622.40000000000009,21888.608850499983,104.87586592178771]
[null,null,"SEE948129095272","In Betrieb","Uniper Kraftwerke GmbH","Irsching 4","01.01.2011","GuD",488.07,22376.678850499982,105.24933774834437]
[null,null,"SEE955314088254","In Betrieb","RWE Power AG","Weisweiler H","18.01.1975","Braunkohle",570.72,22947.398850499983,105.25111111111111]
[null,null,"SEE987007884447","In Betrieb","RWE Power AG","Weisweiler G","14.02.1974","Braunkohle",576.80999999999995,23524.208850499985,105.25111111111111]
[null,null,"SEE982350358232","In Betrieb","Erlanger Stadtwerke AG","HKW - GuD2","10.02.2014","GuD",5.8289999999999997,23530.037850499986,105.42139303482587]
[null,null,"SEE930982693153","In Betrieb","Knapsack Power GmbH & Co. KG","Knapsack I - Gasturbine  GT11","17.10.2007","Gasturbine",267.95999999999998,23797.997850499985,105.441]
[null,null,"SEE959576281422","In Betrieb","Knapsack Power GmbH & Co. KG","Knapsack I - Dampfturbine - DT 10","17.10.2007","Gasturbine",243.6,24041.597850499984,105.441]
[null,null,"SEE937536026146","In Betrieb","Vattenfall Wärme Berlin AG","GuD Marzahn Gasturbine","07.05.2020","GuD",164.86500000000001,24206.462850499986,105.941]
[null,null,"SEE904968236689","befristete Strommarktrückkehr","Onyx Kraftwerk Farge GmbH & Co. KGaA","Kraftwerk Farge","01.01.1969","Steinkohle",280,24486.462850499986,106.04621468926554]
[null,null,"SEE915604855232","In Betrieb","Sustainable Energy Aschaffenburg GmbH","GuD-Anlage (Gasturbine)","28.01.2013","GuD",27.450240000000001,24513.913090499984,106.20275689223057]
[null,null,"SEE982064018118","In Betrieb","Moritz J. Weig GmbH & Co. KG","Gasturbine 2","01.10.2015","GuD",12.615,24526.528090499985,106.20275689223057]
[null,null,"SEE915883553447","In Betrieb","Gemeinschaftskraftwerk Irsching GmbH","Irsching 5 DT","01.01.2010","GuD",245.34,24771.868090499986,106.46582914572863]
[null,null,"SEE924780675428","In Betrieb","Gemeinschaftskraftwerk Irsching GmbH","Irsching 5 GT2","01.01.2010","GuD",245.34,25017.208090499986,106.46582914572863]
[null,null,"SEE973737205324","In Betrieb","Gemeinschaftskraftwerk Irsching GmbH","Irsching 5 GT1","01.01.2010","GuD",245.34,25262.548090499986,106.46582914572863]
[null,null,"SEE965782597448","In Betrieb","EnBW Energie Baden-Württemberg AG","Heizkraftwerk Altbach/Deizisau HKW 2 DT (Solobetrieb)","29.05.1997","Steinkohle",258.40000000000003,25520.948090499987,106.64136363636364]
[null,null,"SEE909002940690","In Betrieb","Grosskraftwerk Mannheim","GKM Block 6","26.12.2005","Steinkohle",204,25724.948090499987,107.24331428571428]
[null,null,"SEE980016033738","In Betrieb","EnBW Energie Baden-Württemberg AG","Rheinhafen-Dampfkraftwerk RDK 7","21.06.1985","Steinkohle",413.6,26138.548090499986,107.24331428571428]
[null,null,"SEE903983424590","In Betrieb","Statkraft Markets GmbH","Kraftwerk Knapsack II","01.06.2013","GuD",374.1,26512.648090499984,107.35236486486485]
[null,null,"SEE911671792326","In Betrieb","RWE Generation SE","Emsland D GT1","08.09.2010","GuD",255.345,26767.993090499986,107.35236486486485]
[null,null,"SEE929022761297","In Betrieb","RWE Generation SE","Emsland D GT2","08.09.2010","GuD",255.345,27023.338090499987,107.35236486486485]
[null,null,"SEE979958390276","In Betrieb","RWE Generation SE","Emsland D DT","08.09.2010","GuD",295.8,27319.138090499986,107.35236486486485]
[null,null,"SEE942982288260","In Betrieb","Mark-E Aktiengesellschaft","Cuno Heizkraftwerk Herdecke H6","01.10.2007","GuD",362.79,27681.928090499987,107.71118644067796]
[null,null,"SEE908125004449","In Betrieb","Lausitz Energie Kraftwerke AG","Boxberg Block P","01.07.1980","Braunkohle",435,28116.928090499987,108.2097142857143]
[null,null,"SEE985842749525","In Betrieb","Lausitz Energie Kraftwerke AG","Boxberg Block N","01.01.1979","Braunkohle",435,28551.928090499987,108.2097142857143]
[null,null,"SEE927630371594","In Betrieb","ROMONTA GmbH","Grubenheizkraftwerk Amsdorf","01.04.1960","Braunkohle",39.924300000000002,28591.852390499986,108.33157894736841]
[null,null,"SEE904194792843","befristete Strommarktrückkehr","Kraftwerk Mehrum GmbH","KWM Block 3","24.08.1979","Steinkohle",552,29143.852390499986,108.46809248554914]
[null,null,"SEE943427876363","In Betrieb","EnBW Energie Baden-Württemberg AG","Kraftwerk Rostock Block A","01.10.1994","Steinkohle",411.20000000000005,29555.052390499986,108.59212962962964]
[null,null,"SEE904662075126","In Betrieb","Sachsenmilch Leppersdorf GmbH","7712MKA10-GT2","14.05.2014","GuD",12.949949999999999,29568.002340499985,108.61897435897436]
[null,null,"SEE913203719740","In Betrieb","AG der Dillinger Hüttenwerke","GKW","22.04.2009","GuD",77.723190000000002,29645.725530499985,108.61897435897436]
[null,null,"SEE917096062495","In Betrieb","ExxonMobil Production Deutschland GmbH","KWK Anlage Großenkneten","05.05.2014","GuD",26.2392,29671.964730499985,108.61897435897436]
[null,null,"SEE920992144554","In Betrieb","Braunschweiger Versorgungs-AG & Co. KG","HKW Mitte GuD","30.12.2010","GuD",64.38,29736.344730499986,108.61897435897436]
[null,null,"SEE922395631839","In Betrieb","Salzgitter Flachstahl GmbH","Block1","15.06.2010","GuD",84.39,29820.734730499986,108.61897435897436]
[null,null,"SEE923244371197","In Betrieb","Stadtwerke Leipzig GmbH","Heizkraftwerk Leipzig Nord GT81","05.02.1996","GuD",55.279800000000002,29876.014530499986,108.61897435897436]
[null,null,"SEE931001040675","In Betrieb","Kraftwerk Plattling GmbH","KW Plattling DT","24.04.2010","GuD",34.365000000000002,29910.379530499988,108.61897435897436]
[null,null,"SEE932989146397","In Betrieb","BTB Blockheizkraftwerks-, Träger- und Betreibergesellschaft","NEZ Adlershof Modul 4","08.12.2010","GuD",1.7139,29912.093430499986,108.61897435897436]
[null,null,"SEE936196276359","In Betrieb","Stadtwerke Leipzig GmbH","Heizkraftwerk Leipzig Nord GT82","05.02.1996","GuD",56.204609999999995,29968.298040499987,108.61897435897436]
[null,null,"SEE944523267864","In Betrieb","BTB Blockheizkraftwerks-, Träger- und Betreibergesellschaft","NEZ Adlershof Modul 1","08.12.2010","GuD",1.7139,29970.011940499986,108.61897435897436]
[null,null,"SEE950895373805","In Betrieb","Energie SaarLorLux AG","Dampfturbinenanlage DT3","01.08.2011","GuD",29.58,29999.591940499988,108.61897435897436]
[null,null,"SEE965067693100","In Betrieb","DK Recycling und Roheisen GmbH","Kraftwerk DK","01.02.2011","GuD",18.139500000000002,30017.731440499989,108.61897435897436]
[null,null,"SEE967916097817","In Betrieb","KRONOS TITAN GmbH","KRONOS TITAN Nordenham GuD","15.12.2013","GuD",14.903099999999998,30032.634540499988,108.61897435897436]
[null,null,"SEE970806189455","In Betrieb","Volkswagen Sachsen GmbH","BHKW-G66-KWK-groß","13.02.2014","GuD",11.08989,30043.724430499988,108.61897435897436]
[null,null,"SEE973101826070","In Betrieb","Kraftwerk Plattling GmbH","Kraftwerk Plattling GT","24.04.2010","GuD",67.996589999999998,30111.721020499986,108.61897435897436]
[null,null,"SEE976320012538","In Betrieb","Salzgitter Flachstahl GmbH","Block2","15.08.2010","GuD",84.39,30196.111020499986,108.61897435897436]
[null,null,"SEE976607134694","In Betrieb","BMW AG","KWK 2 Geb. 192.0","15.07.2014","GuD",3.5583,30199.669320499986,108.61897435897436]
[null,null,"SEE983138549866","In Betrieb","ArcelorMittal Eisenhüttenstadt GmbH","IKW Block 7","08.05.2013","GuD",46.893000000000001,30246.562320499987,108.61897435897436]
[null,null,"SEE989200392347","In Betrieb","Sachsenmilch Leppersdorf GmbH","7711MKA10-GT1","21.05.2014","GuD",12.949949999999999,30259.512270499985,108.61897435897436]
[null,null,"SEE991324265957","In Betrieb","Smurfit Kappa Zülpich Papier GmbH","DT06","22.10.2010","GuD",12.513209999999999,30272.025480499986,108.61897435897436]
[null,null,"SEE994543149961","In Betrieb","Stadtwerke Münster GmbH","ESA-BHKW","18.06.2009","GuD",3.2190000000000003,30275.244480499987,108.61897435897436]
[null,null,"SEE998116131216","In Betrieb","BTB Blockheizkraftwerks-, Träger- und Betreibergesellschaft","NEZ Adlershof Modul 2","08.12.2010","GuD",1.7139,30276.958380499986,108.61897435897436]
[null,null,"SEE998559811041","In Betrieb","BTB Blockheizkraftwerks-, Träger- und Betreibergesellschaft","NEZ Adlershof Modul 3","08.12.2010","GuD",1.7139,30278.672280499984,108.61897435897436]
[null,null,"SEE913896693631","In Betrieb","Hamburger Energiewerke GmbH","GuD Tiefstack","01.05.2009","GuD",110.49,30389.162280499986,109.44935400516795]
[null,null,"SEE925720506642","In Betrieb","K+S Minerals and Agriculture GmbH","Kraftwerk WI GT","01.01.1962","GuD",14.616,30403.778280499988,109.44935400516795]
[null,null,"SEE975193004329","In Betrieb","K+S Minerals and Agriculture GmbH","Kraftwerk WI DT4","01.01.1982","GuD",24.36,30428.138280499988,109.44935400516795]
[null,null,"SEE979861364876","In Betrieb","K+S Minerals and Agriculture GmbH","Kraftwerk WI DT 2.1","02.07.2009","GuD",45.849000000000004,30473.987280499987,109.44935400516795]
[null,null,"SEE993412996354","In Betrieb","K+S Minerals and Agriculture GmbH","Kraftwerk WI DT3","01.01.1967","GuD",10.5009,30484.488180499986,109.44935400516795]
[null,null,"SEE909927513559","In Betrieb","Kraftwerke Mainz-Wiesbaden AG","KW3 GT31","05.07.2001","GuD",253.43100000000001,30737.919180499986,109.54241379310344]
[null,null,"SEE916609233650","In Betrieb","RheinEnergie AG","DT Niehl 2 RheinEnergie","26.03.2005","GuD",127.89,30865.809180499986,109.54241379310344]
[null,null,"SEE984335626152","In Betrieb","RheinEnergie AG","GT Niehl 2 RheinEnergie","26.03.2005","GuD",231.42,31097.229180499984,109.54241379310344]
[null,null,"SEE996285049943","In Betrieb","Kraftwerke Mainz-Wiesbaden AG","KW3 DT32","05.07.2001","GuD",121.53899999999999,31218.768180499985,109.54241379310344]
[null,null,"SEE900628853036","In Betrieb","Trianel Gaskraftwerk Hamm","Trianel Gaskraftwerk Hamm Block 20","23.12.2007","GuD",387.15,31605.918180499986,110.10415944540728]
[null,null,"SEE987970110314","In Betrieb","Trianel Gaskraftwerk Hamm","Trianel Gaskraftwerk Hamm Block 10","23.11.2007","GuD",354.09,31960.008180499986,110.10415944540728]
[null,null,"SEE920837459195","In Betrieb","Volkswagen AG","HKW Nord Generator B","18.09.1998","Steinkohle",48.800000000000004,32008.808180499986,110.35929411764705]
[null,null,"SEE998984420832","In Betrieb","Volkswagen AG","HKW Nord Generator A","01.10.1998","Steinkohle",48.800000000000004,32057.608180499985,110.35929411764705]
[null,null,"SEE905192478234","In Betrieb","Knapsack Power GmbH & Co. KG","Knapsack I - Gasturbine GT12","17.10.2007","GuD",267.95999999999998,32325.568180499984,111.14934383202099]
[null,null,"SEE979779484642","In Betrieb","Energie SaarLorLux AG","HKW-Römerbrücke Dampfturbinenanlage DT2","27.06.1988","Steinkohle",42.400000000000006,32367.968180499985,111.65761904761904]
[null,null,"SEE912764206645","In Betrieb","Erlanger Stadtwerke AG","HKW - GuD1","14.09.2005","GuD",18.792000000000002,32386.760180499987,112.90373333333334]
[null,null,"SEE915885358156","In Betrieb","Stadtwerke Duisburg AG","HKW III  Block B","13.09.2004","GuD",65.424000000000007,32452.184180499986,112.90373333333334]
[null,null,"SEE916495905242","In Betrieb","Stadtwerke Duisburg AG","HKW III  Block B","25.02.2005","GuD",73.08,32525.264180499988,112.90373333333334]
[null,null,"SEE922855765289","In Betrieb","Stadtwerke Duisburg AG","HKW III  Block B","23.09.2004","GuD",65.424000000000007,32590.688180499987,112.90373333333334]
[null,null,"SEE923769915258","In Betrieb","N-ERGIE Kraftwerke GmbH","HKW Sandreuth (GT1)","03.05.2005","GuD",46.11,32636.798180499987,112.90373333333334]
[null,null,"SEE924909675933","In Betrieb","Stadtwerke Münster GmbH","Gasturbine 2","30.12.2005","GuD",26.97,32663.768180499988,112.90373333333334]
[null,null,"SEE942019110397","In Betrieb","N-ERGIE Kraftwerke GmbH","HKW Sandreuth (GT2)","03.05.2005","GuD",46.11,32709.878180499989,112.90373333333334]
[null,null,"SEE949895584069","In Betrieb","N-ERGIE Kraftwerke GmbH","HKW Sandreuth (DT3)","03.02.1982","GuD",33.733380000000004,32743.61156049999,112.90373333333334]
[null,null,"SEE953872640426","In Betrieb","Stadtwerke Münster GmbH","Dampfturbine","14.12.2005","GuD",30.624000000000002,32774.23556049999,112.90373333333334]
[null,null,"SEE960352714492","In Betrieb","WSW Energie & Wasser AG","GT11","30.12.2005","GuD",24.012,32798.247560499993,112.90373333333334]
[null,null,"SEE968471468838","In Betrieb","WSW Energie & Wasser AG","DT23","30.12.2005","GuD",25.404,32823.651560499995,112.90373333333334]
[null,null,"SEE972466462527","In Betrieb","Stadtwerke Bielefeld GmbH","Dampfturbine - GuD MPE","03.01.2005","GuD",8.1344999999999992,32831.786060499995,112.90373333333334]
[null,null,"SEE975188536989","In Betrieb","Energie SaarLorLux AG","HKW-Römerbrücke GuD-Anlage","01.01.2005","GuD",34.799999999999997,32866.586060499998,112.90373333333334]
[null,null,"SEE976880282228","In Betrieb","N-ERGIE Kraftwerke GmbH","HKW Sandreuth (DT2)","03.02.1982","GuD",34.365000000000002,32900.951060499996,112.90373333333334]
[null,null,"SEE978399772948","In Betrieb","WSW Energie & Wasser AG","GT12","30.12.2005","GuD",24.012,32924.963060499998,112.90373333333334]
[null,null,"SEE991633857065","In Betrieb","Stadtwerke Münster GmbH","Gasturbine 1","30.12.2005","GuD",26.97,32951.9330605,112.90373333333334]
[null,null,"SEE994055644299","In Betrieb","WSW Energie & Wasser AG","BHKW15","04.12.2017","GuD",2.2785300000000004,32954.211590500003,112.90373333333334]
[null,null,"SEE978971638464","befristete Strommarktrückkehr","RWE Power AG","Neurath C","21.03.1973","Braunkohle",254.04,33208.251590500004,112.91241050119332]
[null,null,"SEE976219797843","In Betrieb","SWM Services GmbH","SWM HKW Sued GuD2 GT62","31.12.2021","GuD",127.28100000000001,33335.532590500006,113.80215053763439]
[null,null,"SEE980327120226","In Betrieb","SWM Services GmbH","SWM HKW Sued GuD2 GT61","31.12.2021","GuD",127.28100000000001,33462.813590500009,113.80215053763439]
[null,null,"SEE996720450723","In Betrieb","SWM Services GmbH","SWM HKW Sued GuD2 DT60","17.11.2004","GuD",111.012,33573.825590500011,113.80215053763439]
[null,null,"SEE938923083674","befristete Strommarktrückkehr","Evonik Operations GmbH","Kraftwerk I, T14","01.06.1971","Steinkohle",44.448000000000008,33618.273590500008,114.48730158730159]
[null,null,"SEE930228090937","befristete Strommarktrückkehr","RWE Power AG","Niederaußem F","03.02.1971","Braunkohle",260.13,33878.403590500006,114.5280871670702]
[null,null,"SEE920672219015","In Betrieb","KÄMMERER Energie GmbH","Generator 5","10.01.1977","Braunkohle",8.5259999999999998,33886.929590500004,114.66484848484849]
[null,null,"SEE933685962403","In Betrieb","RWE Power AG","Weisweiler F","04.09.1967","Braunkohle",279.27,34166.1995905,114.66484848484849]
[null,null,"SEE974018310478","In Betrieb","KÄMMERER Energie GmbH","Generator 4","22.12.1962","Braunkohle",8.0039999999999996,34174.203590500001,114.66484848484849]
[null,null,"SEE934361309352","In Betrieb","Evonik Operations GmbH","Kraftwerk III, GT312","01.01.1974","GuD",67.483289999999997,34241.686880499998,114.71517615176151]
[null,null,"SEE940224582367","In Betrieb","Almatis GmbH","Motor 1","01.04.2008","GuD",3.6974999999999998,34245.3843805,114.71517615176151]
[null,null,"SEE984037976906","In Betrieb","Evonik Operations GmbH","Kraftwerk III, GT311","22.11.1973","GuD",53.180489999999999,34298.564870499999,114.71517615176151]
[null,null,"SEE975507584615","In Betrieb","Grosskraftwerk Mannheim","GKM Block 8","05.04.1993","Steinkohle",348,34646.564870499999,115.04282208588957]
[null,null,"SEE987197130805","In Betrieb","Hamburger Energiewerke GmbH","HKW Tiefstack","01.04.1993","Steinkohle",123.2,34769.764870499996,115.04282208588957]
[null,null,"SEE901786750397","befristete Strommarktrückkehr","RWE Power AG","Niederaußem E","12.04.1970","Braunkohle",256.64999999999998,35026.414870499997,115.35365853658536]
[null,null,"SEE922877375398","In Betrieb","Julius Schulte Trebsen GmbH & Co. KG","GuD Anlage GT","18.09.2013","GuD",7.8500099999999993,35034.264880499999,115.43563636363635]
[null,null,"SEE936181210535","In Betrieb","K+S Minerals and Agriculture GmbH","Kraftwerk ZI GT 2","02.07.2017","GuD",4.7763,35039.041180499997,115.43563636363635]
[null,null,"SEE956061511231","In Betrieb","Julius Schulte Trebsen GmbH & Co. KG","GuD Anlage DT","18.09.2013","GuD",1.2475799999999999,35040.2887605,115.43563636363635]
[null,null,"SEE965551192713","In Betrieb","enercity AG","HKW Linden GT3","02.11.2009","GuD",60.9,35101.188760500001,115.43563636363635]
[null,null,"SEE983959934148","In Betrieb","enercity AG","HKW Linden DT","20.06.1996","GuD",67.86,35169.048760500002,115.43563636363635]
[null,null,"SEE992769312817","In Betrieb","K+S Minerals and Agriculture GmbH","Kraftwerk UB GT1","02.07.2016","GuD",4.3064999999999998,35173.3552605,115.43563636363635]
[null,null,"SEE996145759296","In Betrieb","K+S Minerals and Agriculture GmbH","Kraftwerk UB GT2","02.07.2017","GuD",4.7850000000000001,35178.140260500004,115.43563636363635]
[null,null,"SEE999585452499","In Betrieb","enercity AG","HKW Linden GT1","02.11.2011","GuD",71.34,35249.4802605,115.43563636363635]
[null,null,"SEE927820549208","In Betrieb","CR3-Kaffeeveredelung M. Hermsen GmbH","GT1","01.01.1993","GuD",4.1498999999999997,35253.630160499997,115.64316939890709]
[null,null,"SEE977050146562","In Betrieb","CR3-Kaffeeveredelung M. Hermsen GmbH","GT2","01.12.2001","GuD",4.3717500000000005,35258.001910499996,115.64316939890709]
[null,null,"SEE997706570718","In Betrieb","CR3-Kaffeeveredelung M. Hermsen GmbH","GT3","01.02.2002","GuD",4.3717500000000005,35262.373660499994,115.64316939890709]
[null,null,"SEE929161243203","befristete Strommarktrückkehr","Uniper Kraftwerke GmbH","Staudinger 5","01.01.1992","Steinkohle",417.6,35679.973660499993,115.74493827160494]
[null,null,"SEE906834978235","In Betrieb","Pfeifer & Langen GmbH ＆ Co. KG","Lage Generator 2","27.08.1962","Steinkohle",3.2616000000000001,35683.235260499991,116.11347535298488]
[null,null,"SEE952372080091","In Betrieb","SWM Services GmbH","SWM HKW Nord 2 T20","15.12.1991","Steinkohle",266.40000000000003,35949.635260499992,116.45577639751552]
[null,null,"SEE947816911833","In Betrieb","Wacker Chemie AG","Gasturbinenanlage 12","27.07.2001","GuD",119.19,36068.825260499994,116.58650137741046]
[null,null,"SEE919393178787","befristete Strommarktrückkehr","STEAG Power GmbH","Fenne MKV","01.08.1982","Steinkohle",143.20000000000002,36212.025260499991,117.17549999999999]
[null,null,"SEE945908806647","In Betrieb","STEAG Power GmbH","Herne 4","25.07.1989","Steinkohle",368,36580.025260499991,117.17549999999999]
[null,null,"SEE954169155876","In Betrieb","Energieversorgung Offenbach AG","Heizkraftwerk-Offenbach-EVO","18.10.1988","Steinkohle",43.2,36623.225260499989,117.17549999999999]
[null,null,"SEE974883809046","In Betrieb","Vattenfall Wärme Berlin AG","HKW Reuter West Dampfturbine E","01.08.1988","Steinkohle",225.60000000000002,36848.825260499987,117.17549999999999]
[null,null,"SEE981109871657","In Betrieb","Vattenfall Wärme Berlin AG","HKW Moabit Dampfturbine","27.02.1990","Steinkohle",71.2,36920.025260499984,117.17549999999999]
[null,null,"SEE989328541450","In Betrieb","Vattenfall Wärme Berlin AG","HKW Reuter West Dampfturbine D","14.12.1987","Steinkohle",225.60000000000002,37145.625260499983,117.17549999999999]
[null,null,"SEE905054165586","In Betrieb","GLOBALFOUNDRIES Dresden Module One LLC & Co. KG","Gasmotoren-Blockheizkraftwerk II (Generator 7)","10.11.2004","GuD",3.2816399999999999,37148.906900499984,117.54555555555554]
[null,null,"SEE908089235248","In Betrieb","RWE Generation SE","Dormagen GT2","23.07.2000","GuD",160.08000000000001,37308.986900499985,117.54555555555554]
[null,null,"SEE910080930862","In Betrieb","GLOBALFOUNDRIES Dresden Module One LLC & Co. KG","Gasmotoren-Blockheizkraftwerk II (Generator 4)","10.11.2004","GuD",3.2816399999999999,37312.268540499987,117.54555555555554]
[null,null,"SEE912978354040","In Betrieb","GLOBALFOUNDRIES Dresden Module One LLC & Co. KG","Gasmotoren-Blockheizkraftwerk II (Generator 6)","10.11.2004","GuD",3.2816399999999999,37315.550180499988,117.54555555555554]
[null,null,"SEE914857304191","In Betrieb","RWE Generation SE","Dormagen GT1","23.07.2000","GuD",160.08000000000001,37475.630180499989,117.54555555555554]
[null,null,"SEE915645322953","In Betrieb","SWE Energie GmbH","GT 1","17.12.1999","GuD",20.010000000000002,37495.640180499991,117.54555555555554]
[null,null,"SEE915966254872","In Betrieb","thyssenkrupp Steel Europe AG","Hamborn 5","01.01.2003","GuD",195.75,37691.390180499991,117.54555555555554]
[null,null,"SEE916894674336","In Betrieb","GLOBALFOUNDRIES Dresden Module One LLC & Co. KG","Gasmotoren-Blockheizkraftwerk II (Generator 3)","10.11.2004","GuD",3.2816399999999999,37694.671820499992,117.54555555555554]
[null,null,"SEE921008505376","In Betrieb","GLOBALFOUNDRIES Dresden Module One LLC & Co. KG","Gasmotoren-Blockheizkraftwerk II (Generator 2)","10.11.2004","GuD",3.2816399999999999,37697.953460499994,117.54555555555554]
[null,null,"SEE923412553844","In Betrieb","DREWSEN Spezialpapiere GmbH & Co. KG","GuD Anlage DREWSEN Spezialpapiere (Dampfturbine)","22.08.2000","GuD",7.83,37705.783460499995,117.54555555555554]
[null,null,"SEE924373150776","In Betrieb","SWE Energie GmbH","GT 2","17.12.1999","GuD",20.010000000000002,37725.793460499997,117.54555555555554]
[null,null,"SEE934669010578","In Betrieb","envia THERM GmbH","Bitterfeld GuD","08.08.2000","GuD",93.96,37819.753460499996,117.54555555555554]
[null,null,"SEE955085348786","In Betrieb","GLOBALFOUNDRIES Dresden Module One LLC & Co. KG","Gasmotoren-Blockheizkraftwerk II (Generator 9)","10.11.2004","GuD",3.2816399999999999,37823.035100499997,117.54555555555554]
[null,null,"SEE957083466325","In Betrieb","Stadtwerke Düsseldorf AG","SWD KWL AGuD","28.07.2000","GuD",87,37910.035100499997,117.54555555555554]
[null,null,"SEE957201039868","In Betrieb","DREWSEN Spezialpapiere GmbH & Co. KG","GuD Anlage DREWSEN Spezialpapiere (Gasturbine)","22.08.2000","GuD",6.09,37916.125100499994,117.54555555555554]
[null,null,"SEE960430412456","In Betrieb","GLOBALFOUNDRIES Dresden Module One LLC & Co. KG","Gasmotoren-Blockheizkraftwerk II (Generator 5)","10.11.2004","GuD",3.2816399999999999,37919.406740499995,117.54555555555554]
[null,null,"SEE970143794190","In Betrieb","GLOBALFOUNDRIES Dresden Module One LLC & Co. KG","Gasmotoren-Blockheizkraftwerk II (Generator 8)","10.11.2004","GuD",3.2816399999999999,37922.688380499996,117.54555555555554]
[null,null,"SEE970656434019","In Betrieb","DREWAG - Stadtwerke Dresden GmbH","HKW Dresden - Reick Turbosatz 2","10.12.2004","GuD",1.3920000000000001,37924.080380499996,117.54555555555554]
[null,null,"SEE971876915975","In Betrieb","GLOBALFOUNDRIES Dresden Module One LLC & Co. KG","Gasmotoren-Blockheizkraftwerk II (Generator 1)","10.11.2004","GuD",3.2816399999999999,37927.362020499997,117.54555555555554]
[null,null,"SEE991220769276","In Betrieb","RWE Generation SE","Dormagen DT","23.07.2000","GuD",168.78,38096.142020499996,117.54555555555554]
[null,null,"SEE996548424685","In Betrieb","ArcelorMittal Eisenhüttenstadt GmbH","IKW Block 4","14.10.1998","GuD",30.189000000000004,38126.331020499994,117.54555555555554]
[null,null,"SEE997988564504","In Betrieb","Michelin Reifenwerke AG & Co. KGaA","BKR Gasturbine","29.09.2006","GuD",9.8692799999999998,38136.200300499993,117.54555555555554]
[null,null,"SEE915289541482","In Betrieb","Mainova AG","HKW West Block 3","15.02.1990","Steinkohle",49.2,38185.40030049999,117.90427672955974]
[null,null,"SEE932928232242","In Betrieb","enercity AG","GKH 2","21.06.1989","Steinkohle",108.80000000000001,38294.200300499993,117.90427672955974]
[null,null,"SEE968950464368","In Betrieb","swb Erzeugung AG & Co. KG","KW Hastedt Block 15","16.12.1989","Steinkohle",95.2,38389.40030049999,117.90427672955974]
[null,null,"SEE987633796220","In Betrieb","enercity AG","GKH 1","26.01.1989","Steinkohle",108.80000000000001,38498.200300499993,117.90427672955974]
[null,null,"SEE928580946900","In Betrieb","Opel Automobile GmbH","GuD-Heizkraftwerk M120","02.08.1999","GuD",97.875,38596.075300499993,118.52072829131652]
[null,null,"SEE917943562765","In Betrieb","Mainova AG","HKW West Block 2","01.02.1990","Steinkohle",49.2,38645.27530049999,118.64227848101265]
[null,null,"SEE959858570855","In Betrieb","InfraLeuna GmbH","GT4","01.10.1998","Gasturbine",33.408000000000001,38678.683300499993,119.01242937853107]
[null,null,"SEE937052769589","befristete Strommarktrückkehr","Uniper Kraftwerke GmbH","Heyden 4","01.01.1987","Steinkohle",700,39378.683300499993,119.38968152866241]
[null,null,"SEE903153060207","In Betrieb","Cerdia Produktions GmbH","Dampfturbine9","18.04.2020","GuD",15.954929999999999,39394.638230499993,119.51242937853107]
[null,null,"SEE972356296461","In Betrieb","Cerdia Produktions GmbH","Gasturbine","01.10.1998","GuD",33.493259999999999,39428.131490499996,119.51242937853107]
[null,null,"SEE961660070034","In Betrieb","RheinEnergie AG","Block 4 Merkenich RheinEnergie","12.10.2010","GuD",13.484999999999999,39441.616490499997,119.73509433962263]
[null,null,"SEE978207781308","In Betrieb","RheinEnergie AG","GuD Merkenich RheinEnergie","27.01.2004","GuD",94.134,39535.750490499995,119.73509433962263]
[null,null,"SEE923421872301","In Betrieb","BASF SE","GuD Süd GT2","14.07.1997","GuD",143.98499999999999,39679.735490499996,120.52108262108263]
[null,null,"SEE932265704129","In Betrieb","Neubrandenburger Stadtwerke GmbH","GT2","16.05.1997","GuD",20.118749999999999,39699.854240499997,120.52108262108263]
[null,null,"SEE943309807898","In Betrieb","BASF SE","GuD Süd DT","14.07.1997","GuD",62.204999999999998,39762.059240499999,120.52108262108263]
[null,null,"SEE944122961347","In Betrieb","BASF SE","GuD Süd GT1","14.07.1997","GuD",150.51,39912.569240500001,120.52108262108263]
[null,null,"SEE964935453853","In Betrieb","Neubrandenburger Stadtwerke GmbH","DT","16.05.1997","GuD",23.01933,39935.588570500004,120.52108262108263]
[null,null,"SEE975464070619","In Betrieb","Neubrandenburger Stadtwerke GmbH","GT1","16.05.1997","GuD",20.672069999999998,39956.260640500004,120.52108262108263]
[null,null,"SEE900403199748","In Betrieb","Heizkraftwerk Halle-Trotha GmbH","Heizkraftwerk Halle-Trotha - Dampfturbine","01.04.1994","GuD",10.577866289999999,39966.838506790002,120.86114285714285]
[null,null,"SEE965768299069","In Betrieb","Heizkraftwerk Halle-Trotha GmbH","Heizkraftwerk Halle-Trotha - Gasturbine","01.04.1994","GuD",47.704303710000005,40014.542810500003,120.86114285714285]
[null,null,"SEE917432813484","In Betrieb","Volkswagen AG","HKW West Block 2","01.05.1985","Steinkohle",110.80000000000001,40125.342810500006,120.91341935483869]
[null,null,"SEE959000487536","In Betrieb","Volkswagen AG","HKW West Block 1","31.01.1985","Steinkohle",110.80000000000001,40236.142810500009,120.91341935483869]
[null,null,"SEE908746529123","In Betrieb","Stadtwerke Rostock Aktiengesellschaft","GuD-Block 3","01.10.1996","GuD",31.32,40267.462810500008,121.5471264367816]
[null,null,"SEE916662059105","In Betrieb","Stadtwerke Rostock Aktiengesellschaft","GuD-Block 1","13.06.1996","GuD",31.32,40298.782810500008,121.5471264367816]
[null,null,"SEE942226311273","In Betrieb","Stadtwerke Rostock Aktiengesellschaft","GuD-Block 2","15.08.1996","GuD",31.32,40330.102810500008,121.5471264367816]
[null,null,"SEE959025997980","In Betrieb","TEAG Thüringer Energie AG","Gasturbine 3 Jena","26.09.1996","GuD",33.93,40364.032810500008,121.5471264367816]
[null,null,"SEE963454497492","In Betrieb","TEAG Thüringer Energie AG","Dampfturbine 2 Jena","26.09.1996","GuD",33.93,40397.962810500008,121.5471264367816]
[null,null,"SEE991087959599","In Betrieb","TEAG Thüringer Energie AG","Dampfturbine 1 Jena","26.09.1996","GuD",21.75,40419.712810500008,121.5471264367816]
[null,null,"SEE994538470544","In Betrieb","TEAG Thüringer Energie AG","Gasturbine 2 Jena","26.09.1996","GuD",33.93,40453.642810500009,121.5471264367816]
[null,null,"SEE998644964959","In Betrieb","TEAG Thüringer Energie AG","Gasturbine 1 Jena","26.09.1996","GuD",33.93,40487.572810500009,121.5471264367816]
[null,null,"SEE905714722562","In Betrieb","EnBW Energie Baden-Württemberg AG","Heizkraftwerk Stuttgart-Münster DT 15","01.01.1984","Steinkohle",36,40523.572810500009,121.69012987012987]
[null,null,"SEE954971534470","befristete Strommarktrückkehr","STEAG Power GmbH","Bexbach","01.10.1983","Steinkohle",580.80000000000007,41104.372810500012,122.47699346405228]
[null,null,"SEE901410470721","In Betrieb","DREWAG - Stadtwerke Dresden GmbH","GT3","29.03.1995","GuD",53.94,41158.312810500014,122.59101449275363]
[null,null,"SEE919296928137","In Betrieb","Kraftwerk Obernburg","Sammelschienen-Kraftwerk Gas- und Dampfturbinen","01.06.1956","GuD",98.065529999999995,41256.378340500014,122.59101449275363]
[null,null,"SEE950477241393","In Betrieb","DREWAG - Stadtwerke Dresden GmbH","DT","21.04.1995","GuD",64.38,41320.758340500011,122.59101449275363]
[null,null,"SEE967194778880","In Betrieb","DREWAG - Stadtwerke Dresden GmbH","GT1","14.04.1995","GuD",53.94,41374.698340500014,122.59101449275363]
[null,null,"SEE968254365774","In Betrieb","DREWAG - Stadtwerke Dresden GmbH","GT2","14.03.1995","GuD",53.94,41428.638340500016,122.59101449275363]
[null,null,"SEE998383491525","In Betrieb","EnBW Energie Baden-Württemberg AG","Heizkraftwerk Stuttgart-Münster DT 12","01.01.1982","Steinkohle",36,41464.638340500016,123.27421052631578]
[null,null,"SEE902267138956","In Betrieb","Uniper Kraftwerke GmbH","Kirchmöser GT 2","01.01.1994","GuD",52.2,41516.838340500013,123.65321637426899]
[null,null,"SEE904165703137","In Betrieb","BASF Schwarzheide GmbH","GT1","28.11.1994","GuD",44.744969999999995,41561.583310500013,123.65321637426899]
[null,null,"SEE905035807238","In Betrieb","Uniper Kraftwerke GmbH","Kirchmöser GT 1","01.01.1994","GuD",52.2,41613.78331050001,123.65321637426899]
[null,null,"SEE912160334607","In Betrieb","TotalEnergies Raffinerie Mitteldeutschland GmbH","Leuna GT2","01.07.1994","GuD",32.19,41645.973310500012,123.65321637426899]
[null,null,"SEE918705951896","In Betrieb","BASF Schwarzheide GmbH","GT2","28.11.1994","GuD",35.22804,41681.201350500014,123.65321637426899]
[null,null,"SEE930522848685","In Betrieb","InfraLeuna GmbH","GT3","01.07.1994","GuD",33.408000000000001,41714.609350500017,123.65321637426899]
[null,null,"SEE947225300921","In Betrieb","InfraLeuna GmbH","GT1","01.07.1994","GuD",32.19,41746.79935050002,123.65321637426899]
[null,null,"SEE961788817153","In Betrieb","BASF Schwarzheide GmbH","DT2","05.12.1997","GuD",10.44,41757.239350500022,123.65321637426899]
[null,null,"SEE963827374382","In Betrieb","Uniper Kraftwerke GmbH","Kirchmöser DT","01.01.1994","GuD",48.72,41805.959350500023,123.65321637426899]
[null,null,"SEE971164680486","In Betrieb","BASF Schwarzheide GmbH","DT1","28.11.1994","GuD",22.234589999999997,41828.193940500023,123.65321637426899]
[null,null,"SEE930673793902","befristete Strommarktrückkehr","STEAG Power GmbH","Bergkamen A","01.10.1981","Steinkohle",576,42404.193940500023,124.08198675496688]
[null,null,"SEE981220191160","In Betrieb","Koehler Oberkirch GmbH","HKW Oberkirch","26.05.1987","Steinkohle",14.8,42418.993940500026,124.90053333333331]
[null,null,null,"In Betrieb","Nicht-EEG-Anlagen < 10 MW",null,null,"Steinkohle",8.8765199999999993,42427.870460500024,124.90053333333331]
[null,null,"SEE958827094903","In Betrieb","Moritz J. Weig GmbH & Co. KG","Gasturbine 1","01.10.2015","GuD",2.61,42430.480460500024,125.8345238095238]
[null,null,"SEE987838157994","befristete Strommarktrückkehr","STEAG Power GmbH","Fenne HKV","30.11.1989","Steinkohle",168.8,42599.280460500027,126.57081081081081]
[null,null,"SEE909886576275","In Betrieb","RWE Power AG","Weisweiler G VGT","04.08.2006","GuD",174,42773.280460500027,126.82919999999999]
[null,null,"SEE940780197517","In Betrieb","Felix Schoeller GmbH & Co. KG","Felix Schoeller GmbH & Co.KG Osnabrück","01.01.1994","GuD",12.587160000000001,42785.86762050003,126.82919999999999]
[null,null,"SEE944095305490","In Betrieb","Stadtwerke Würzburg AG","Heizkraftwerk an der Friedensbrücke GasturbineII","13.02.2009","GuD",26.1,42811.967620500029,126.82919999999999]
[null,null,"SEE947712976042","In Betrieb","K+S Minerals and Agriculture GmbH","Kraftwerk NE GT KW","02.07.1990","GuD",1.131,42813.09862050003,126.82919999999999]
[null,null,"SEE967844487346","In Betrieb","Stadtwerke Würzburg AG","Heizkraftwerk an der Friedensbrücke GasturbineI","21.02.2005","GuD",44.37,42857.468620500033,126.82919999999999]
[null,null,"SEE986633590692","In Betrieb","Smurfit Kappa Hoya Papier und Karton GmbH","GT1 CTX","01.01.1996","GuD",4.4848499999999998,42861.953470500033,126.82919999999999]
[null,null,"SEE994055148599","In Betrieb","Stadtwerke Würzburg AG","Heizkraftwerk an der Friedensbrücke DampfturbineIV","12.11.2021","GuD",17.399999999999999,42879.353470500035,126.82919999999999]
[null,null,"SEE999117793854","In Betrieb","RWE Power AG","Weisweiler H VGT","19.12.2006","GuD",174,43053.353470500035,126.82919999999999]
[null,null,"SEE966530598731","In Betrieb","Solvay Chemicals GmbH","Gegendruckdampfturbine Industriekraftwerk","30.12.1994","GuD",18.878999999999998,43072.232470500036,128.09515151515151]
[null,null,"SEE977834211387","In Betrieb","MM Neuss GmbH","MM Neuss GmbH GT2","01.07.1992","GuD",4.1760000000000002,43076.408470500035,128.09515151515151]
[null,null,"SEE906326984744","befristete Strommarktrückkehr","STEAG Power GmbH","Weiher 3","24.09.1976","Steinkohle",524.48,43600.888470500038,128.28684931506851]
[null,null,"SEE904819420762","In Betrieb","Vattenfall Wärme Berlin AG","HKW Mitte Gasturbine 1","08.09.1997","GuD",142.68,43743.568470500039,129.3869387755102]
[null,null,"SEE948541471333","In Betrieb","Vattenfall Wärme Berlin AG","HKW Mitte Gasturbine 2","08.09.1997","GuD",142.68,43886.248470500039,129.3869387755102]
[null,null,"SEE992187994404","In Betrieb","Vattenfall Wärme Berlin AG","HKW Mitte Dampfturbine","08.09.1997","GuD",100.92,43987.168470500037,129.3869387755102]
[null,null,"SEE934530018092","In Betrieb","Hamburger Energiewerke GmbH","HKW Wedel Block 2","25.11.1993","Steinkohle",92.800000000000011,44079.96847050004,130.05055555555558]
[null,null,"SEE960100973492","In Betrieb","Hamburger Energiewerke GmbH","HKW Wedel Block 1","25.11.1993","Steinkohle",109.60000000000001,44189.568470500039,130.05055555555558]
[null,null,"SEE975793104498","In Betrieb","Stadtwerke Rosenheim GmbH & Co. KG","GM4","10.04.2013","GuD",8.9462099999999989,44198.51468050004,130.17474332648871]
[null,null,"SEE900549498521","In Betrieb","Stadtwerke Frankfurt (Oder) GmbH","HKW FFO GM4","01.04.2022","GuD",8.786999999999999,44207.301680500037,132.05125000000001]
[null,null,"SEE937997291855","In Betrieb","Stadtwerke Frankfurt (Oder) GmbH","HKW FFO GM3","01.04.2022","GuD",8.786999999999999,44216.088680500034,132.05125000000001]
[null,null,"SEE939848582457","In Betrieb","Stadtwerke Frankfurt (Oder) GmbH","HKW FFO GM5","01.04.2022","GuD",8.786999999999999,44224.87568050003,132.05125000000001]
[null,null,"SEE946069613440","In Betrieb","Stadtwerke Frankfurt (Oder) GmbH","HKW FFO GM1","01.04.2022","GuD",8.786999999999999,44233.662680500027,132.05125000000001]
[null,null,"SEE969511682320","In Betrieb","Stadtwerke Frankfurt (Oder) GmbH","HKW FFO GM2","01.04.2022","GuD",8.786999999999999,44242.449680500024,132.05125000000001]
[null,null,"SEE969616938483","In Betrieb","swb Erzeugung AG & Co. KG","BHKW Hastedt","06.06.2023","GuD",92.200859999999992,44334.650540500021,132.32379958246347]
[null,null,"SEE911850657996","In Betrieb","Currenta GmbH & Co. OHG","UER N230 VST1","28.01.1963","Steinkohle",5.2,44339.850540500018,132.78992907801421]
[null,null,"SEE988421065542","In Betrieb","Currenta GmbH & Co. OHG","UER N230 NST2","02.03.1964","Steinkohle",12.16,44352.010540500021,132.78992907801421]
[null,null,"SEE994134561226","In Betrieb","Currenta GmbH & Co. OHG","UER N230 VST2","02.03.1964","Steinkohle",6.56,44358.570540500019,132.78992907801421]
[null,null,"SEE907282834715","In Betrieb","Evonik Operations GmbH","Kraftwerk VI, Block 61, GT611","09.09.2022","Gasturbine",46.545000000000002,44405.115540500017,134.32893617021276]
[null,null,"SEE917960395155","In Betrieb","Nordland Papier GmbH","Nordland GuD-Anlage Gasturbine","03.05.2022","Gasturbine",51.05247,44456.16801050002,134.32893617021276]
[null,null,"SEE920575296687","In Betrieb","Evonik Operations GmbH","Kraftwerk VII, Block 71, GT711","12.12.2022","Gasturbine",46.545000000000002,44502.713010500018,134.32893617021276]
[null,null,"SEE926313104276","In Betrieb","Evonik Operations GmbH","Kraftwerk VI, Block 62, GT621","09.09.2022","Gasturbine",46.545000000000002,44549.258010500016,134.32893617021276]
[null,null,"SEE946736241334","In Betrieb","Palm Power GmbH & Co. KG","HKW Aalen","03.11.2021","Gasturbine",67.11614999999999,44616.374160500018,134.32893617021276]
[null,null,"SEE948351715917","In Betrieb","GuD Herne","GuD Herne","24.10.2022","Gasturbine",571.59,45187.964160500014,134.32893617021276]
[null,null,"SEE933236950972","befristete Strommarktrückkehr","Uniper Kraftwerke GmbH","Scholven C","01.01.1969","Steinkohle",276,45463.964160500014,134.68187050359714]
[null,null,"SEE961847934449","In Betrieb","Volkswagen AG","VW Baunatal Gasturbine","18.02.2013","GuD",39.210900000000002,45503.175060500012,134.82893617021276]
[null,null,"SEE998387657606","In Betrieb","Volkswagen AG","VW Baunatal Dampfturbine","18.02.2013","GuD",25.494479999999999,45528.669540500014,134.82893617021276]
[null,null,"SEE952352206145","In Betrieb","Uniper Kraftwerke GmbH","Scholven B","01.01.1968","Steinkohle",276,45804.669540500014,135.64840579710147]
[null,null,"SEE964450365167","In Betrieb","Solvay Chemicals GmbH","Solvay Rb TA9","01.01.1976","Steinkohle",21.76,45826.429540500016,136.78728441976031]
[null,null,"SEE970931306376","In Betrieb","Solvay Chemicals GmbH","Solvay Rb TA10","01.01.1983","Steinkohle",21.76,45848.189540500018,136.78728441976031]
[null,null,"SEE986520256656","In Betrieb","Solvay Chemicals GmbH","Solvay Rb TA7","01.01.1989","Steinkohle",10.240000000000002,45858.429540500016,136.78728441976031]
[null,null,"SEE993292613167","In Betrieb","Solvay Chemicals GmbH","Solvay Rb TA8","01.07.2021","Steinkohle",12.752000000000001,45871.181540500016,136.78728441976031]
[null,null,"SEE921098709050","In Betrieb","RWE Generation SE","Emsland C GT1","23.12.2011","GuD",50.46,45921.641540500015,137.7273913043478]
[null,null,"SEE925192446583","In Betrieb","RWE Generation SE","Emsland C GT2","23.12.2011","GuD",50.46,45972.101540500014,137.7273913043478]
[null,null,"SEE933564106935","In Betrieb","RWE Generation SE","Emsland B GT1","23.12.2011","GuD",50.46,46022.561540500014,137.7273913043478]
[null,null,"SEE951620659119","In Betrieb","RWE Generation SE","Emsland B GT2","23.12.2011","GuD",50.46,46073.021540500013,137.7273913043478]
[null,null,"SEE985908351792","In Betrieb","RWE Generation SE","Emsland B DT","01.01.1974","GuD",312.33,46385.351540500014,137.7273913043478]
[null,null,"SEE994418588468","In Betrieb","RWE Generation SE","Emsland C DT","01.01.1975","GuD",312.33,46697.681540500016,137.7273913043478]
[null,null,"SEE903508467828","In Betrieb","FairEnergie GmbH","BHKW Hauffstraße","21.02.2011","GuD",1.7121599999999999,46699.393700500019,138.50174901617839]
[null,null,"SEE921399860047","In Betrieb","Stadtwerke Rosenheim GmbH & Co. KG","GM2","01.08.2011","GuD",2.8579500000000002,46702.251650500017,138.50174901617839]
[null,null,"SEE921888721163","In Betrieb","FairEnergie GmbH","BHKW Hauffstraße","21.02.2011","GuD",1.7121599999999999,46703.963810500019,138.50174901617839]
[null,null,"SEE932929596862","In Betrieb","FairEnergie GmbH","BHKW Hauffstraße","21.02.2011","GuD",1.7121599999999999,46705.675970500022,138.50174901617839]
[null,null,"SEE939597247393","In Betrieb","FairEnergie GmbH","BHKW Hauffstraße","21.02.2011","GuD",1.7121599999999999,46707.388130500025,138.50174901617839]
[null,null,"SEE945563004310","In Betrieb","Stadtwerke Rosenheim GmbH & Co. KG","GM3","01.08.2011","GuD",2.8579500000000002,46710.246080500023,138.50174901617839]
[null,null,"SEE951279779923","In Betrieb","FairEnergie GmbH","BHKW Hauffstraße","21.02.2011","GuD",1.7121599999999999,46711.958240500026,138.50174901617839]
[null,null,"SEE902686859227","In Betrieb","Nordzucker AG Werk Uelzen","Generator 2","01.09.1965","Steinkohle",11.920000000000002,46723.878240500024,138.63392592592592]
[null,null,"SEE945740636167","In Betrieb","Nordzucker AG Werk Uelzen","Generator 1","01.09.1965","Steinkohle",16,46739.878240500024,138.63392592592592]
[null,null,"SEE959343099212","In Betrieb","Energieservice Westfalen Weser GmbH","Kraftwerk Kirchlengern_GT1","16.01.1981","GuD",72.209999999999994,46812.088240500023,139.37590759075906]
[null,null,"SEE901789931854","In Betrieb","SWM Services GmbH","SWM HKW Sued GuD1 GT2","01.10.1980","GuD",85.173000000000002,46897.261240500025,140.75466666666665]
[null,null,"SEE907223904750","In Betrieb","SWM Services GmbH","SWM HKW Sued GuD1 DT1","01.10.1980","GuD",69.338999999999999,46966.600240500025,140.75466666666665]
[null,null,"SEE908070409573","In Betrieb","Iqony Gasmotoren Fenne 3 GmbH","Gasmotor 5 Mod.","05.11.2021","GuD",2.9005800000000002,46969.500820500027,140.75466666666665]
[null,null,"SEE913600410226","In Betrieb","Iqony Gasmotoren Fenne 2 GmbH","Gasmotor 4 Mod.","05.11.2021","GuD",2.9005800000000002,46972.401400500028,140.75466666666665]
[null,null,"SEE914740925915","In Betrieb","SWP Stadtwerke Pforzheim","MOT 2","15.06.2021","GuD",8.8739999999999988,46981.275400500032,140.75466666666665]
[null,null,"SEE916830465356","In Betrieb","Kraftwerke Mainz-Wiesbaden AG","BHKW KW5 5A","23.12.2020","GuD",8.6390999999999991,46989.914500500032,140.75466666666665]
[null,null,"SEE916877868585","In Betrieb","thyssenkrupp Steel Europe AG","Hamborn 4","01.01.1976","GuD",88.131,47078.045500500033,140.75466666666665]
[null,null,"SEE920825895844","In Betrieb","Kraftwerke Mainz-Wiesbaden AG","BHKW KW5 54","23.12.2020","GuD",8.6390999999999991,47086.684600500033,140.75466666666665]
[null,null,"SEE929068766096","In Betrieb","UPM GmbH","UPM Schongau HKW 2 T1","01.01.1979","GuD",2.4795000000000003,47089.164100500035,140.75466666666665]
[null,null,"SEE934337929126","In Betrieb","Iqony Gasmotoren Fenne 1 GmbH","Gasmotor 2 Mod.","05.11.2021","GuD",2.9005800000000002,47092.064680500036,140.75466666666665]
[null,null,"SEE939218038409","In Betrieb","UPM GmbH","UPM Schongau HKW 2 T2","21.01.1989","GuD",5.4375,47097.502180500036,140.75466666666665]
[null,null,"SEE939242219362","In Betrieb","Hüttenwerke Krupp Mannesmann GmbH","Huckingen A","01.09.1975","GuD",263.61,47361.112180500037,140.75466666666665]
[null,null,"SEE943764365964","In Betrieb","Iqony Gasmotoren Fenne 3 GmbH","Gasmotor 6 Mod.","05.11.2021","GuD",2.9005800000000002,47364.012760500038,140.75466666666665]
[null,null,"SEE945401341942","In Betrieb","Kraftwerke Mainz-Wiesbaden AG","BHKW KW5 56","23.12.2020","GuD",8.6390999999999991,47372.651860500038,140.75466666666665]
[null,null,"SEE945569399960","In Betrieb","Kraftwerke Mainz-Wiesbaden AG","BHKW KW5 59","23.12.2020","GuD",8.6390999999999991,47381.290960500039,140.75466666666665]
[null,null,"SEE951582148140","In Betrieb","Kraftwerke Mainz-Wiesbaden AG","BHKW KW5 51","23.12.2020","GuD",8.6390999999999991,47389.930060500039,140.75466666666665]
[null,null,"SEE956308510836","In Betrieb","SWP Stadtwerke Pforzheim","MOT 3","15.06.2021","GuD",8.8739999999999988,47398.804060500042,140.75466666666665]
[null,null,"SEE963197749315","In Betrieb","SWP Stadtwerke Pforzheim","MOT 4","15.06.2021","GuD",8.8739999999999988,47407.678060500046,140.75466666666665]
[null,null,"SEE964290104919","In Betrieb","Kraftwerke Mainz-Wiesbaden AG","BHKW KW5 53","23.12.2020","GuD",8.6390999999999991,47416.317160500046,140.75466666666665]
[null,null,"SEE966089822219","In Betrieb","Kraftwerke Mainz-Wiesbaden AG","BHKW KW5 58","23.12.2020","GuD",8.6390999999999991,47424.956260500046,140.75466666666665]
[null,null,"SEE967243760361","In Betrieb","Smurfit Kappa Herzberg Solid Board GmbH","Dampfturbine 3","01.01.1983","GuD",11.7363,47436.692560500043,140.75466666666665]
[null,null,"SEE968581935343","In Betrieb","Iqony Gasmotoren Fenne 2 GmbH","Gasmotor 3 Mod.","05.11.2021","GuD",2.9005800000000002,47439.593140500045,140.75466666666665]
[null,null,"SEE976252866650","In Betrieb","SWP Stadtwerke Pforzheim","MOT 5","15.06.2021","GuD",8.8739999999999988,47448.467140500048,140.75466666666665]
[null,null,"SEE977368296324","In Betrieb","SWP Stadtwerke Pforzheim","MOT 1","15.06.2021","GuD",8.8739999999999988,47457.341140500052,140.75466666666665]
[null,null,"SEE977622942226","In Betrieb","Iqony Gasmotoren Fenne 1 GmbH","Gasmotor 1 Mod.","05.11.2021","GuD",2.9005800000000002,47460.241720500053,140.75466666666665]
[null,null,"SEE979557966681","In Betrieb","Kraftwerke Mainz-Wiesbaden AG","BHKW KW5 55","23.12.2020","GuD",8.6390999999999991,47468.880820500053,140.75466666666665]
[null,null,"SEE983509659989","In Betrieb","Kraftwerke Mainz-Wiesbaden AG","BHKW KW5 52","23.12.2020","GuD",8.6390999999999991,47477.519920500054,140.75466666666665]
[null,null,"SEE983807255883","In Betrieb","Buchmann Karton","KWK Anlage","24.01.1976","GuD",17.208600000000001,47494.728520500052,140.75466666666665]
[null,null,"SEE985585573104","In Betrieb","SWM Services GmbH","SWM HKW Sued GuD1 GT3","01.10.1980","GuD",85.173000000000002,47579.901520500054,140.75466666666665]
[null,null,"SEE992213654456","In Betrieb","Hüttenwerke Krupp Mannesmann GmbH","Huckingen B","01.12.1976","GuD",263.61,47843.511520500055,140.75466666666665]
[null,null,"SEE997770651436","In Betrieb","Kraftwerke Mainz-Wiesbaden AG","BHKW KW5 57","23.12.2020","GuD",8.6390999999999991,47852.150620500055,140.75466666666665]
[null,null,"SEE934591835126","In Betrieb","SWN Stadtwerke Neumünster GmbH","T4","07.11.1974","Steinkohle",11.284000000000001,47863.434620500055,141.75515151515151]
[null,null,"SEE941166182769","In Betrieb","Currenta GmbH & Co. OHG","LEV KWG G22","29.10.1991","Steinkohle",10.136800000000001,47873.571420500055,141.75515151515151]
[null,null,"SEE943766131437","In Betrieb","GKS-Gemeinschaftskraftwerk Schweinfurt GmbH","Turbine 1","01.06.1990","Steinkohle",11.36,47884.931420500056,141.75515151515151]
[null,null,"SEE956216040883","In Betrieb","GKS-Gemeinschaftskraftwerk Schweinfurt GmbH","Turbine 2","01.06.1990","Steinkohle",8.16,47893.091420500059,141.75515151515151]
[null,null,"SEE956973616802","In Betrieb","Currenta GmbH & Co. OHG","LEV KWG G12","01.01.1958","Steinkohle",13.788,47906.879420500059,141.75515151515151]
[null,null,"SEE962877818310","In Betrieb","EnBW Energie Baden-Württemberg AG","Heizkraftwerk Stuttgart-Münster DT 19","01.01.2009","Steinkohle",15.600000000000001,47922.479420500058,141.75515151515151]
[null,null,"SEE969707026280","In Betrieb","Currenta GmbH & Co. OHG","LEV KWG G23","16.12.1999","Steinkohle",4.3872,47926.866620500055,141.75515151515151]
[null,null,"SEE976193474983","In Betrieb","Currenta GmbH & Co. OHG","LEV KWG G21","28.07.1989","Steinkohle",10.136800000000001,47937.003420500056,141.75515151515151]
[null,null,"SEE976489828827","In Betrieb","Currenta GmbH & Co. OHG","LEV KWG G11","25.10.1955","Steinkohle",15.388,47952.391420500055,141.75515151515151]
[null,null,"SEE989771083484","In Betrieb","Currenta GmbH & Co. OHG","LEV KWG G02","17.11.1970","Steinkohle",6.5872000000000002,47958.978620500056,141.75515151515151]
[null,null,"SEE907828499484","befristete Strommarktrückkehr","Henkel AG & Co. KGaA","F13G6","01.01.1983","Steinkohle",14.4,47973.378620500058,142.69780353874316]
[null,null,"SEE976415135319","In Betrieb","Cargill Deutschland GmbH","BHKW Kre","30.06.1996","GuD",12.18,47985.558620500058,143.72560145256466]
[null,null,"SEE901050642113","In Betrieb","EVH GmbH","Heizkraftwerk Dieselstraße Block C","01.10.2020","GuD",49.870139999999999,48035.428760500057,143.91954545454544]
[null,null,"SEE975556152230","In Betrieb","EnBW Energie Baden-Württemberg AG","Heizkraftwerk Altbach/Deizisau HKW 2 GT E (Solobetrieb)","30.04.1997","GuD",56.55,48091.97876050006,143.91954545454544]
[null,null,"SEE918609979057","In Betrieb","Stadtwerke Leipzig GmbH","Heizkraftwerk Leipzig Süd GTA 9A","03.11.2022","Gasturbine",58.725000000000001,48150.703760500059,146.05694444444444]
[null,null,"SEE936502086450","In Betrieb","Infraserv GmbH & Co. Höchst KG","IPH Strom GTX 7","04.07.2022","Gasturbine",80.040000000000006,48230.74376050006,146.05694444444444]
[null,null,"SEE938587513135","In Betrieb","Uniper Kraftwerke GmbH","Scholven 1 GT2","01.12.2023","Gasturbine",46.049100000000003,48276.792860500056,146.05694444444444]
[null,null,"SEE939692270074","In Betrieb","Uniper Kraftwerke GmbH","Scholven 1 GT1","01.12.2023","Gasturbine",46.049100000000003,48322.841960500053,146.05694444444444]
[null,null,"SEE950689982695","In Betrieb","Energieversorgung Schwerin GmbH & Co. Erzeugung KG","SN-Süd-GUD-GT02","02.11.2022","Gasturbine",21.75,48344.591960500053,146.05694444444444]
[null,null,"SEE970579995963","In Betrieb","Uniper Kraftwerke GmbH","Scholven 1 DT","01.12.2023","Gasturbine",24.210359999999998,48368.80232050005,146.05694444444444]
[null,null,"SEE970667868155","In Betrieb","Stadtwerke Flensburg","Gasturbine 13","03.11.2022","Gasturbine",52.2,48421.002320500047,146.05694444444444]
[null,null,"SEE974805767829","In Betrieb","Infraserv GmbH & Co. Höchst KG","IPH Strom GTX 8","22.07.2022","Gasturbine",80.040000000000006,48501.042320500048,146.05694444444444]
[null,null,"SEE977613214097","In Betrieb","Energieversorgung Schwerin GmbH & Co. Erzeugung KG","SN-Süd-GUD-GT01","10.11.2022","Gasturbine",21.75,48522.792320500048,146.05694444444444]
[null,null,"SEE978654614532","In Betrieb","RWE Generation SE","Gersteinwerk H1","14.12.2022","Gasturbine",40.020000000000003,48562.812320500045,146.05694444444444]
[null,null,"SEE980915157566","In Betrieb","Stadtwerke Leipzig GmbH","Heizkraftwerk Leipzig Süd GTA 9B","03.11.2022","Gasturbine",58.725000000000001,48621.537320500043,146.05694444444444]
[null,null,"SEE983237534152","In Betrieb","INEOS Manufacturing Deutschland","GT13800","01.12.2022","Gasturbine",25.708500000000001,48647.245820500044,146.05694444444444]
[null,null,"SEE992864019192","In Betrieb","InfraLeuna GmbH","GT5","02.06.2022","Gasturbine",48.198,48695.443820500041,146.05694444444444]
[null,null,"SEE922477386435","in Betrieb","Uniper Kraftwerke GmbH","Franken DT2","01.01.1975","GuD",336.69,49032.133820500043,146.55694444444444]
[null,null,"SEE982367992610","In Betrieb","Uniper Kraftwerke GmbH","Franken GT2","01.01.1975","GuD",46.11,49078.243820500044,146.55694444444444]
[null,null,"SEE982563254987","In Betrieb","Kraftwerke Mainz-Wiesbaden AG","KW2 GT26","01.01.1977","GuD",78.3,49156.543820500046,146.55694444444444]
[null,null,"SEE914414538991","In Betrieb","BASF SE","GuD Mitte GT12","12.05.2005","GuD",177.48,49334.02382050005,147.23162790697674]
[null,null,"SEE920494524915","In Betrieb","BASF SE","GuD Mitte GT11","12.05.2005","GuD",177.48,49511.503820500053,147.23162790697674]
[null,null,"SEE976850689781","In Betrieb","BASF SE","GuD Mitte DT10","12.05.2005","GuD",77.864999999999995,49589.368820500051,147.23162790697674]
[null,null,"SEE910161577337","In Betrieb","Currenta GmbH & Co. OHG","UER L57 M1","15.12.1993","Steinkohle",13.677600000000002,49603.046420500054,147.2848818897638]
[null,null,"SEE916683222854","In Betrieb","Currenta GmbH & Co. OHG","UER L57 M3","07.04.1964","Steinkohle",5.78,49608.826420500052,147.2848818897638]
[null,null,"SEE906830618081","In Betrieb","RWE Power AG","Fab Fortuna","01.06.1948","Braunkohle",13.05,49621.876420500055,148.69684542586751]
[null,null,"SEE974201537415","In Betrieb","Uniper Kraftwerke GmbH","Huntorf GT","01.01.1978","Gasturbine",279.27,49901.146420500052,150.20142857142855]
[null,null,"SEE955310827123","In Betrieb","Stadtwerke Leipzig GmbH","Heizkraftwerk Leipzig Nord DT8B","01.06.2022","GuD",21.966629999999999,49923.113050500055,150.70142857142855]
[null,null,"SEE986249505394","In Betrieb","Stadtwerke Leipzig GmbH","Heizkraftwerk Leipzig Nord DT8C","01.06.2022","GuD",22.27983,49945.392880500054,150.70142857142855]
[null,null,"SEE911764038249","in Betrieb","Uniper Kraftwerke GmbH","Franken DT1","01.01.1973","GuD",333.21,50278.602880500053,151.23620071684587]
[null,null,"SEE940081190514","In Betrieb","Fresenius Medical Care Deutschland GmbH","Gasturbine 3","28.11.2017","GuD",3.8001600000000004,50282.403040500052,151.99135446685878]
[null,null,"SEE991036415459","In Betrieb","Fresenius Medical Care Deutschland GmbH","Gasturbine 1","24.01.2014","GuD",6.5754599999999996,50288.978500500052,151.99135446685878]
[null,null,"SEE997248724068","In Betrieb","Fresenius Medical Care Deutschland GmbH","Gasturbine 2","24.01.2014","GuD",6.5754599999999996,50295.553960500052,151.99135446685878]
[null,null,"SEE917497526305","In Betrieb","Aluminium Oxid Stade GmbH","KWK GT1","01.05.2012","GuD",13.363199999999999,50308.917160500052,153.89445525291828]
[null,null,"SEE989834346082","In Betrieb","Aluminium Oxid Stade GmbH","KWK GT2","01.05.2012","GuD",13.363199999999999,50322.280360500052,153.89445525291828]
[null,null,"SEE995899706617","In Betrieb","RWE Generation SE","Gersteinwerk I GT (I1)","01.01.1974","GuD",47.85,50370.13036050005,154.34048780487805]
[null,null,"SEE965327731764","In Betrieb","Pfeifer & Langen GmbH ＆ Co. KG","BHKW Jülich","10.10.2002","GuD",1.20669,50371.337050500049,154.48974609375]
[null,null,"SEE998558143099","In Betrieb","Pfeifer & Langen GmbH ＆ Co. KG","Generator Jülich","20.09.2004","GuD",19.888199999999998,50391.225250500051,154.48974609375]
[null,null,"SEE975094128629","In Betrieb","Braunschweiger Versorgungs-AG & Co. KG","HKW Mitte Kessel 12","15.07.1971","GuD",17.399999999999999,50408.625250500052,154.52710622710623]
[null,null,"SEE902845037787","In Betrieb","BMW AG","Werk 1.1 KWK 3","20.02.2019","GuD",3.915,50412.540250500053,155.88433111603842]
[null,null,"SEE904076796426","In Betrieb","Stadtwerke Kiel AG","Küstenkraftwerk K.I.E.L Motor 4","23.11.2018","GuD",8.2267200000000003,50420.766970500052,155.88433111603842]
[null,null,"SEE905939296770","In Betrieb","Stadtwerke Kiel AG","Küstenkraftwerk K.I.E.L Motor 13","21.08.2018","GuD",8.2267200000000003,50428.99369050005,155.88433111603842]
[null,null,"SEE910823411191","In Betrieb","BMW AG","Werk 1.1 KWK 1","20.02.2019","GuD",3.915,50432.908690500051,155.88433111603842]
[null,null,"SEE916115669219","In Betrieb","Stadtwerke Kiel AG","Küstenkraftwerk K.I.E.L Motor 11","21.08.2018","GuD",8.2267200000000003,50441.13541050005,155.88433111603842]
[null,null,"SEE916435406600","In Betrieb","Stadtwerke Kiel AG","Küstenkraftwerk K.I.E.L Motor 9","04.10.2018","GuD",8.2267200000000003,50449.362130500049,155.88433111603842]
[null,null,"SEE917331286914","In Betrieb","BMW AG","Werk 1.1 KWK 2","20.02.2019","GuD",3.915,50453.27713050005,155.88433111603842]
[null,null,"SEE918100281437","In Betrieb","BMW AG","KWK 7","26.03.2019","GuD",3.915,50457.192130500051,155.88433111603842]
[null,null,"SEE918583974024","In Betrieb","Stadtwerke Kiel AG","Küstenkraftwerk K.I.E.L Motor 2","21.11.2018","GuD",8.2267200000000003,50465.418850500049,155.88433111603842]
[null,null,"SEE921059219284","In Betrieb","Stadtwerke Kiel AG","Küstenkraftwerk K.I.E.L Motor 7","28.09.2018","GuD",8.2267200000000003,50473.645570500048,155.88433111603842]
[null,null,"SEE923401813959","In Betrieb","Vattenfall Wärme Berlin AG","GuD Lichterfelde Gasturbine","11.04.2019","GuD",160.94999999999999,50634.595570500045,155.88433111603842]
[null,null,"SEE927436598478","In Betrieb","BMW AG","Werk 1.5 KWK 4","30.04.2019","GuD",2.9232,50637.518770500043,155.88433111603842]
[null,null,"SEE929077603696","In Betrieb","Vattenfall Wärme Berlin AG","GuD Lichterfelde Dampfturbine","11.04.2019","GuD",100.05,50737.568770500046,155.88433111603842]
[null,null,"SEE932569905017","In Betrieb","Stadtwerke Kiel AG","Küstenkraftwerk K.I.E.L Motor 17","13.07.2018","GuD",8.2267200000000003,50745.795490500044,155.88433111603842]
[null,null,"SEE934242259776","In Betrieb","Stadtwerke Kiel AG","Küstenkraftwerk K.I.E.L Motor 8","01.10.2018","GuD",8.2267200000000003,50754.022210500043,155.88433111603842]
[null,null,"SEE937791832391","In Betrieb","Stadtwerke Kiel AG","Küstenkraftwerk K.I.E.L Motor 16","05.06.2018","GuD",8.2267200000000003,50762.248930500042,155.88433111603842]
[null,null,"SEE939823727910","In Betrieb","Stadtwerke Kiel AG","Küstenkraftwerk K.I.E.L Motor 3","16.11.2018","GuD",8.2267200000000003,50770.475650500041,155.88433111603842]
[null,null,"SEE940475173918","In Betrieb","Stadtwerke Kiel AG","Küstenkraftwerk K.I.E.L Motor 5","09.11.2018","GuD",8.2267200000000003,50778.702370500039,155.88433111603842]
[null,null,"SEE941552924256","In Betrieb","Stadtwerke Kiel AG","Küstenkraftwerk K.I.E.L Motor 15","10.08.2018","GuD",8.2267200000000003,50786.929090500038,155.88433111603842]
[null,null,"SEE946583344691","In Betrieb","BMW AG","KWK 6","26.03.2019","GuD",3.915,50790.844090500039,155.88433111603842]
[null,null,"SEE951839779134","In Betrieb","Stadtwerke Kiel AG","Küstenkraftwerk K.I.E.L Motor 1","07.12.2018","GuD",8.2267200000000003,50799.070810500038,155.88433111603842]
[null,null,"SEE953574430066","In Betrieb","Stadtwerke Kiel AG","Küstenkraftwerk K.I.E.L Motor 12","23.08.2018","GuD",8.2267200000000003,50807.297530500036,155.88433111603842]
[null,null,"SEE963125615224","In Betrieb","Stadtwerke Kiel AG","Küstenkraftwerk K.I.E.L Motor 14","13.08.2018","GuD",8.2267200000000003,50815.524250500035,155.88433111603842]
[null,null,"SEE967283752913","In Betrieb","BMW AG","Werk 1.5 KWK 1","30.04.2019","GuD",2.9232,50818.447450500033,155.88433111603842]
[null,null,"SEE967544153657","In Betrieb","Stadtwerke Kiel AG","Küstenkraftwerk K.I.E.L Motor 6","27.09.2018","GuD",8.2267200000000003,50826.674170500031,155.88433111603842]
[null,null,"SEE972750176482","In Betrieb","BMW AG","KWK 5 Geb. 192.0","26.03.2019","GuD",3.8019000000000003,50830.47607050003,155.88433111603842]
[null,null,"SEE979353792927","In Betrieb","Stadtwerke Kiel AG","Küstenkraftwerk K.I.E.L Motor 18","09.07.2018","GuD",8.2267200000000003,50838.702790500029,155.88433111603842]
[null,null,"SEE982889459141","In Betrieb","BMW AG","Werk 1.5 KWK 3","30.04.2019","GuD",2.9232,50841.625990500026,155.88433111603842]
[null,null,"SEE985206646330","In Betrieb","Stadtwerke Kiel AG","Küstenkraftwerk K.I.E.L Motor 10","05.10.2018","GuD",8.2267200000000003,50849.852710500025,155.88433111603842]
[null,null,"SEE987324322059","In Betrieb","Stadtwerke Kiel AG","Küstenkraftwerk K.I.E.L Motor 20","13.07.2018","GuD",8.2267200000000003,50858.079430500024,155.88433111603842]
[null,null,"SEE994826833730","In Betrieb","Stadtwerke Kiel AG","Küstenkraftwerk K.I.E.L Motor 19","12.07.2018","GuD",8.2267200000000003,50866.306150500022,155.88433111603842]
[null,null,"SEE995752550746","In Betrieb","BMW AG","Werk 1.5 KWK 2","30.04.2019","GuD",2.9232,50869.22935050002,155.88433111603842]
[null,null,"SEE985331675700","befristete Strommarktrückkehr","Fernwärme Ulm GmbH","HKW Magirusstraße","09.11.1992","GuD",10.962,50880.191350500019,156.22740740740738]
[null,null,"SEE901246020381","In Betrieb","TEAG Thüringer Energie AG","Gasmotor Bad Salzungen","04.12.2018","GuD",8.70261,50888.89396050002,156.30385375494069]
[null,null,"SEE904748267797","In Betrieb","ENGIE Deutschland GmbH","70001314,01","20.11.2018","GuD",3.8166899999999995,50892.710650500019,156.30385375494069]
[null,null,"SEE907667929555","In Betrieb","DREWAG - Stadtwerke Dresden GmbH","HKW Dresden-Nord","07.12.2018","GuD",10.005000000000001,50902.715650500017,156.30385375494069]
[null,null,"SEE929808661773","In Betrieb","ENGIE Deutschland GmbH","70001313,01","05.12.2018","GuD",3.8906400000000003,50906.606290500014,156.30385375494069]
[null,null,"SEE948545926433","In Betrieb","ENGIE Deutschland GmbH","70001313,01","06.12.2018","GuD",3.8906400000000003,50910.496930500012,156.30385375494069]
[null,null,"SEE949816813650","In Betrieb","ENGIE Deutschland GmbH","70001314,01","21.11.2018","GuD",3.8166899999999995,50914.313620500012,156.30385375494069]
[null,null,"SEE953235539855","In Betrieb","EnBW Energie Baden-Württemberg AG","Heizkraftwerk Stuttgart-Gaisburg HKW 3 Motor 1","29.08.2018","GuD",8.4537899999999997,50922.767410500011,156.30385375494069]
[null,null,"SEE956808243722","In Betrieb","ENGIE Deutschland GmbH","70001313,01","05.12.2018","GuD",3.8906400000000003,50926.658050500009,156.30385375494069]
[null,null,"SEE957602727647","In Betrieb","ENGIE Deutschland GmbH","70001313,01","06.12.2018","GuD",3.8906400000000003,50930.548690500007,156.30385375494069]
[null,null,"SEE957769851605","In Betrieb","Mainova AG","HKW West Turbine 5","07.12.2017","GuD",34.049190000000003,50964.597880500005,156.30385375494069]
[null,null,"SEE968905685947","In Betrieb","ENGIE Deutschland GmbH","70001314,01","19.11.2018","GuD",3.8166899999999995,50968.414570500005,156.30385375494069]
[null,null,"SEE971156902916","In Betrieb","ENGIE Deutschland GmbH","70001314,01","26.11.2018","GuD",3.8166899999999995,50972.231260500004,156.30385375494069]
[null,null,"SEE972346658903","In Betrieb","EnBW Energie Baden-Württemberg AG","Heizkraftwerk Stuttgart-Gaisburg HKW 3 Motor 3","29.08.2018","GuD",8.4537899999999997,50980.685050500004,156.30385375494069]
[null,null,"SEE974615285285","In Betrieb","EnBW Energie Baden-Württemberg AG","Heizkraftwerk Stuttgart-Gaisburg HKW 3 Motor 2","29.08.2018","GuD",8.4537899999999997,50989.138840500003,156.30385375494069]
[null,null,"SEE984068604342","In Betrieb","ENGIE Deutschland GmbH","70001313,01","05.12.2018","GuD",3.8906400000000003,50993.029480500001,156.30385375494069]
[null,null,"SEE933402065318","In Betrieb","BMW AG","KWK 4 Geb. 192.0","15.11.2017","GuD",3.5583,50996.587780499998,156.72566262075799]
[null,null,"SEE934531299087","In Betrieb","DSM Nutritional Products GmbH","Gasturbine GT","07.11.2017","GuD",19.14,51015.727780499998,156.72566262075799]
[null,null,"SEE955111508221","In Betrieb","DSM Nutritional Products GmbH","Dampfturbine DT5","21.03.2018","GuD",7.3306199999999997,51023.058400499998,156.72566262075799]
[null,null,"SEE965333653821","In Betrieb","Vattenfall Wärme Berlin AG","HKW Klingenberg Dampfturbine 3","19.08.1982","GuD",48.72,51071.778400499999,156.72566262075799]
[null,null,"SEE975166535577","In Betrieb","DSM Nutritional Products GmbH","Dampfturbine DT4","01.01.1979","GuD",6.96,51078.738400499999,156.72566262075799]
[null,null,"SEE986959633936","In Betrieb","Pfeifer & Langen GmbH ＆ Co. KG","Lage Generator 1","31.08.1981","GuD",7.7273399999999999,51086.465740499996,156.72566262075799]
[null,null,"SEE988684097793","In Betrieb","Vattenfall Wärme Berlin AG","HKW Klingenberg Dampfturbine 2","24.11.1981","GuD",48.72,51135.185740499997,156.72566262075799]
[null,null,"SEE993922966908","In Betrieb","BMW AG","KWK 3 Geb. 192.0","15.11.2017","GuD",3.5583,51138.744040499994,156.72566262075799]
[null,null,"SEE997719859992","In Betrieb","Vattenfall Wärme Berlin AG","HKW Klingenberg Dampfturbine 1","13.08.1981","GuD",45.24,51183.984040499992,156.72566262075799]
[null,null,"SEE928797247012","In Betrieb","BMW AG","Regensburg KWK 5","22.08.2016","GuD",2.3072400000000002,51186.291280499994,157.14977645305513]
[null,null,"SEE931050475398","In Betrieb","RheinEnergie AG","GuD Niehl 3 RheinEnergie","29.04.2016","GuD",394.02299999999997,51580.314280499995,157.14977645305513]
[null,null,"SEE945093389369","In Betrieb","Evonik Operations GmbH","Kraftwerk IV, GT 421","13.02.2016","GuD",40.89,51621.204280499995,157.14977645305513]
[null,null,"SEE958184152735","In Betrieb","Stadtwerke Flensburg","Dampfturbine 7","21.10.1980","GuD",24.36,51645.564280499995,157.14977645305513]
[null,null,"SEE977273010268","In Betrieb","Evonik Operations GmbH","Kraftwerk IV, DT 411","13.02.2016","GuD",9.57,51655.134280499995,157.14977645305513]
[null,null,"SEE977956291342","In Betrieb","Ford-Werke GmbH","BHKW Ford Saarlouis Modul 1","28.10.2016","GuD",3.7601399999999998,51658.894420499993,157.14977645305513]
[null,null,"SEE926418118239","In Betrieb","Crespel & Deiters GmbH ＆ Co. KG","GTS4","07.06.2013","Gasturbine",1.5854010000000001,51660.47982149999,157.66149999999999]
[null,null,"SEE938018666973","In Betrieb","K+S Minerals and Agriculture GmbH","Fabrik NE GT Tr.","02.07.2009","Gasturbine",4.4369999999999994,51664.916821499988,157.66149999999999]
[null,null,"SEE939524649245","In Betrieb","K+S Minerals and Agriculture GmbH","ZI Tr GT1","02.07.2017","Gasturbine",4.7850000000000001,51669.701821499992,157.66149999999999]
[null,null,"SEE953048986860","In Betrieb","K+S Minerals and Agriculture GmbH","Fabrik NE GT Tr","02.07.2009","Gasturbine",4.4369999999999994,51674.13882149999,157.66149999999999]
[null,null,"SEE908119179962","In Betrieb","J. M. Voith SE & Co. KG","HDH_004_Industrieheizkraftwerk-Heidenheim_GM4","01.01.1999","GuD",3.2407500000000002,51677.379571499987,158.00499500499501]
[null,null,"SEE912975333499","In Betrieb","UPM GmbH","UPM Schongau HKW 3 GT","20.12.2014","GuD",38.565360000000005,51715.944931499987,158.00499500499501]
[null,null,"SEE925623713673","In Betrieb","Flughafen München GmbH","BHKW 2 - GOM 4","11.12.2014","GuD",3.6600899999999998,51719.605021499985,158.00499500499501]
[null,null,"SEE925705511180","In Betrieb","Flughafen München GmbH","BHKW 2 - GOM 3","10.12.2014","GuD",3.6600899999999998,51723.265111499983,158.00499500499501]
[null,null,"SEE925723270861","In Betrieb","J. M. Voith SE & Co. KG","HDH_004_Industrieheizkraftwerk-Heidenheim_GM1","01.01.2014","GuD",3.6757499999999999,51726.940861499985,158.00499500499501]
[null,null,"SEE933094075404","In Betrieb","UPM GmbH","UPM Schongau HKW 3 DT","20.12.2014","GuD",25.812900000000003,51752.753761499982,158.00499500499501]
[null,null,"SEE942581404276","In Betrieb","J. M. Voith SE & Co. KG","HDH_004_Industrieheizkraftwerk-Heidenheim_GM2","01.01.2014","GuD",3.6757499999999999,51756.429511499984,158.00499500499501]
[null,null,"SEE964121468647","In Betrieb","J. M. Voith SE & Co. KG","HDH_004_Industrieheizkraftwerk-Heidenheim_GM5","01.01.2004","GuD",3.2442299999999999,51759.673741499981,158.00499500499501]
[null,null,"SEE971995083203","In Betrieb","Volkswagen AG","BHKW Braunschweig","27.07.2014","GuD",9.048,51768.721741499983,158.00499500499501]
[null,null,"SEE976877764072","In Betrieb","Flughafen München GmbH","BHKW 2 - GOM 2","04.12.2014","GuD",3.6600899999999998,51772.381831499981,158.00499500499501]
[null,null,"SEE980130244065","In Betrieb","Flughafen München GmbH","BHKW 2 - GOM 1","03.12.2014","GuD",3.6600899999999998,51776.041921499978,158.00499500499501]
[null,null,"SEE999306148830","In Betrieb","J. M. Voith SE & Co. KG","HDH_004_Industrieheizkraftwerk-Heidenheim_GM3","01.01.2014","GuD",3.6757499999999999,51779.71767149998,158.00499500499501]
[null,null,"SEE900348277440","In Betrieb","Jäckering Mühlen- und Nährmittelwerke GmbH","BHKW Hafen - Modul 4","01.04.2013","GuD",1.8905100000000001,51781.608181499978,158.16149999999999]
[null,null,"SEE900364034072","In Betrieb","EnBW Energie Baden-Württemberg AG","Heizkraftwerk Heilbronn FHT 1","01.01.2003","GuD",5.6550000000000002,51787.263181499977,158.16149999999999]
[null,null,"SEE900559860912","In Betrieb","WUN Pellets GmbH","WUN Pellets - BHKW - Modul II","01.10.2018","GuD",3.8367,51791.099881499977,158.16149999999999]
[null,null,"SEE901196452256","In Betrieb","essity Operations Mainz-Kostheim GmbH","Turbine 4","30.06.1983","GuD",5.8376999999999999,51796.937581499973,158.16149999999999]
[null,null,"SEE902114639810","In Betrieb","envia THERM GmbH","Bitterfeld BHKW","11.04.2016","GuD",1.74,51798.677581499971,158.16149999999999]
[null,null,"SEE906462907775","In Betrieb","K+S Minerals and Agriculture GmbH","Kraftwerk HA GT2","02.07.2017","GuD",4.9329000000000001,51803.610481499971,158.16149999999999]
[null,null,"SEE906681939748","In Betrieb","Jäckering Mühlen- und Nährmittelwerke GmbH","BHKW Hafen - Modul 1","01.04.2013","GuD",1.8905100000000001,51805.500991499968,158.16149999999999]
[null,null,"SEE907064154956","In Betrieb","K+S Minerals and Agriculture GmbH","Kraftwerk HA GT1","02.07.2017","GuD",4.9329000000000001,51810.433891499968,158.16149999999999]
[null,null,"SEE907892165506","In Betrieb","Mark-E Aktiengesellschaft","Cuno Heizkraftwerk Herdecke BHKW1","01.01.2004","GuD",1.6964999999999999,51812.130391499966,158.16149999999999]
[null,null,"SEE908040387344","In Betrieb","DFS Energy GmbH","BHKW1","15.10.2014","GuD",1.7230349999999999,51813.853426499969,158.16149999999999]
[null,null,"SEE909963484639","In Betrieb","BMW AG","BMW Landshut KWK 3","31.07.2014","GuD",2.2184999999999997,51816.071926499972,158.16149999999999]
[null,null,"SEE911689709217","In Betrieb","Smurfit Kappa Herzberg Solid Board GmbH","Dampfturbine 2","01.01.1957","GuD",5.22,51821.291926499973,158.16149999999999]
[null,null,"SEE914143996840","In Betrieb","Sasol Germany GmbH","GT3","02.10.2020","GuD",6.4623600000000003,51827.75428649997,158.16149999999999]
[null,null,"SEE914688001801","In Betrieb","Smurfit Kappa Hoya Papier und Karton GmbH","DT 2 (KKK)","01.01.1996","GuD",3.7749300000000003,51831.52921649997,158.16149999999999]
[null,null,"SEE916733797554","In Betrieb","Julius Glatz","Turbine 1","01.01.1955","GuD",3.6105000000000005,51835.139716499973,158.16149999999999]
[null,null,"SEE917568874298","In Betrieb","Sachsenmilch Leppersdorf GmbH","7710MKA10-DT","21.07.2014","GuD",5.1103799999999993,51840.250096499971,158.16149999999999]
[null,null,"SEE919286948329","In Betrieb","Gunvor Raffinerie Ingolstadt GmbH","Kraftwerk GRI","01.01.1964","GuD",6.7859999999999996,51847.036096499971,158.16149999999999]
[null,null,"SEE919395394109","In Betrieb","BMW AG","Leipzig KWK 2","14.12.2016","GuD",2.9232,51849.959296499968,158.16149999999999]
[null,null,"SEE920560912882","In Betrieb","SWM Services GmbH","SWM HKW Freimann GT12","01.01.2021","GuD",45.908160000000002,51895.867456499967,158.16149999999999]
[null,null,"SEE926582462244","In Betrieb","WUN Pellets GmbH","WUN Pellets - BHKW-Modul III","01.10.2018","GuD",3.8367,51899.704156499967,158.16149999999999]
[null,null,"SEE926990956885","In Betrieb","Fernheizwerk Neukölln AG","Fernheizwerk 2-BHKW 5","05.11.2013","GuD",1.7643599999999999,51901.468516499968,158.16149999999999]
[null,null,"SEE928983473973","In Betrieb","Westag AG","BHKW-G","10.10.2012","GuD",1.7391300000000001,51903.20764649997,158.16149999999999]
[null,null,"SEE929826629465","In Betrieb","FFR Fernwärmeversorgung Flugplatz Ramstein","BHKW Ramstein","13.12.2018","GuD",11.092499999999999,51914.300146499969,158.16149999999999]
[null,null,"SEE933714674710","In Betrieb","Gunvor Raffinerie Ingolstadt GmbH","Kraftwerk GRI","01.01.1964","GuD",8.6999999999999993,51923.000146499966,158.16149999999999]
[null,null,"SEE934292362181","In Betrieb","Fernheizwerk Neukölln AG","Fernheizwerk 6-BHKW 8","14.07.2020","GuD",1.7189460000000001,51924.719092499967,158.16149999999999]
[null,null,"SEE935253303649","In Betrieb","BMW AG","BMW Landshut KWK 6","08.07.2018","GuD",3.7409999999999997,51928.460092499969,158.16149999999999]
[null,null,"SEE936112096313","In Betrieb","SWISS KRONO TEX","BHKW","21.01.2016","GuD",1.70259,51930.162682499969,158.16149999999999]
[null,null,"SEE937830141170","In Betrieb","Volkswagen Sachsen GmbH","BHKW-G66-KWK-klein","28.11.2017","GuD",3.2503200000000003,51933.413002499969,158.16149999999999]
[null,null,"SEE938449433663","In Betrieb","Gunvor Raffinerie Ingolstadt GmbH","Kraftwerk GRI","01.01.1964","GuD",6.2640000000000002,51939.677002499971,158.16149999999999]
[null,null,"SEE939211785720","In Betrieb","OMV Deutschland Operations GmbH & Co. KG","Dampfgeneratorturbine 1","06.04.1970","GuD",6.7859999999999996,51946.463002499971,158.16149999999999]
[null,null,"SEE941055812814","In Betrieb","MAN Energy Solutions SE","SI-Gasmotor (12 V 32/40)","04.05.2005","GuD",4.5544500000000001,51951.017452499975,158.16149999999999]
[null,null,"SEE941875842596","In Betrieb","Salzgitter Flachstahl GmbH","Ma 1","01.03.1941","GuD",30.45,51981.467452499972,158.16149999999999]
[null,null,"SEE942234222677","In Betrieb","Jäckering Mühlen- und Nährmittelwerke GmbH","BHKW Hafen - Modul 5","01.04.2013","GuD",1.8905100000000001,51983.357962499969,158.16149999999999]
[null,null,"SEE942954514045","In Betrieb","Merck KGaA","DA_BHKW_01","11.07.2014","GuD",2.6448,51986.002762499971,158.16149999999999]
[null,null,"SEE943007353727","In Betrieb","Airbus Operations","BHKW 1 Hamburg","11.07.2016","GuD",1.7139,51987.716662499974,158.16149999999999]
[null,null,"SEE943109996648","In Betrieb","BMW AG","BMW Landshut KWK 4","08.07.2018","GuD",3.7409999999999997,51991.457662499975,158.16149999999999]
[null,null,"SEE945217244789","In Betrieb","SWM Services GmbH","SWM HKW Freimann GT11","01.01.2021","GuD",45.632370000000002,52037.090032499975,158.16149999999999]
[null,null,"SEE945807171310","In Betrieb","BMW AG","BMW Landshut KWK 2","01.04.2009","GuD",1.1745000000000001,52038.264532499976,158.16149999999999]
[null,null,"SEE945933440847","In Betrieb","3M Deutschland GmbH","3M Wuppetal Kraftwerk T4","10.06.1963","GuD",4.7850000000000001,52043.049532499979,158.16149999999999]
[null,null,"SEE946476002431","In Betrieb","Kelheim Fibres GmbH","Turbine 6","16.07.1970","GuD",18.10905,52061.158582499978,158.16149999999999]
[null,null,"SEE947745452346","In Betrieb","OMV Deutschland Operations GmbH & Co. KG","Dampfgeneratorturbine 2","01.07.1969","GuD",6.8730000000000002,52068.031582499978,158.16149999999999]
[null,null,"SEE947763810036","In Betrieb","H&R Chemisch Pharmazeutische Spezialitäten GmbH","HuR-IKW-G5","30.12.2016","GuD",7.8552299999999997,52075.886812499979,158.16149999999999]
[null,null,"SEE947894664195","In Betrieb","DFS Energy GmbH","GT2","05.06.2014","GuD",3.8793299999999995,52079.766142499982,158.16149999999999]
[null,null,"SEE949685414514","In Betrieb","Caterpillar Energy Solutions","P87","21.01.2004","GuD",1.5399,52081.306042499986,158.16149999999999]
[null,null,"SEE951802406722","In Betrieb","Crespel & Deiters GmbH ＆ Co. KG","GTS5","20.12.2017","GuD",6.4185555000000001,52087.724597999986,158.16149999999999]
[null,null,"SEE952857304476","In Betrieb","MAN Energy Solutions SE","Prüfstand 32","01.09.2013","GuD",1.5486,52089.273197999988,158.16149999999999]
[null,null,"SEE956207547964","In Betrieb","Jäckering Mühlen- und Nährmittelwerke GmbH","BHKW Hafen - Modul 3","01.04.2013","GuD",1.8905100000000001,52091.163707999985,158.16149999999999]
[null,null,"SEE956674158182","In Betrieb","BMW AG","BMW Landshut KWK 1","01.04.2009","GuD",1.1745000000000001,52092.338207999986,158.16149999999999]
[null,null,"SEE957639615832","In Betrieb","MAN Energy Solutions SE","Prüfstand 15","01.05.2009","GuD",12.040799999999999,52104.379007999989,158.16149999999999]
[null,null,"SEE957844983702","In Betrieb","Salzgitter Flachstahl GmbH","Ma A","01.01.1941","GuD",7.83,52112.209007999991,158.16149999999999]
[null,null,"SEE957939399869","In Betrieb","BASF Personal Care and Nutrition GmbH","BHKW BASF F17","22.07.2016","GuD",1.7121599999999999,52113.921167999993,158.16149999999999]
[null,null,"SEE958897712714","In Betrieb","DFS Energy GmbH","BHKW2","24.09.2014","GuD",1.7230349999999999,52115.644202999996,158.16149999999999]
[null,null,"SEE959229794460","In Betrieb","SWE Energie GmbH","DT","17.12.1999","GuD",29.58,52145.224202999998,158.16149999999999]
[null,null,"SEE960162708360","In Betrieb","Kelheim Fibres GmbH","Turbine 4","01.09.1952","GuD",4.6362299999999994,52149.860432999994,158.16149999999999]
[null,null,"SEE960935066536","In Betrieb","INEOS SOLVENTS GERMANY GMBH","TG7","14.11.1974","GuD",6.5250000000000004,52156.385432999996,158.16149999999999]
[null,null,"SEE964821359092","In Betrieb","DFS Energy GmbH","GT1","05.06.2014","GuD",3.8793299999999995,52160.264762999999,158.16149999999999]
[null,null,"SEE965444118547","In Betrieb","Crespel & Deiters GmbH ＆ Co. KG","GTS3","03.07.2009","GuD",4.6275300000000001,52164.892292999997,158.16149999999999]
[null,null,"SEE965711846036","In Betrieb","Ferrero OHG mbH","KWK 2 - Kesselhaus","27.12.2010","GuD",6.5250000000000004,52171.417292999999,158.16149999999999]
[null,null,"SEE967448123107","In Betrieb","Jäckering Mühlen- und Nährmittelwerke GmbH","BHKW Hafen - Modul 2","01.04.2013","GuD",1.8905100000000001,52173.307802999996,158.16149999999999]
[null,null,"SEE968984873471","In Betrieb","Caterpillar Energy Solutions","P34","27.06.2007","GuD",1.1484000000000001,52174.456202999994,158.16149999999999]
[null,null,"SEE969074173341","In Betrieb","Salzgitter Flachstahl GmbH","Ma 3","01.02.1941","GuD",30.45,52204.906202999991,158.16149999999999]
[null,null,"SEE972128015696","In Betrieb","RheinEnergie AG","BHKW Merheim RheinEnergie","01.06.2020","GuD",27.057000000000002,52231.963202999992,158.16149999999999]
[null,null,"SEE973271553004","In Betrieb","essity Operations Mainz-Kostheim GmbH","Turbine 5","09.01.2013","GuD",4.8459000000000003,52236.809102999992,158.16149999999999]
[null,null,"SEE975854838485","In Betrieb","BMW AG","BMW Landshut KWK 7","08.07.2018","GuD",3.7409999999999997,52240.550102999994,158.16149999999999]
[null,null,"SEE977583940965","In Betrieb","Jäckering Mühlen- und Nährmittelwerke GmbH","BHKW Hafen - Modul 7","28.12.2017","GuD",1.8931200000000001,52242.443222999995,158.16149999999999]
[null,null,"SEE979791664664","In Betrieb","Salzgitter Flachstahl GmbH","Ma 2","15.07.2006","GuD",43.064999999999998,52285.508222999997,158.16149999999999]
[null,null,"SEE980823248912","In Betrieb","Kelheim Fibres GmbH","Turbine 7","05.08.2014","GuD",22.558229999999998,52308.066452999999,158.16149999999999]
[null,null,"SEE981577567892","In Betrieb","Julius Glatz","Turbine 2","01.01.1955","GuD",6.0203999999999995,52314.086853000001,158.16149999999999]
[null,null,"SEE982138852266","In Betrieb","Stadtwerke Greifswald GmbH","BHKW-Süd","16.12.2020","GuD",3.5669999999999997,52317.653853000003,158.16149999999999]
[null,null,"SEE982412379564","In Betrieb","Jäckering Mühlen- und Nährmittelwerke GmbH","BHKW Hafen - Modul 6","28.12.2017","GuD",1.2162599999999999,52318.870113000004,158.16149999999999]
[null,null,"SEE984352856976","In Betrieb","BMW AG","Leipzig KWK 1","09.03.2009","GuD",2.71353,52321.583643000005,158.16149999999999]
[null,null,"SEE986400818790","In Betrieb","Airbus Operations","BHKW 2 Hamburg Modul 1","28.02.2013","GuD",3.5835299999999997,52325.167173000009,158.16149999999999]
[null,null,"SEE986561991462","In Betrieb","Mark-E Aktiengesellschaft","Cuno Heizkraftwerk Herdecke BHKW2","01.01.2005","GuD",1.6964999999999999,52326.863673000007,158.16149999999999]
[null,null,"SEE987278903410","In Betrieb","Salzgitter Flachstahl GmbH","Ma 4","12.04.2022","GuD",27.405000000000001,52354.268673000006,158.16149999999999]
[null,null,"SEE987729168146","In Betrieb","Ferrero OHG mbH","KWK 1 - Kesselhaus","01.04.2007","GuD",4.3499999999999996,52358.618673000004,158.16149999999999]
[null,null,"SEE989342161450","In Betrieb","Smurfit Kappa Hoya Papier und Karton GmbH","Gasturbine 2 (TBM)","01.05.2014","GuD",5.67936,52364.298033000006,158.16149999999999]
[null,null,"SEE990308000553","In Betrieb","Fernheizwerk Neukölln AG","Fernheizwerk 1-BHKW 4","05.11.2013","GuD",1.7678400000000001,52366.065873000007,158.16149999999999]
[null,null,"SEE990935582224","In Betrieb","K+S Minerals and Agriculture GmbH","Kraftwerk HA GT3","02.07.2006","GuD",5.22,52371.285873000008,158.16149999999999]
[null,null,"SEE994281911899","In Betrieb","Fernheizwerk Neukölln AG","Fernheizwerk 3-BHKW 6","05.11.2013","GuD",1.7660999999999998,52373.051973000009,158.16149999999999]
[null,null,"SEE995184160995","In Betrieb","Mark-E Aktiengesellschaft","Cuno Heizkraftwerk Herdecke BHKW3","01.01.2014","GuD",1.8531,52374.905073000009,158.16149999999999]
[null,null,"SEE995596088894","In Betrieb","3M Deutschland GmbH","3M Deutschland GmbH T3 Wuppertal","19.07.1957","GuD",4.7850000000000001,52379.690073000012,158.16149999999999]
[null,null,"SEE996431301710","In Betrieb","BMW AG","BMW Landshut KWK 5","08.07.2018","GuD",3.7409999999999997,52383.431073000014,158.16149999999999]
[null,null,"SEE997674469793","In Betrieb","Caterpillar Energy Solutions","P35","27.06.2007","GuD",1.9488000000000001,52385.379873000013,158.16149999999999]
[null,null,"SEE998028907619","In Betrieb","Fernheizwerk Neukölln AG","Fernheizwerk 4-BHKW 7","12.06.2014","GuD",1.7469600000000001,52387.126833000009,158.16149999999999]
[null,null,"SEE998778600532","In Betrieb","WUN Pellets GmbH","WUN Pellets - BHKW-Modul I","01.10.2018","GuD",3.8367,52390.963533000009,158.16149999999999]
[null,null,"SEE900240101683","In Betrieb","Daimler Truck AG","129870 Modul 3","20.02.2013","GuD",3.8628000000000005,52394.826333000012,158.43613824192335]
[null,null,"SEE911283118750","In Betrieb","Industriekraftwerk Greifswald GmbH","Industriekraftwerk Greifswald GmbH","17.12.2013","GuD",33.234000000000002,52428.060333000009,158.43613824192335]
[null,null,"SEE913280112274","In Betrieb","K+S Minerals and Agriculture GmbH","Kraftwerk HA DT4","02.07.1962","GuD",18.27,52446.330333000005,158.43613824192335]
[null,null,"SEE914749097217","In Betrieb","Daimler Truck AG","129870 Modul 1","20.02.2013","GuD",3.8628000000000005,52450.193133000008,158.43613824192335]
[null,null,"SEE916865356940","In Betrieb","K+S Minerals and Agriculture GmbH","Kraftwerk HA GT4","01.02.2012","GuD",27.84,52478.033133000004,158.43613824192335]
[null,null,"SEE923729511377","In Betrieb","Freiberger Erdgas GmbH","BHKW2 Chemnitzer Straße 40","01.07.2013","GuD",3.7523099999999996,52481.785443000008,158.43613824192335]
[null,null,"SEE924343365650","In Betrieb","Mercedes-Benz AG","W050-TS_Mercedes-Benz Werk Sindelfingen HKW Gasturbine 1","07.11.2013","GuD",26.048669999999998,52507.834113000004,158.43613824192335]
[null,null,"SEE940178738247","In Betrieb","Freiberger Erdgas GmbH","GT Chemnitzer Straße 40","01.07.2013","GuD",4.1385899999999998,52511.972703000007,158.43613824192335]
[null,null,"SEE942845579245","In Betrieb","Stadtwerke Bochum Holding GmbH","KWK Hiltrop","20.08.1975","GuD",37.768439999999998,52549.741143000007,158.43613824192335]
[null,null,"SEE949085992346","In Betrieb","Mercedes-Benz AG","W050-TS_Mercedes-Benz Werk Sindelfingen HKW Turbine 2","13.02.1963","GuD",14.972700000000001,52564.713843000005,158.43613824192335]
[null,null,"SEE952488583202","In Betrieb","K+S Minerals and Agriculture GmbH","Kraftwerk HA DT1","02.03.1967","GuD",24.36,52589.073843000006,158.43613824192335]
[null,null,"SEE963962520354","In Betrieb","Freiberger Erdgas GmbH","BHKW1 Chemnitzer Straße 40","01.07.2013","GuD",3.7523099999999996,52592.826153000009,158.43613824192335]
[null,null,"SEE969792129750","In Betrieb","Daimler Truck AG","129870 Modul 2","20.02.2013","GuD",3.8628000000000005,52596.688953000012,158.43613824192335]
[null,null,"SEE970554561831","In Betrieb","K+S Minerals and Agriculture GmbH","Kraftwerk HA DT2","14.12.2017","GuD",18.596250000000001,52615.285203000014,158.43613824192335]
[null,null,"SEE986713152253","In Betrieb","Mercedes-Benz AG","W050-TS_Mercedes-Benz Werk Sindelfingen HKW Turbine 4","04.11.1971","GuD",24.299099999999999,52639.584303000011,158.43613824192335]
[null,null,"SEE990603147649","In Betrieb","Energie- und Wasserversorgung Bonn/Rhein-Sieg GmbH","Heizkraftwerk Bonn-Nord, Gasturbine 1 der GuD-Anlage","19.08.1998","GuD",17.835000000000001,52657.41930300001,158.43613824192335]
[null,null,"SEE993713255198","In Betrieb","Mercedes-Benz AG","W050-TS_Mercedes-Benz Werk Sindelfingen HKW Turbine 5","23.07.1981","GuD",17.200770000000002,52674.620073000013,158.43613824192335]
[null,null,"SEE994027750690","In Betrieb","Mercedes-Benz AG","W050-TS_Mercedes-Benz Werk Sindelfingen HKW Turbine 3","01.06.1971","GuD",4.1325000000000003,52678.752573000012,158.43613824192335]
[null,null,"SEE997867646000","In Betrieb","Energie- und Wasserversorgung Bonn/Rhein-Sieg GmbH","Heizkraftwerk Bonn-Nord, Dampfturbine GuD-Anlage","01.11.2013","GuD",63.945,52742.697573000012,158.43613824192335]
[null,null,"SEE902725989434","In Betrieb","BMW AG","Regensburg KWK 4","29.10.2012","GuD",2.28288,52744.980453000011,158.86966348568558]
[null,null,"SEE906385906152","In Betrieb","Mercedes-Benz AG","W065-Gebäude 120 / BHKW Modul 04","31.10.2012","GuD",3.6539999999999999,52748.634453000013,158.86966348568558]
[null,null,"SEE908927793930","In Betrieb","BMW AG","Regensburg KWK 2","05.07.2011","GuD",2.28288,52750.917333000012,158.86966348568558]
[null,null,"SEE910326850336","In Betrieb","BMW AG","Regensburg KWK 1","05.07.2011","GuD",2.28288,52753.200213000011,158.86966348568558]
[null,null,"SEE911257641864","In Betrieb","Mercedes-Benz AG","W065-Gebäude 120 / BHKW Modul 02","31.10.2012","GuD",3.6539999999999999,52756.854213000013,158.86966348568558]
[null,null,"SEE914989602134","In Betrieb","Infraserv GmbH & Co. Höchst KG","IPH Strom GTX2","06.01.2011","GuD",43.326000000000001,52800.180213000014,158.86966348568558]
[null,null,"SEE932621971301","In Betrieb","Papierfabrik Adolf Jass GmbH & Co. KG","GT2","01.09.2012","GuD",6.2205000000000004,52806.400713000017,158.86966348568558]
[null,null,"SEE943297204990","In Betrieb","Stadtwerke Saarbrücken GmbH","ZF-SBR-GuD-Heizkraftwerk","29.03.2012","GuD",33.590873999999999,52839.991587000019,158.86966348568558]
[null,null,"SEE945436960576","In Betrieb","Papierfabrik Adolf Jass GmbH & Co. KG","GT1","01.09.2012","GuD",6.2205000000000004,52846.212087000022,158.86966348568558]
[null,null,"SEE951458309484","In Betrieb","Mercedes-Benz AG","W065-Gebäude 120 / BHKW Modul 01","31.10.2012","GuD",3.6539999999999999,52849.866087000024,158.86966348568558]
[null,null,"SEE966481430050","In Betrieb","Mercedes-Benz AG","W065-Gebäude 120 / BHKW Modul 05","19.12.2014","GuD",3.6539999999999999,52853.520087000026,158.86966348568558]
[null,null,"SEE969540726491","In Betrieb","Infraserv GmbH & Co. Höchst KG","IPH Strom GTX3","09.01.2011","GuD",43.326000000000001,52896.846087000027,158.86966348568558]
[null,null,"SEE989785638618","In Betrieb","BMW AG","Regensburg KWK 3","29.10.2012","GuD",2.28288,52899.128967000026,158.86966348568558]
[null,null,"SEE993957305321","In Betrieb","Papierfabrik Adolf Jass GmbH & Co. KG","G25","03.01.1992","GuD",11.7624,52910.891367000026,158.86966348568558]
[null,null,"SEE999839188105","In Betrieb","Mercedes-Benz AG","W065-Gebäude 120 / BHKW Modul 03","31.10.2012","GuD",3.6539999999999999,52914.545367000028,158.86966348568558]
[null,null,"SEE919137629452","In Betrieb","Infraserv GmbH & Co. Höchst KG","IPH Strom VT1","01.01.1982","GuD",15.1206,52929.66596700003,159.14679245283017]
[null,null,"SEE928072880231","In Betrieb","Infraserv GmbH & Co. Höchst KG","IPH Strom VT5","01.01.1980","GuD",12.006,52941.671967000031,159.14679245283017]
[null,null,"SEE948546582201","In Betrieb","Infraserv GmbH & Co. Höchst KG","IPH Strom VT2","26.08.1983","GuD",15.1206,52956.792567000033,159.14679245283017]
[null,null,"SEE930322571356","In Betrieb","SWK ENERGIE GmbH","KWK006-2","06.02.2013","GuD",3.6896699999999996,52960.482237000033,159.30559053135229]
[null,null,"SEE970980016073","In Betrieb","SWK ENERGIE GmbH","KWK006-1","06.02.2013","GuD",3.6896699999999996,52964.171907000033,159.30559053135229]
[null,null,"SEE979899728817","In Betrieb","SWK ENERGIE GmbH","KWK006-3","06.02.2013","GuD",3.6896699999999996,52967.861577000032,159.30559053135229]
[null,null,"SEE907508778663","In Betrieb","MVV Enamic Ludwigshafen GmbH","Motor 3","23.11.2007","GuD",2.7840000000000003,52970.645577000032,160.62798374809549]
[null,null,"SEE912906399075","In Betrieb","Palm Power GmbH & Co. KG","HKW Eltmann","07.02.2017","GuD",54.642960000000002,53025.288537000029,161.07372039724982]
[null,null,"SEE995077047419","In Betrieb","Palm Power GmbH & Co. KG","HKW Wörth","30.11.2007","GuD",50.46,53075.748537000029,161.07372039724982]
[null,null,"SEE913609763316","In Betrieb","Infraserv GmbH & Co. Wiesbaden KG","Generator 1 Erdgas","31.08.1981","GuD",6.3075000000000001,53082.056037000031,161.52196118488251]
[null,null,"SEE919189403703","In Betrieb","Infraserv GmbH & Co. Wiesbaden KG","Generator 7","31.03.2021","GuD",19.23657,53101.292607000032,161.52196118488251]
[null,null,"SEE964717210810","In Betrieb","Infraserv GmbH & Co. Wiesbaden KG","Generator 3","30.11.1977","GuD",9.1985100000000006,53110.491117000034,161.52196118488251]
[null,null,"SEE968474056711","In Betrieb","Infraserv GmbH & Co. Wiesbaden KG","Generator 6","31.03.2021","GuD",19.23657,53129.727687000035,161.52196118488251]
[null,null,"SEE969023487444","In Betrieb","Infraserv GmbH & Co. Wiesbaden KG","Generator 2","30.11.1978","GuD",3.7844999999999995,53133.512187000037,161.52196118488251]
[null,null,"SEE988616317180","In Betrieb","Infraserv GmbH & Co. Wiesbaden KG","Generator 4","29.02.1996","GuD",10.1442,53143.656387000039,161.52196118488251]
[null,null,"SEE914438115895","In Betrieb","EVH GmbH","Heizkraftwerk Dieselstraße Block A","01.04.2020","GuD",49.455149999999996,53193.111537000041,161.97272727272727]
[null,null,"SEE920193460095","In Betrieb","Stadtwerke Kiel AG","HKWH Gasturbine 6","27.04.2005","GuD",4.7188800000000004,53197.830417000041,161.97272727272727]
[null,null,"SEE939329445868","In Betrieb","Stadtwerke Kiel AG","HKWH Gasturbine 8","01.10.2014","GuD",4.6423200000000007,53202.47273700004,161.97272727272727]
[null,null,"SEE946568262484","In Betrieb","EVH GmbH","Heizkraftwerk Dieselstraße Block B","01.12.2020","GuD",49.71528,53252.188017000037,161.97272727272727]
[null,null,"SEE989392899242","In Betrieb","Stadtwerke Kiel AG","HKWH Gasturbine 7","01.10.2014","GuD",4.6423200000000007,53256.830337000036,161.97272727272727]
[null,null,"SEE999181532861","In Betrieb","Stadtwerke Kiel AG","HKWH Gasturbine 5","27.04.2005","GuD",4.7188800000000004,53261.549217000036,161.97272727272727]
[null,null,"SEE918373264410","In Betrieb","Stadtwerke Augsburg Energie GmbH","BHKW GT-Ost","15.01.2004","GuD",26.709,53288.258217000039,162.01383196721309]
[null,null,"SEE971867565370","In Betrieb","Mainova AG","HKW Niederrad Block 1","20.09.2005","GuD",60.9,53349.15821700004,162.42604006163327]
[null,null,"SEE946394519998","In Betrieb","Terminal 2 Gesellschaft & Co. oHG","BHKW M8","05.06.2002","GuD",3.3196163699999999,53352.477833370038,162.88192119495235]
[null,null,"SEE946744372112","In Betrieb","Infraserv GmbH & Co. Höchst KG","IPH Strom GTX1","26.11.2003","GuD",46.631999999999998,53399.109833370036,162.88192119495235]
[null,null,"SEE949201577754","In Betrieb","Terminal 2 Gesellschaft & Co. oHG","BHKW M9","05.06.2002","GuD",3.3196163699999999,53402.429449740033,162.88192119495235]
[null,null,"SEE987326760026","In Betrieb","Nordzucker","Generator 1","01.09.2008","GuD",15.355499999999999,53417.784949740031,162.88192119495235]
[null,null,"SEE927473609168","In Betrieb","InfraServ GmbH & Co. Gendorf KG","BNA0174","01.07.1967","GuD",63.040199999999992,53480.825149740034,163.34039256198346]
[null,null,"SEE945071514516","In Betrieb","Pfeifer & Langen GmbH ＆ Co. KG","Appeldorn Generator 2","30.08.1979","GuD",4.9746600000000001,53485.799809740034,163.34039256198346]
[null,null,"SEE964745752825","In Betrieb","Stadtwerke Duisburg AG","HKW III  Block A","01.12.1974","GuD",34.974000000000004,53520.773809740036,163.34039256198346]
[null,null,"SEE977708202411","In Betrieb","Pfeifer & Langen GmbH ＆ Co. KG","Appeldorn Generator 1","01.09.1977","GuD",4.9746600000000001,53525.748469740036,163.34039256198346]
[null,null,"SEE901884895389","In Betrieb","Universitätsklinkum Freiburg Standort Bad Krozingen","Dampfturbine 1","01.12.2012","GuD",11.136000000000001,53536.884469740035,163.80147630147627]
[null,null,"SEE922981583535","In Betrieb","Stadtwerke Lemgo GmbH","HKW-West Gasturbine 1","01.07.1988","GuD",4.4369999999999994,53541.321469740033,163.80147630147627]
[null,null,"SEE946029200710","In Betrieb","Universitätsklinkum Freiburg Standort Bad Krozingen","Dampfturbine 2","01.01.1970","GuD",7.0731000000000011,53548.394569740034,163.80147630147627]
[null,null,"SEE953991032447","In Betrieb","E.ON Energy Solutions GmbH","KWKK Heidelberg","21.12.2001","GuD",11.560560000000001,53559.955129740032,163.80147630147627]
[null,null,"SEE975024902015","In Betrieb","Stadtwerke Lemgo GmbH","KWK-0004","01.09.1995","GuD",2.1053999999999999,53562.060529740033,163.80147630147627]
[null,null,"SEE982694984074","In Betrieb","Universitätsklinkum Freiburg Standort Bad Krozingen","BHKW 1","15.12.2015","GuD",1.7391300000000001,53563.799659740034,163.80147630147627]
[null,null,"SEE982892019516","In Betrieb","Stadtwerke Lemgo GmbH","KWK-0003","01.09.1995","GuD",4.4108999999999998,53568.210559740037,163.80147630147627]
[null,null,"SEE991039408854","In Betrieb","Universitätsklinkum Freiburg Standort Bad Krozingen","Gasturbine 1","01.01.2001","GuD",4.7763,53572.986859740035,163.80147630147627]
[null,null,"SEE997682781566","In Betrieb","HBB Heizkraftwerk Bauernfeind Betreibergesellschaft mbH","HBB Heizkraftwerk Bauernfeind Betreibergesellschaft mbH (Stromerzeugung)","01.02.2001","GuD",5.22,53578.206859740036,163.80147630147627]
[null,null,"SEE900295294101","In Betrieb","Stadtwerke Tübingen GmbH","BHKW Obere Viehweide M4 (Waldhäuser Str 100)","07.11.2013","GuD",2.81271,53581.019569740034,164.2651948051948]
[null,null,"SEE921316314745","In Betrieb","Stadtwerke Tübingen GmbH","BHKW Obere Viehweide M3 (Waldhäuser Str 100)","07.11.2013","GuD",2.86056,53583.880129740035,164.2651948051948]
[null,null,"SEE957952105034","In Betrieb","MEGGLE GmbH & Co. KG","Heizkraftwerk Meggle","02.07.2016","GuD",11.831999999999999,53595.712129740037,164.2651948051948]
[null,null,"SEE961328936443","In Betrieb","Stadtwerke Tübingen GmbH","BHKW Obere Viehweide M2 (Waldhäuser Str 100)","16.08.2013","GuD",2.8588200000000001,53598.570949740038,164.2651948051948]
[null,null,"SEE997562455938","In Betrieb","Stadtwerke Tübingen GmbH","BHKW Obere Viehweide M1 (Waldhäuser Str 100)","16.08.2013","GuD",2.8649100000000001,53601.435859740035,164.2651948051948]
[null,null,"SEE918407219966","In Betrieb","Neptune Energy Deutschland GmbH","GuD Steinitz - HKW 1","01.07.1994","GuD",10.092000000000001,53611.527859740032,164.73157072154206]
[null,null,"SEE926239714443","In Betrieb","Cargill Deutschland GmbH","DT Kre","29.04.1964","GuD",22.371179999999999,53633.899039740034,164.73157072154206]
[null,null,"SEE961057667205","In Betrieb","Pirelli Deutschland","Gasturbine Kraftwerk","14.12.2017","GuD",9.0218999999999987,53642.920939740034,164.73157072154206]
[null,null,"SEE970401548961","In Betrieb","Neptune Energy Deutschland GmbH","GuD Steinitz - HKW 2","01.07.1994","GuD",10.092000000000001,53653.012939740031,164.73157072154206]
[null,null,"SEE918916993708","In Betrieb","envia THERM GmbH","Wolfen GT","31.12.1996","Gasturbine",43.5,53696.512939740031,165.17238669111867]
[null,null,"SEE903406002589","In Betrieb","GLOBALFOUNDRIES Dresden Module Two LLC & Co. KG","Gasmotoren-Blockheizkraftwerk I (Generator 5)","01.09.1998","GuD",3.37473,53699.887669740034,165.20062695924764]
[null,null,"SEE914224312040","In Betrieb","GLOBALFOUNDRIES Dresden Module Two LLC & Co. KG","Gasmotoren-Blockheizkraftwerk I (Generator 1)","01.09.1998","GuD",3.37473,53703.262399740037,165.20062695924764]
[null,null,"SEE923918497345","In Betrieb","GLOBALFOUNDRIES Dresden Module Two LLC & Co. KG","Gasmotoren-Blockheizkraftwerk I (Generator 4)","01.09.1998","GuD",3.37473,53706.63712974004,165.20062695924764]
[null,null,"SEE932664806912","In Betrieb","GLOBALFOUNDRIES Dresden Module Two LLC & Co. KG","Gasmotoren-Blockheizkraftwerk I (Generator 2)","01.09.1998","GuD",3.37473,53710.011859740043,165.20062695924764]
[null,null,"SEE956441736957","In Betrieb","GLOBALFOUNDRIES Dresden Module Two LLC & Co. KG","Gasmotoren-Blockheizkraftwerk I (Generator 6)","01.09.1998","GuD",3.37473,53713.386589740046,165.20062695924764]
[null,null,"SEE970377695522","In Betrieb","GLOBALFOUNDRIES Dresden Module Two LLC & Co. KG","Gasmotoren-Blockheizkraftwerk I (Generator 7)","01.09.1998","GuD",3.37473,53716.76131974005,165.20062695924764]
[null,null,"SEE973250051972","In Betrieb","Georg-August-Universität Göttingen","Gasturbine HKW","01.01.1998","GuD",16.356000000000002,53733.117319740049,165.20062695924764]
[null,null,"SEE987679030500","In Betrieb","GLOBALFOUNDRIES Dresden Module Two LLC & Co. KG","Gasmotoren-Blockheizkraftwerk I (Generator 3)","01.09.1998","GuD",3.37473,53736.492049740053,165.20062695924764]
[null,null,"SEE992079247007","In Betrieb","GLOBALFOUNDRIES Dresden Module Two LLC & Co. KG","Gasmotoren-Blockheizkraftwerk I (Generator 8)","01.09.1998","GuD",3.37473,53739.866779740056,165.20062695924764]
[null,null,"SEE995527175044","In Betrieb","GLOBALFOUNDRIES Dresden Module Two LLC & Co. KG","Gasmotoren-Blockheizkraftwerk I (Generator 9)","01.09.1998","GuD",3.37473,53743.241509740059,165.20062695924764]
[null,null,"SEE934554511586","In Betrieb","Felix Schoeller GmbH & Co. KG","Felix Schoeller GmbH & Co.KG Weißenborn GT2","01.01.1976","GuD",4.4222099999999998,53747.663719740056,165.67238669111867]
[null,null,"SEE936873341158","In Betrieb","Felix Schoeller GmbH & Co. KG","Felix Schoeller GmbH & Co.KG Weißenborn GT1","01.01.1976","GuD",3.8532300000000004,53751.516949740057,165.67238669111867]
[null,null,"SEE952340290002","In Betrieb","Felix Schoeller GmbH & Co. KG","Felix Schoeller GmbH & Co.KG Weißenborn DT","01.01.1976","GuD",2.9084099999999999,53754.425359740053,165.67238669111867]
[null,null,"SEE958711841521","In Betrieb","Felix Schoeller GmbH & Co. KG","Felix Schoeller GmbH & Co.KG Weißenborn GT3","01.01.1996","GuD",2.4795000000000003,53756.904859740054,165.67238669111867]
[null,null,"SEE987361570932","In Betrieb","StWB Stadtwerke Brandenburg an der Havel","HKW BRB","25.08.1997","GuD",32.015999999999998,53788.920859740057,165.67238669111867]
[null,null,"SEE915098640406","In Betrieb","K+S Minerals and Agriculture GmbH","ZI TR GT2","02.07.1997","Gasturbine",4.7850000000000001,53793.705859740061,165.90684210526314]
[null,null,"SEE985412461604","In Betrieb","Crespel & Deiters GmbH ＆ Co. KG","GTS2","15.08.1994","Gasturbine",0.97692299999999999,53794.682782740063,165.90684210526314]
[null,null,"SEE990877363660","In Betrieb","Crespel & Deiters GmbH ＆ Co. KG","GTS1","15.08.1994","Gasturbine",0.94656000000000007,53795.62934274006,165.90684210526314]
[null,null,"SEE994968008959","In Betrieb","K+S Minerals and Agriculture GmbH","ZI Tr GT3","02.06.2005","Gasturbine",1.3224,53796.951742740057,165.90684210526314]
[null,null,"SEE914878135613","In Betrieb","Energie und Wasser Potsdam GmbH","HKW Potsdam-Süd Block2","01.01.1996","GuD",35.582999999999998,53832.534742740056,166.14687335785601]
[null,null,"SEE922579581844","In Betrieb","Smurfit Kappa Zülpich Papier GmbH","GT2","01.04.1996","GuD",4.3030200000000001,53836.837762740055,166.14687335785601]
[null,null,"SEE950355589975","In Betrieb","K+S Minerals and Agriculture GmbH","Kraftwerk ZI DT 2","02.07.2010","GuD",25.656299999999998,53862.494062740057,166.14687335785601]
[null,null,"SEE955837429145","In Betrieb","K+S Minerals and Agriculture GmbH","KW ZI Austausch-Geno","02.07.1995","GuD",4.5674999999999999,53867.061562740055,166.14687335785601]
[null,null,"SEE960254517375","In Betrieb","BP Europa SE","TG6","06.12.1996","GuD",8.786999999999999,53875.848562740051,166.14687335785601]
[null,null,"SEE968206101610","In Betrieb","Smurfit Kappa Zülpich Papier GmbH","GT3","01.12.1997","GuD",4.3030200000000001,53880.151582740051,166.14687335785601]
[null,null,"SEE976907281142","In Betrieb","Fernwärmeversorgungs- GmbH Dessau","HKW Dessau","01.01.1996","GuD",34.034399999999998,53914.185982740048,166.14687335785601]
[null,null,"SEE979396678813","In Betrieb","K+S Minerals and Agriculture GmbH","Kraftwerk ZI DT1","02.07.1980","GuD",15.747000000000002,53929.932982740051,166.14687335785601]
[null,null,"SEE998356674993","In Betrieb","Smurfit Kappa Zülpich Papier GmbH","GT1","01.04.1996","GuD",4.3030200000000001,53934.23600274005,166.14687335785601]
[null,null,"SEE999966551940","In Betrieb","Energie und Wasser Potsdam GmbH","HKW Potsdam-Süd Block1","01.01.1996","GuD",35.582999999999998,53969.819002740049,166.14687335785601]
[null,null,"SEE906120609386","In Betrieb","Essity Operations Mannheim GmbH","DTS 2","21.11.1969","GuD",24.749760000000002,53994.568762740048,166.40684210526314]
[null,null,"SEE908836263777","In Betrieb","AUDI","IN_N19_KWKK_GT2","05.08.1998","GuD",4.3369499999999999,53998.905712740045,166.40684210526314]
[null,null,"SEE918111432224","In Betrieb","Sappi Ehingen GmbH","Turbinengenerator3-SiemensT1915","07.08.1961","GuD",4.4978999999999996,54003.403612740047,166.40684210526314]
[null,null,"SEE919366422664","In Betrieb","Essity Operations Mannheim GmbH","DTS 3","21.11.2012","GuD",14.797829999999999,54018.20144274005,166.40684210526314]
[null,null,"SEE925388069183","In Betrieb","TWS Thüringer Wärme Service GmbH","HKW Schwarza GT 6","23.07.1992","GuD",4.2969299999999997,54022.498372740047,166.40684210526314]
[null,null,"SEE931197865137","In Betrieb","Sasol Germany GmbH","GT2","04.06.1996","GuD",4.4918100000000001,54026.990182740046,166.40684210526314]
[null,null,"SEE933639931950","In Betrieb","K+S Minerals and Agriculture GmbH","Kraftwerk NE GT KW","02.07.1990","GuD",1.5660000000000001,54028.556182740045,166.40684210526314]
[null,null,"SEE936364054154","In Betrieb","Caterpillar Energy Solutions","P18","22.11.1939","GuD",3.7540500000000003,54032.310232740048,166.40684210526314]
[null,null,"SEE937617144974","In Betrieb","AUDI","IN_N19_KWKK_GT1","05.08.1998","GuD",4.3369499999999999,54036.647182740046,166.40684210526314]
[null,null,"SEE940809994431","In Betrieb","Sasol Germany GmbH","GT1","23.10.1987","GuD",3.8854200000000003,54040.532602740044,166.40684210526314]
[null,null,"SEE945811865984","In Betrieb","Caterpillar Energy Solutions","P13","22.11.1939","GuD",1.3049999999999999,54041.837602740045,166.40684210526314]
[null,null,"SEE962906846994","In Betrieb","TWS Thüringer Wärme Service GmbH","HKW Schwarza GT 7","26.11.1991","GuD",4.2925800000000001,54046.130182740046,166.40684210526314]
[null,null,"SEE975815924073","In Betrieb","Caterpillar Energy Solutions","P37","02.05.1994","GuD",2.8301099999999999,54048.960292740048,166.40684210526314]
[null,null,"SEE979811488683","In Betrieb","K+S Minerals and Agriculture GmbH","Kraftwerk SI GT1","02.07.1993","GuD",4.7850000000000001,54053.745292740052,166.40684210526314]
[null,null,"SEE988996320985","In Betrieb","Caterpillar Energy Solutions","P31","02.05.1994","GuD",1.35111,54055.096402740055,166.40684210526314]
[null,null,"SEE996946209945","In Betrieb","Caterpillar Energy Solutions","P12","22.11.1939","GuD",3.7540500000000003,54058.850452740058,166.40684210526314]
[null,null,"SEE926471060193","In Betrieb","K+S Minerals and Agriculture GmbH","Kraftwerk UB DT1","02.07.2002","GuD",9.8310000000000013,54068.681452740057,166.62411067193676]
[null,null,"SEE946501569267","In Betrieb","INEOS SOLVENTS GERMANY GMBH","TG8","01.09.1995","GuD",10.44,54079.121452740059,166.62411067193676]
[null,null,"SEE970114818481","In Betrieb","K+S Minerals and Agriculture GmbH","Kraftwerk UB DT3","02.07.1964","GuD",10.44,54089.561452740061,166.62411067193676]
[null,null,"SEE991627285584","In Betrieb","Martinswerk GmbH","KWK-Anlage: Generator 4 (Gas)","01.01.1971","GuD",3.915,54093.476452740062,166.62411067193676]
[null,null,"SEE901925227438","In Betrieb","Mohn Media Mohndruck GmbH","DT","28.03.1994","GuD",5.53146,54099.00791274006,167.10412262156444]
[null,null,"SEE908154984538","In Betrieb","Mohn Media Mohndruck GmbH","GT 1","28.03.1994","GuD",4.4952899999999998,54103.503202740059,167.10412262156444]
[null,null,"SEE909727831365","In Betrieb","TEAG Thüringer Energie AG","Gasturbine Bad Salzungen","28.10.1993","GuD",8.5512300000000003,54112.054432740057,167.10412262156444]
[null,null,"SEE935952275827","In Betrieb","Nordzucker, Werk Klein Wanzleben","Dampfturbine","04.07.1994","GuD",12.336599999999999,54124.391032740059,167.10412262156444]
[null,null,"SEE941053107073","In Betrieb","Cargill Deutschland GmbH","Stromerzeugung Barby","09.05.2013","GuD",15.4686,54139.859632740059,167.10412262156444]
[null,null,"SEE943682372433","In Betrieb","Nordzucker, Werk Klein Wanzleben","Gasturbine 2","27.08.2007","GuD",4.8980999999999995,54144.757732740058,167.10412262156444]
[null,null,"SEE960916622249","In Betrieb","Mohn Media Mohndruck GmbH","GT 2","28.03.1994","GuD",4.4952899999999998,54149.253022740057,167.10412262156444]
[null,null,"SEE964073339897","In Betrieb","Stadtwerke - Altmärkische Gas-, Wasser-und Elektrizitätswerke GmbH Stendal","Heizkraftwerk Stendal","18.12.2018","GuD",11.484,54160.737022740053,167.10412262156444]
[null,null,"SEE966835021620","In Betrieb","Mohn Media Mohndruck GmbH","GM 1","24.11.2017","GuD",1.33284,54162.069862740056,167.10412262156444]
[null,null,"SEE968058469012","In Betrieb","Mohn Media Mohndruck GmbH","GT 3","28.03.1994","GuD",4.4952899999999998,54166.565152740055,167.10412262156444]
[null,null,"SEE976376888927","In Betrieb","Nordzucker, Werk Klein Wanzleben","Gasturbine 1","04.07.1994","GuD",4.2804000000000002,54170.845552740058,167.10412262156444]
[null,null,"SEE985288285472","In Betrieb","Mohn Media Mohndruck GmbH","GM 2","24.11.2017","GuD",1.33284,54172.178392740061,167.10412262156444]
[null,null,"SEE994429144455","In Betrieb","Mainova AG","HKW West Block 4","28.02.1994","GuD",96.356849999999994,54268.535242740058,167.10412262156444]
[null,null,"SEE998526561375","In Betrieb","Energieversorgung Schwerin GmbH & Co. Erzeugung KG","SN-Süd-GUD-DT","01.06.1994","GuD",20.010000000000002,54288.54524274006,167.10412262156444]
[null,null,"SEE961620762023","In Betrieb","Merck KGaA","DA_HKW_01","20.12.1999","GuD",8.6999999999999993,54297.245242740057,167.5429252782194]
[null,null,"SEE900758207372","In Betrieb","Opel Automobile GmbH / Werk Eisenach","HKW Wiesengrund","13.10.1993","GuD",8.2650000000000006,54305.510242740056,167.58693347468855]
[null,null,"SEE905257392765","In Betrieb","Cosun Beet Company GmbH & Co. KG","Kesselhaus","26.09.1993","GuD",13.05,54318.560242740059,167.58693347468855]
[null,null,"SEE906231810480","In Betrieb","ADM Hamburg Aktiengesellschaft","GT1","25.11.2013","GuD",4.81806,54323.378302740057,167.58693347468855]
[null,null,"SEE911097916719","In Betrieb","Model Sachsen Papier GmbH","Gasturbine Model Sachsen Papier","15.12.2009","GuD",26.664856199999999,54350.043158940054,167.58693347468855]
[null,null,"SEE945682618689","In Betrieb","Model Sachsen Papier GmbH","Dampfturbine Model Sachsen Papier","31.08.1994","GuD",14.138744099999998,54364.181903040051,167.58693347468855]
[null,null,"SEE954367504490","In Betrieb","ADM Hamburg Aktiengesellschaft","GT3","15.10.2008","GuD",4.4108999999999998,54368.592803040054,167.58693347468855]
[null,null,"SEE972598164399","In Betrieb","ADM Hamburg Aktiengesellschaft","Dampfturbine","02.04.2009","GuD",1.7747999999999999,54370.367603040053,167.58693347468855]
[null,null,"SEE972612434835","In Betrieb","Südzucker AG","Dampfturbine V Südzucker Zeitz","23.12.2016","GuD",4.9076700000000004,54375.275273040053,167.58693347468855]
[null,null,"SEE975217906967","In Betrieb","ADM Hamburg Aktiengesellschaft","GT4","05.02.2013","GuD",4.81806,54380.093333040051,167.58693347468855]
[null,null,"SEE991299080678","In Betrieb","ADM Hamburg Aktiengesellschaft","GT2","10.07.2013","GuD",4.81806,54384.911393040049,167.58693347468855]
[null,null,"SEE910951087138","In Betrieb","MM Neuss GmbH","MM Neuss GmbH GT1","01.07.1992","GuD",4.1760000000000002,54389.087393040048,168.07256778309409]
[null,null,"SEE957488519732","In Betrieb","MM Neuss GmbH","MM Neuss GmbH DT","01.01.1971","GuD",8.2650000000000006,54397.352393040048,168.07256778309409]
[null,null,"SEE900100287427","In Betrieb","Grace GmbH","GT2","27.08.1991","GuD",5.5766999999999998,54402.929093040046,168.56105038656358]
[null,null,"SEE924235173530","In Betrieb","Grace GmbH","GT1","27.08.1991","GuD",5.5766999999999998,54408.505793040043,168.56105038656358]
[null,null,"SEE903702464654","In Betrieb","Papier- u. Kartonfabrik Varel GmbH & Co. KG","PKV Dampfsammelschienen-KWK-Anlage Generator / Turbine GT 5","01.01.1989","GuD",4.5570600000000008,54413.062853040043,169.54666130329846]
[null,null,"SEE927766801477","In Betrieb","Papier- u. Kartonfabrik Varel GmbH & Co. KG","PKV Dampfsammelschienen-KWK-Anlage Generator / Turbine DT 11","25.08.1965","GuD",3.1728899999999998,54416.235743040044,169.54666130329846]
[null,null,"SEE953784241926","In Betrieb","Papier- u. Kartonfabrik Varel GmbH & Co. KG","PKV Dampfsammelschienen-KWK-Anlage Generator / Turbine DT 9","09.09.2011","GuD",11.45529,54427.691033040042,169.54666130329846]
[null,null,"SEE957723162266","In Betrieb","SWK Stadtwerke Kaiserslautern Versorgungs-AG","HKW Karcherstraße","31.12.1899","GuD",52.025999999999996,54479.71703304004,169.54666130329846]
[null,null,"SEE961202959384","In Betrieb","Papier- u. Kartonfabrik Varel GmbH & Co. KG","PKV Dampfsammelschienen-KWK-Anlage Generator / Turbine GT 8b","29.06.2007","GuD",5.3304900000000002,54485.047523040041,169.54666130329846]
[null,null,"SEE980976424690","In Betrieb","Papier- u. Kartonfabrik Varel GmbH & Co. KG","PKV Dampfsammelschienen-KWK-Anlage Generator/ Turbine GT 6","01.06.2003","GuD",6.66594,54491.71346304004,169.54666130329846]
[null,null,"SEE987913244618","In Betrieb","Papier- u. Kartonfabrik Varel GmbH & Co. KG","PKV Dampfsammelschienen-KWK-Anlage Generator / Turbine DT 7","01.06.2003","GuD",10.46175,54502.175213040042,169.54666130329846]
[null,null,"SEE995754822537","In Betrieb","Papier- u. Kartonfabrik Varel GmbH & Co. KG","PKV Dampfsammelschienen-KWK-Anlage Generator / Turbine GT 8a","29.06.2007","GuD",5.3304900000000002,54507.505703040042,169.54666130329846]
[null,null,"SEE997216629753","In Betrieb","Papier- u. Kartonfabrik Varel GmbH & Co. KG","PKV Dampfsammelschienen-KWK-Anlage Generator / Turbine DT 13","29.03.1973","GuD",6.1430699999999998,54513.64877304004,169.54666130329846]
[null,null,"SEE906061539261","In Betrieb","Universität Stuttgart","HKW Pfaffenwald, Generator 42","01.01.1988","GuD",4.2629999999999999,54517.911773040039,170.04384077460998]
[null,null,"SEE961687984079","In Betrieb","Universität Stuttgart","HKW Pfaffenwald, Generator 41","01.01.1988","GuD",4.2629999999999999,54522.174773040038,170.04384077460998]
[null,null,"SEE963192915654","In Betrieb","Universität Stuttgart","HKW Pfaffenwald, Generator 43","01.01.1963","GuD",2.0880000000000001,54524.262773040042,170.04384077460998]
[null,null,"SEE982127973149","In Betrieb","Städtische Werke Energie + Wärme GmbH","Kombi-HKW GT2","05.12.2005","GuD",27.1005,54551.363273040042,170.04384077460998]
[null,null,"SEE994210380116","In Betrieb","Städtische Werke Energie + Wärme GmbH","Kombi-HKW DT","18.07.1988","GuD",8.4911999999999992,54559.854473040039,170.04384077460998]
[null,null,"SEE974045584156","In Betrieb","EGGER Holzwerkstoffe Brilon GmbH & Co. KG","GT6","01.06.1998","Gasturbine",4.3499999999999996,54564.204473040038,170.5470779220779]
[null,null,"SEE975248607116","In Betrieb","LEIPA Georg Leinfelder GmbH","Dampfturbine GWK Kuhheide 34","01.09.2005","GuD",4.0890000000000004,54568.293473040037,170.86378378378379]
[null,null,"SEE980608407671","In Betrieb","N-ERGIE Kraftwerke GmbH","HKW Sandreuth (DT1)","05.01.2010","GuD",13.568519999999999,54581.861993040038,170.86378378378379]
[null,null,"SEE905229048430","In Betrieb","EGGER Holzwerkstoffe Brilon GmbH & Co. KG","GT8","01.06.1998","GuD",4.3499999999999996,54586.211993040037,171.0470779220779]
[null,null,"SEE964447287038","In Betrieb","Stadtwerke Greifswald GmbH","HKW Gasturbine 2","01.01.1996","GuD",4.2577800000000003,54590.469773040037,171.0470779220779]
[null,null,"SEE971914041024","In Betrieb","Basell Polyolefine GmbH","Gasturbine Basell Wesseling","03.07.1996","GuD",45.152999999999999,54635.622773040035,171.0470779220779]
[null,null,"SEE940039139749","In Betrieb","Stadtwerke Karlsruhe GmbH","SW Karlsruhe Heizkraftwerk West Generator 3","01.02.1984","GuD",28.71,54664.332773040034,172.06232988568317]
[null,null,"SEE901120268069","befristete Strommarktrückkehr","Evonik Operations GmbH","Kraftwerk I, GT11","22.02.1942","Steinkohle",14.719999999999999,54679.052773040035,172.96740740740742]
[null,null,"SEE952266131625","befristete Strommarktrückkehr","Evonik Operations GmbH","Kraftwerk I, KT13","16.12.1949","Steinkohle",16.411200000000001,54695.463973040038,172.96740740740742]
[null,null,"SEE953373967701","befristete Strommarktrückkehr","Evonik Operations GmbH","Kraftwerk I, GT9","13.06.1941","Steinkohle",12.600000000000001,54708.063973040036,172.96740740740742]
[null,null,"SEE991559435767","befristete Strommarktrückkehr","Evonik Operations GmbH","Kraftwerk I, KT5","12.08.1940","Steinkohle",12.510400000000001,54720.574373040035,172.96740740740742]
[null,null,"SEE993408840296","befristete Strommarktrückkehr","Evonik Operations GmbH","Kraftwerk I, EKT16","15.12.1972","Steinkohle",36.792000000000002,54757.366373040037,172.96740740740742]
[null,null,"SEE993836152862","befristete Strommarktrückkehr","Evonik Operations GmbH","Kraftwerk I, KT7","04.11.1941","Steinkohle",14.057600000000001,54771.423973040037,172.96740740740742]
[null,null,"SEE925631744058","In Betrieb","Papierfabrik Adolf Jass GmbH & Co. KG","G20","30.03.1982","GuD",6.5093399999999999,54777.933313040034,173.08981380065714]
[null,null,"SEE968234156613","In Betrieb","Currenta GmbH & Co. OHG","LEV KWX G20","01.03.1981","GuD",21.75,54799.683313040034,173.60821202966218]
[null,null,"SEE997242656822","In Betrieb","SWE Energie GmbH","GT 3","26.09.2014","GuD",28.71,54828.393313040033,173.65549450549452]
[null,null,"SEE903050601572","In Betrieb","Wacker Chemie AG","Turbine/Generator 9","01.01.1987","GuD",11.744999999999999,54840.138313040035,174.65446255871785]
[null,null,"SEE913556136355","In Betrieb","Evonik Operations GmbH","Rheinfelden Dampfturbine","01.01.2006","GuD",5.5941000000000001,54845.732413040037,174.65446255871785]
[null,null,"SEE921503407342","In Betrieb","Wacker Chemie AG","Turbine/Generator 10","17.07.2014","GuD",32.712000000000003,54878.444413040037,174.65446255871785]
[null,null,"SEE929198153032","In Betrieb","Evonik Operations GmbH","Rheinfelden Gasturbine","13.08.1979","GuD",8.0474999999999994,54886.491913040038,174.65446255871785]
[null,null,"SEE956085205437","In Betrieb","Wacker Chemie AG","Turbine/Generator 8","14.05.1979","GuD",39.845999999999997,54926.337913040035,174.65446255871785]
[null,null,"SEE945038569870","In Betrieb","Sappi Ehingen GmbH","Turbinengenerator4-SiemensT5471","01.07.1977","GuD",2.9579999999999997,54929.295913040034,175.71351125938281]
[null,null,"SEE985796237000","In Betrieb","Stadtwerke Bielefeld GmbH","HKW Schildescher Str GT","20.05.1977","GuD",20.445,54949.740913040034,175.71351125938281]
[null,null,"SEE982512881400","In Betrieb","Stadtwerke Augsburg Energie GmbH","HKW, Dampfturbine 2","15.12.1976","GuD",17.747999999999998,54967.488913040033,176.24790853318461]
[null,null,"SEE926090463146","In Betrieb","Vattenfall Wärme Berlin AG","HKW Charlottenburg Gasturbine 4","03.02.1976","GuD",62.64,55030.128913040033,176.7855944055944]
[null,null,"SEE962934119541","In Betrieb","Vattenfall Wärme Berlin AG","HKW Charlottenburg Gasturbine 5","20.08.1976","GuD",62.64,55092.768913040032,176.7855944055944]
[null,null,"SEE910102553963","In Betrieb","Rain Carbon Germany GmbH","Gasturbinenanlage Castrop-Rauxel","15.06.1992","GuD",8.6999999999999993,55101.468913040029,177.2279865395401]
[null,null,"SEE950309975076","In Betrieb","K+S Minerals and Agriculture GmbH","Kraftwerk SI DT3","02.07.1997","GuD",6.5250000000000004,55107.993913040031,177.32659932659934]
[null,null,"SEE933709962471","In Betrieb","BTB Blockheizkraftwerks-, Träger- und Betreibergesellschaft","Gasturbine Adlershof","01.11.1996","Gasturbine",3.9567600000000001,55111.950673040032,178.01864406779663]
[null,null,"SEE972969049737","In Betrieb","K+S Minerals and Agriculture GmbH","KW ZI GT 1","02.07.1995","Gasturbine",4.4108999999999998,55116.361573040034,178.01864406779663]
[null,null,null,"In Betrieb","Nicht-EEG-Anlagen < 10 MW",null,null,"Gasturbine",3728.0505806999977,58844.412153740035,178.01864406779663]
[null,null,"SEE908238702164","In Betrieb","Bayer AG Berlin","Turboeinheit 1 Dampfturbine 60 t Gen 10 MW","01.06.1973","GuD",8.1780000000000008,58852.590153740035,178.41869000564651]
[null,null,"SEE971801168636","In Betrieb","Bayer AG Berlin","Turboeinheit 2 Dampfturbine 40 t Gen 6 MW","01.06.1973","GuD",4.9590000000000005,58857.549153740038,178.41869000564651]
[null,null,"SEE922153723905","In Betrieb","Energieversorgung Oberhausen","Heizkraftwerk I","20.01.1971","GuD",18.6615,58876.21065374004,178.96983857264229]
[null,null,"SEE917033307511","In Betrieb","Currenta GmbH & Co. OHG","UER N230 VST4","03.07.1967","GuD",11.571,58887.781653740043,179.27191489361704]
[null,null,"SEE980525088564","In Betrieb","Currenta GmbH & Co. OHG","UER N230 NST3","15.01.1971","GuD",28.014000000000003,58915.795653740046,179.27191489361704]
[null,null,"SEE993301547841","In Betrieb","Currenta GmbH & Co. OHG","UER N230 NST4","03.07.1967","GuD",25.23,58941.025653740049,179.27191489361704]
[null,null,"SEE914931712744","In Betrieb","EnBW Contracting GmbH","HK_001_Industrieheizkraftwerk-Walsrode_BHKW-GM1","01.01.2019","GuD",2.7840000000000003,58943.809653740049,180.08250213736108]
[null,null,"SEE955802157592","In Betrieb","EnBW Contracting GmbH","HK_001_Industrieheizkraftwerk-Walsrode_BHKW-GM2","01.01.2019","GuD",2.7840000000000003,58946.593653740048,180.08250213736108]
[null,null,"SEE960507530304","In Betrieb","Universität Stuttgart","HKW Pfaffenwald, Generator 50","01.01.1969","GuD",9.8310000000000013,58956.424653740047,180.08250213736108]
[null,null,"SEE963301495572","In Betrieb","EnBW Contracting GmbH","HK_001_Industrieheizkraftwerk-Walsrode_GT6","01.06.2004","GuD",5.5244999999999997,58961.949153740046,180.08250213736108]
[null,null,"SEE901516014812","In Betrieb","Smurfit Kappa Herzberg Solid Board GmbH","Dampfturbine 1","01.01.1955","GuD",2.2968000000000002,58964.245953740043,180.54171428571431]
[null,null,"SEE908658611688","In Betrieb","H&R Chemisch Pharmazeutische Spezialitäten GmbH","HuR-IKW-G4","14.01.1977","GuD",5.2373999999999992,58969.483353740041,180.54171428571431]
[null,null,"SEE911507913505","In Betrieb","Kelheim Fibres GmbH","Turbine 2","18.07.1990","GuD",2.3681399999999999,58971.85149374004,180.54171428571431]
[null,null,"SEE931044787582","In Betrieb","Nordzucker AG Werk Schladen","Generator 3","01.09.1978","GuD",2.61,58974.46149374004,180.54171428571431]
[null,null,"SEE935809614632","In Betrieb","Infraserv GmbH & Co. Höchst KG","IPH Strom GT4","01.01.1956","GuD",5.35311,58979.814603740037,180.54171428571431]
[null,null,"SEE948869114622","In Betrieb","Gebr. Lang GmbH Papierfabrik","Turbosatz 4","17.12.1999","GuD",5.7510393000000004,58985.565643040034,180.54171428571431]
[null,null,"SEE980794086872","In Betrieb","Nordzucker AG Werk Schladen","Generator 4","01.09.1978","GuD",7.3949999999999996,58992.960643040031,180.54171428571431]
[null,null,"SEE994477053693","In Betrieb","Gebr. Lang GmbH Papierfabrik","Turbosatz 3","14.02.1985","GuD",4.2029700000000005,58997.163613040029,180.54171428571431]
[null,null,"SEE994422897143","In Betrieb","Universität Stuttgart","HKW Pfaffenwald, Generator 60","01.01.1968","GuD",10.092000000000001,59007.255613040026,180.64408233276157]
[null,null,"SEE953718174887","In Betrieb","Allgäuer Überlandwerk GmbH","Spitzenlastkraftwerk Veits Gasturbine","29.06.1988","Gasturbine",17.399999999999999,59024.655613040028,180.65768348623854]
[null,null,"SEE958518628752","In Betrieb","Stadtwerke Bielefeld GmbH","HKW Schildescher Straße DT 3","01.12.1966","GuD",17.399999999999999,59042.055613040029,181.77790563866512]
[null,null,"SEE995462815548","In Betrieb","Stadtwerke Bielefeld GmbH","HKW Schildescher Straße DT 4","01.12.1966","GuD",24.794999999999998,59066.850613040027,181.77790563866512]
[null,null,"SEE940616845582","In Betrieb","BENEO-Palatinit GmbH","Gasturbine Beneo-Palatinit Offstein","01.08.1993","Gasturbine",4.2978000000000005,59071.148413040028,184.17626425021922]
[null,null,"SEE952058615067","In Betrieb","Solvay Chemicals GmbH","Solvay Rb TA1","31.12.1996","GuD",46.98,59118.128413040031,184.67626425021922]
[null,null,"SEE969051180959","In Betrieb","Südzucker AG","Dampfturbine I Südzucker Offstein","01.01.1981","GuD",10.521084000000002,59128.649497040031,184.67626425021922]
[null,null,"SEE900341307519","In Betrieb","Venator Germany GmbH","HKW Venator Germany","20.05.1960","GuD",7.7430000000000003,59136.392497040033,185.26715542521993]
[null,null,"SEE936262825863","In Betrieb","thyssenkrupp Steel Europe AG","Ruhrort 4","01.01.1969","GuD",143.28899999999999,59279.68149704003,185.26715542521993]
[null,null,"SEE949799257847","In Betrieb","thyssenkrupp Steel Europe AG","Ruhrort 3","01.01.1963","GuD",81.78,59361.461497040029,185.26715542521993]
[null,null,"SEE964242179781","In Betrieb","RWE Generation SE","Gersteinwerk K","01.06.1984","Gasturbine",97.44,59458.901497040031,186.1790780141844]
[null,null,"SEE986331287955","In Betrieb","RWE Power AG","Fab Berrenrath","28.02.1992","Braunkohle",85.26,59544.161497040033,187.34940239043823]
[null,null,"SEE930751125922","In Betrieb","Nordzucker AG Werk Nordstemmen","Generator 2","23.11.1993","GuD",11.31,59555.471497040031,189.51260126012602]
[null,null,"SEE948481095354","In Betrieb","Nordzucker AG Werk Nordstemmen","Generator 1","28.09.1988","GuD",11.31,59566.781497040029,189.51260126012602]
[null,null,"SEE904364883227","In Betrieb","Röhm GmbH","KonTu","12.03.2012","GuD",6.0030000000000001,59572.784497040026,191.39272727272726]
[null,null,"SEE912020488365","In Betrieb","thyssenkrupp Steel Europe AG","Ruhrort 2","01.01.1955","GuD",51.852000000000004,59624.636497040025,191.39272727272726]
[null,null,"SEE912994271871","In Betrieb","thyssenkrupp Steel Europe AG","Hamborn 3","01.01.1958","GuD",51.852000000000004,59676.488497040024,191.39272727272726]
[null,null,"SEE918857857947","In Betrieb","Technische Werke Ludwigshafen am Rhein","FHKW GT4","26.08.1995","GuD",3.8186649000000004,59680.307161940022,191.39272727272726]
[null,null,"SEE945462188876","In Betrieb","Currenta GmbH & Co. OHG","LEV KWG G19","10.09.1971","GuD",23.898899999999998,59704.206061940022,191.39272727272726]
[null,null,"SEE956884287917","In Betrieb","Röhm GmbH","Generator 2","20.11.1990","GuD",10.353,59714.559061940025,191.39272727272726]
[null,null,"SEE987512757786","In Betrieb","ArcelorMittal Eisenhüttenstadt GmbH","IKW GuD Block","01.01.1954","GuD",53.591999999999999,59768.151061940021,191.39272727272726]
[null,null,"SEE990015251552","In Betrieb","DS Smith Paper Deutschland GmbH","ABR990388771138","01.07.1975","GuD",11.136000000000001,59779.28706194002,191.39272727272726]
[null,null,"SEE945580171361","befristete Strommarktrückkehr","Henkel AG & Co. KGaA","F13G5","01.01.1980","GuD",15.66,59794.947061940024,192.66717510677242]
[null,null,"SEE949722134498","In Betrieb","Henkel AG & Co. KGaA","F03G2","01.01.1965","GuD",10.335600000000001,59805.282661940022,192.66717510677242]
[null,null,"SEE952807166543","In Betrieb","Henkel AG & Co. KGaA","F03G3","01.01.1965","GuD",10.335600000000001,59815.618261940021,192.66717510677242]
[null,null,"SEE956631893736","In Betrieb","Henkel AG & Co. KGaA","F03G1","01.01.1963","GuD",7.83,59823.448261940022,192.66717510677242]
[null,null,"SEE964215288830","In Betrieb","Henkel AG & Co. KGaA","Gasturbine","24.02.2012","GuD",7.4819999999999993,59830.930261940026,192.66717510677242]
[null,null,"SEE992491089179","In Betrieb","Henkel AG & Co. KGaA","F18BHKW","22.07.2016","GuD",1.7121599999999999,59832.642421940029,192.66717510677242]
[null,null,"SEE902796244388","In Betrieb","Sappi Alfeld","Turbine 4","21.09.1970","GuD",9.57,59842.212421940028,193.31083562901745]
[null,null,"SEE932235962276","In Betrieb","Airbus Operations","BHKW 2 Modul 2","28.02.2013","GuD",3.5835299999999997,59845.795951940032,194.31415384615383]
[null,null,"SEE955526290162","In Betrieb","Karlsruher Institut für Technologie","KIT_CN_BHKW_266_MPP2","12.12.2016","GuD",3.8558400000000002,59849.651791940028,194.31415384615383]
[null,null,"SEE979557573551","In Betrieb","Karlsruher Institut für Technologie","KIT_CN_BHKW_612","05.12.2016","GuD",1.7225999999999999,59851.374391940029,194.31415384615383]
[null,null,"SEE985657410085","In Betrieb","Karlsruher Institut für Technologie","KIT_CN_BHKW_266_MPP1","16.12.2016","GuD",3.8558400000000002,59855.230231940026,194.31415384615383]
[null,null,"SEE988467810380","In Betrieb","Karlsruher Institut für Technologie","KIT_CN_BHKW_255","14.04.2011","GuD",1.7225999999999999,59856.952831940027,194.31415384615383]
[null,null,"SEE904161631090","In Betrieb","EnBW Energie Baden-Württemberg AG","Heizkraftwerk Altbach/Deizisau GT C","01.09.1975","Gasturbine",70.47,59927.422831940028,199.93523809523808]
[null,null,"SEE972458947407","In Betrieb","Stadtwerke Düsseldorf AG","SWD KWL GTE2","21.02.1975","Gasturbine",56.289000000000001,59983.711831940025,199.93523809523808]
[null,null,"SEE973793127974","In Betrieb","ArcelorMittal Bremen GmbH","KW Mittelsbüren Block 4","15.12.1975","GuD",139.19999999999999,60122.911831940022,200.43523809523808]
[null,null,"SEE900040609433","In Betrieb","R.D.M. Arnsberg GmbH","SSW-NT","27.02.1957","Steinkohle",4.9119999999999999,60127.823831940019,200.65569892473115]
[null,null,"SEE909339504022","In Betrieb","R.D.M. Arnsberg GmbH","SSW-VT","27.02.1957","Steinkohle",4.9119999999999999,60132.735831940015,200.65569892473115]
[null,null,"SEE993385162510","In Betrieb","R.D.M. Arnsberg GmbH","BVI-NT","27.02.1957","Steinkohle",4.6288,60137.364631940014,200.65569892473115]
[null,null,"SEE989503748513","In Betrieb","Stadtwerke Düsseldorf AG","SWD KWL GTE1","19.11.1974","Gasturbine",58.029000000000003,60195.393631940016,201.59090909090907]
[null,null,"SEE950041295098","In Betrieb","Hamburger Energiewerke GmbH","GTKW Wedel","23.07.1972","Öl",43.35,60238.743631940015,202.55999999999997]
[null,null,"SEE963975943188","In Betrieb","EnBW Energie Baden-Württemberg AG","Heizkraftwerk Altbach/Deizisau GT B","01.11.1973","Gasturbine",49.589999999999996,60288.333631940011,203.27437056165266]
[null,null,"SEE971282697380","In Betrieb","EnBW Energie Baden-Württemberg AG","Heizkraftwerk Altbach/Deizisau Block 4 GT A (solo)","01.09.1971","Gasturbine",39.15,60327.483631940013,206.72751149047932]
[null,null,"SEE963817764100","In Betrieb","Braunschweiger Versorgungs-AG & Co. KG","HKW Nord GT","18.12.1990","GuD",21.75,60349.233631940013,218.3325259515571]
[null,null,"SEE918056935682","In Betrieb","Evonik Operations GmbH","Kraftwerk III, DT310","01.08.1973","GuD",30.841500000000003,60380.075131940015,233.59111111111108]
[null,null,"SEE997526539162","In Betrieb","Energieservice Westfalen Weser GmbH","Kraftwerk-Kirchlengern_GT2","06.06.1973","Öl",16.149999999999999,60396.225131940017,244.91199119911991]
[null,null,"SEE902418917676","In Betrieb","Henkel AG & Co. KGaA","Z39NEA","01.01.2004","Öl",1.19,60397.415131940019,251.80995475113122]
[null,null,"SEE910471578864","In Betrieb","Stadtwerke Würzburg AG","Heizkraftwerk an der Friedensbrücke DampfturbineII","26.10.1993","GuD",21.75,60419.165131940019,252.15839999999997]
[null,null,"SEE972526098451","In Betrieb","Stadtwerke Würzburg AG","Heizkraftwerk an der Friedensbrücke DampfturbineIII","08.10.1971","GuD",20.010000000000002,60439.175131940021,252.15839999999997]
[null,null,"SEE900452778307","In Betrieb","Salzgitter Flachstahl GmbH","GGT HO B","15.04.2012","Sonstige",6.9699999999999989,60446.145131940022,263.43599999999998]
[null,null,"SEE931652054403","In Betrieb","Infraserv GmbH & Co. Höchst KG","IPH Strom GT2","12.10.2011","Sonstige",3.57,60449.715131940022,263.43599999999998]
[null,null,"SEE943210695102","In Betrieb","Volkswagen AG","DT30 GuD Süd Wolfsburg","27.12.2021","Sonstige",30.770000000000003,60480.485131940019,263.43599999999998]
[null,null,"SEE988071059649","In Betrieb","BASF SE","V159 ET","14.06.2013","Sonstige",1.9124999999999999,60482.397631940017,263.43599999999998]
[null,null,"SEE998623498277","In Betrieb","InfraLeuna GmbH","DT3","25.07.2022","Sonstige",20.314999999999998,60502.712631940019,263.43599999999998]
[null,null,"SEE900957573537","In Betrieb","InfraLeuna GmbH","KT1","30.04.2010","Sonstige",17,60519.712631940019,266.08686868686868]
[null,null,"SEE956943312185","In Betrieb","BASF SE","A718 KT9","30.04.2008","Sonstige",38.674999999999997,60558.387631940022,266.08686868686868]
[null,null,"SEE906899424722","In Betrieb","BASF SE","S300 NT7","21.11.2001","Sonstige",20.399999999999999,60578.787631940024,273.6607792207792]
[null,null,"SEE910877433255","In Betrieb","ExxonMobil Production Deutschland GmbH","Expansionsturbinen S2","01.01.1992","Sonstige",1.02,60579.807631940021,273.6607792207792]
[null,null,"SEE916689752430","In Betrieb","BASF SE","N822 GE2","01.01.1991","Sonstige",2.2524999999999999,60582.060131940023,273.6607792207792]
[null,null,"SEE923597137761","In Betrieb","Sasol Germany GmbH","DT1","15.01.1993","Sonstige",1.1134999999999999,60583.173631940022,273.6607792207792]
[null,null,"SEE956217502250","In Betrieb","Salzgitter Flachstahl GmbH","GGT HO A","15.08.1998","Sonstige",6.8,60589.973631940025,273.6607792207792]
[null,null,"SEE974889284021","In Betrieb","ExxonMobil Production Deutschland GmbH","Expansionsturbinen S","01.01.1992","Sonstige",1.02,60590.993631940022,273.6607792207792]
[null,null,"SEE974910236807","In Betrieb","BASF SE","N822 GE1","01.01.1991","Sonstige",2.2524999999999999,60593.246131940024,273.6607792207792]
[null,null,"SEE975925776395","In Betrieb","Klingele Paper Weener SE & Co. KG","GDT","10.10.2008","Sonstige",2.1165000000000003,60595.362631940021,273.6607792207792]
[null,null,"SEE978267393503","In Betrieb","Hamburger Stadtentwässerung","VERA Dampfturbine","26.11.1997","Sonstige",3.06,60598.422631940019,273.6607792207792]
[null,null,"SEE985651122366","In Betrieb","AIR LIQUIDE Deutschland GmbH","Oberhausen - Entspannungsturbine","01.01.2005","Sonstige",0.97749999999999992,60599.400131940019,273.6607792207792]
[null,null,"SEE988296656760","In Betrieb","Südzucker AG","Dampfturbine III Südzucker Plattling","01.05.2001","Sonstige",6.5662499999999993,60605.966381940023,273.6607792207792]
[null,null,"SEE991050894971","In Betrieb","InfraLeuna GmbH","EKT","14.02.2000","Sonstige",11.9,60617.866381940024,273.6607792207792]
[null,null,"SEE904455926604","In Betrieb","Maxauer Papierfarbik GmbH","Turbine 4","27.10.2010","Sonstige",34,60651.866381940024,277.24842105263156]
[null,null,"SEE949133098242","In Betrieb","Maxauer Papierfarbik GmbH","Turbine 7","01.01.1968","Sonstige",15.299999999999999,60667.166381940027,277.24842105263156]
[null,null,"SEE980046698020","In Betrieb","Maxauer Papierfarbik GmbH","Turbine 5","20.08.2020","Sonstige",45.9,60713.066381940029,277.24842105263156]
[null,null,"SEE901935169124","In Betrieb","Salzgitter Flachstahl GmbH","SSD2","12.11.2013","Öl",2.1063000000000001,60715.172681940028,278.14499999999998]
[null,null,"SEE923340224045","In Betrieb","SWN Stadtwerke Neumünster GmbH","D4","18.01.2021","Öl",1.4841,60716.65678194003,278.14499999999998]
[null,null,"SEE923485223774","In Betrieb","STEAG Power GmbH","Fenne MKV Gasturbine","01.08.1982","Öl",29.631,60746.287781940031,278.14499999999998]
[null,null,"SEE948375642084","In Betrieb","Salzgitter Flachstahl GmbH","SSD1","05.11.2013","Öl",2.1063000000000001,60748.39408194003,278.14499999999998]
[null,null,"SEE982082292286","In Betrieb","Salzgitter Flachstahl GmbH","SSD3","20.11.2013","Öl",2.1063000000000001,60750.50038194003,278.14499999999998]
[null,null,"SEE976944273018","In Betrieb","Daimler Truck AG","Rollenprüfstand 1, Gebäude 38","18.09.2019","Öl",1.1560000000000001,60751.656381940033,278.63085399449039]
[null,null,"SEE918541277334","In Betrieb","RhönEnergie Fulda GmbH","Kraftwerk Fulda Aggregat 3C","01.01.2010","Öl",2.3459999999999996,60754.00238194003,280.1689750692521]
[null,null,"SEE918548652318","In Betrieb","RhönEnergie Fulda GmbH","Kraftwerk Fulda Aggregat 1","01.01.2010","Öl",3.06,60757.062381940028,280.1689750692521]
[null,null,"SEE943750140889","In Betrieb","PCK Raffinerie GmbH","4MKA","04.09.2011","Öl",50.15,60807.212381940029,280.1689750692521]
[null,null,"SEE959614237596","In Betrieb","RhönEnergie Fulda GmbH","Kraftwerk Fulda Aggregat 4B","12.12.2011","Öl",2.3459999999999996,60809.558381940027,280.1689750692521]
[null,null,"SEE967464788519","In Betrieb","RhönEnergie Fulda GmbH","Kraftwerk Fulda Aggregat 4A","12.12.2011","Öl",2.3459999999999996,60811.904381940025,280.1689750692521]
[null,null,"SEE970444408703","In Betrieb","RhönEnergie Fulda GmbH","Kraftwerk Fulda Aggregat 3B","01.01.2010","Öl",2.3459999999999996,60814.250381940023,280.1689750692521]
[null,null,"SEE976995281321","In Betrieb","RhönEnergie Fulda GmbH","Kraftwerk Fulda Aggregat 3A","01.01.2010","Öl",2.3459999999999996,60816.59638194002,280.1689750692521]
[null,null,"SEE978426302629","In Betrieb","RhönEnergie Fulda GmbH","Kraftwerk Fulda Aggregat 2","01.01.2010","Öl",5.3464999999999998,60821.94288194002,280.1689750692521]
[null,null,"SEE982248430859","In Betrieb","RhönEnergie Fulda GmbH","Kraftwerk Fulda Aggregat 5","01.01.2010","Öl",0.95200000000000007,60822.894881940018,280.1689750692521]
[null,null,"SEE904887370686","In Betrieb","InfraLeuna GmbH","DT1","01.07.1994","Sonstige",7.3949999999999996,60830.289881940014,281.68021390374332]
[null,null,"SEE959802115149","In Betrieb","KG Deutsche Gasrusswerke GmbH u Co","DGW TG 10","01.12.1983","Sonstige",7.1051500000000001,60837.395031940017,284.71459459459459]
[null,null,"SEE997020557907","In Betrieb","KG Deutsche Gasrusswerke GmbH u Co","DGW TG 15","01.12.1989","Sonstige",14.1236,60851.518631940016,284.71459459459459]
[null,null,"SEE982928435068","In Betrieb","Vattenfall Wärme Berlin AG","GuD Marzahn Dampfturbine","07.05.2020","Sonstige",58.904999999999994,60910.423631940015,288.60109589041099]
[null,null,"SEE954086855965","In Betrieb","PCK Raffinerie GmbH","1MKA","04.06.1998","Öl",90.1,61000.523631940014,290.59770114942529]
[null,null,"SEE995943794058","In Betrieb","PCK Raffinerie GmbH","2MKA","04.06.1998","Öl",90.1,61090.623631940012,290.59770114942529]
[null,null,"SEE986145450682","In Betrieb","Kreis Weseler Abfallgesellschaft mbH & Co.KG","Notstromdiesel","01.01.1997","Öl",4.08,61094.703631940014,291.43227665706053]
[null,null,"SEE909297051026","In Betrieb","BP Europa SE","GT2","06.12.1996","Öl",19.294999999999998,61113.998631940012,292.27167630057806]
[null,null,"SEE950981928360","In Betrieb","BP Europa SE","TG4","06.12.1996","Öl",9.2650000000000006,61123.263631940012,292.27167630057806]
[null,null,"SEE967441234602","In Betrieb","BP Europa SE","GT1","06.12.1996","Öl",19.04,61142.303631940013,292.27167630057806]
[null,null,"SEE905714982744","In Betrieb","GKS-Gemeinschaftskraftwerk Schweinfurt GmbH","VMA 2","23.07.1997","Öl",3.4849999999999994,61145.788631940013,292.7315789473684]
[null,null,"SEE912935247576","In Betrieb","TotalEnergies Raffinerie Mitteldeutschland GmbH","Raffineriekraftwerk Leuna MDT","01.01.1997","Öl",28.389999999999997,61174.178631940013,292.7315789473684]
[null,null,"SEE920556442270","In Betrieb","BASF SE","NSD-102","12.05.1988","Öl",4.1437499999999998,61178.322381940015,292.7315789473684]
[null,null,"SEE922559384908","In Betrieb","BASF SE","NSD-101","12.05.1988","Öl",4.1437499999999998,61182.466131940018,292.7315789473684]
[null,null,"SEE961021885321","In Betrieb","SWN Stadtwerke Neumünster GmbH","D3","01.01.1986","Öl",4.6749999999999998,61187.141131940021,292.7315789473684]
[null,null,"SEE969775213346","In Betrieb","Shell Deutschland GmbH","Shell Energy and Chemicals Park, Kraftwerk Godorf","01.01.2016","Öl",78.2,61265.341131940018,292.7315789473684]
[null,null,"SEE970928898099","In Betrieb","GKS-Gemeinschaftskraftwerk Schweinfurt GmbH","VMA 1","23.04.1990","Öl",3.145,61268.486131940015,292.7315789473684]
[null,null,"SEE974711013546","In Betrieb","TotalEnergies Raffinerie Mitteldeutschland GmbH","Raffineriekraftwerk Leuna NDT","01.01.1997","Öl",25.33,61293.816131940017,292.7315789473684]
[null,null,"SEE982556430190","In Betrieb","TotalEnergies Raffinerie Mitteldeutschland GmbH","Raffineriekraftwerk Leuna HDT","01.01.1997","Öl",24.905000000000001,61318.721131940016,292.7315789473684]
[null,null,"SEE902096864651","In Betrieb","Mineraloelraffinerie Oberrhein","Maschine 1","17.06.1995","Öl",9.6050000000000004,61328.326131940019,293.1159420289855]
[null,null,"SEE907222955227","In Betrieb","envia THERM GmbH","Sermuth BHKW 3","01.10.1995","Öl",4.8449999999999998,61333.17113194002,293.1159420289855]
[null,null,"SEE909106315790","In Betrieb","Mineraloelraffinerie Oberrhein","TG-1904","17.06.1995","Öl",11.475,61344.646131940019,293.1159420289855]
[null,null,"SEE912912423627","In Betrieb","Mineraloelraffinerie Oberrhein","Expander","17.06.1995","Öl",16.064999999999998,61360.711131940021,293.1159420289855]
[null,null,"SEE914187135533","In Betrieb","Mineraloelraffinerie Oberrhein","Maschine 2","17.06.1995","Öl",9.6050000000000004,61370.316131940024,293.1159420289855]
[null,null,"SEE916030519361","In Betrieb","Mineraloelraffinerie Oberrhein","TG-1902","17.06.1995","Öl",6.2050000000000001,61376.521131940026,293.1159420289855]
[null,null,"SEE926900618322","In Betrieb","envia THERM GmbH","Sermuth BHKW 1","01.10.1995","Öl",4.8449999999999998,61381.366131940027,293.1159420289855]
[null,null,"SEE929776487108","In Betrieb","envia THERM GmbH","Sermuth BHKW 2","01.10.1995","Öl",4.8449999999999998,61386.211131940028,293.1159420289855]
[null,null,"SEE937538401125","In Betrieb","Mineraloelraffinerie Oberrhein","Maschine 3","17.06.1995","Öl",10.795,61397.006131940027,293.1159420289855]
[null,null,"SEE955482235511","In Betrieb","Mineraloelraffinerie Oberrhein","Maschine 4","17.06.1995","Öl",10.795,61407.801131940025,293.1159420289855]
[null,null,"SEE974206815730","In Betrieb","Mineraloelraffinerie Oberrhein","TG-1901","17.06.1995","Öl",6.2050000000000001,61414.006131940027,293.1159420289855]
[null,null,"SEE975369197862","In Betrieb","Martinswerk GmbH","Notstromaggregat","01.01.1961","Öl",0.64600000000000002,61414.652131940027,293.1159420289855]
[null,null,"SEE960529046555","In Betrieb","PCK Raffinerie GmbH","6MKA","10.01.1994","Öl",29.324999999999999,61443.977131940024,293.96511627906978]
[null,null,"SEE921499316925","In Betrieb","Flughafen München GmbH","BHKW 1 - AGG5","08.05.1992","Öl",1.292,61445.269131940026,295.67836257309943]
[null,null,"SEE942051897355","In Betrieb","Flughafen München GmbH","BHKW 1 - AGG7","08.05.1992","Öl",1.292,61446.561131940027,295.67836257309943]
[null,null,"SEE943668244310","In Betrieb","Flughafen München GmbH","BHKW 1 - AGG4","08.05.1992","Öl",1.292,61447.853131940028,295.67836257309943]
[null,null,"SEE945332437417","In Betrieb","Flughafen München GmbH","BHKW 1 - AGG2","08.05.1992","Öl",1.292,61449.145131940029,295.67836257309943]
[null,null,"SEE966934929711","In Betrieb","Flughafen München GmbH","BHKW 1 - AGG6","08.05.1992","Öl",1.292,61450.437131940031,295.67836257309943]
[null,null,"SEE973218123130","In Betrieb","Flughafen München GmbH","BHKW 1 - AGG3","08.05.1992","Öl",1.292,61451.729131940032,295.67836257309943]
[null,null,"SEE990748250273","In Betrieb","Flughafen München GmbH","BHKW 1 - AGG1","08.05.1992","Öl",1.292,61453.021131940033,295.67836257309943]
[null,null,"SEE990523934756","In Betrieb","Shell Deutschland GmbH","Shell Energy and Chemicals Park, Kraftwerk Wesseling, Turbine 1","01.01.1993","Öl",26.349999999999998,61479.371131940032,297.41176470588238]
[null,null,null,"In Betrieb","Nicht-EEG-Anlagen < 10 MW",null,null,"Öl",993.25818400000003,62472.62931594003,297.41176470588238]
[null,null,"SEE902329484380","In Betrieb","Südzucker AG","Dampfturbine I Südzucker Wabern","08.10.1976","Sonstige",10.09409,62482.723405940029,300.92685714285716]
[null,null,"SEE904017020009","In Betrieb","ROGESA Roheisengesellschaft Saar mbH","ET HO5","01.01.1984","Sonstige",8.0919999999999987,62490.815405940026,300.92685714285716]
[null,null,"SEE915096178499","In Betrieb","BASF SE","W118 GTE","15.02.1972","Sonstige",1.87,62492.685405940028,300.92685714285716]
[null,null,"SEE920201147345","In Betrieb","K+S Minerals and Agriculture GmbH","Kraftwerk WI DT5","01.01.1974","Sonstige",4.25,62496.935405940028,300.92685714285716]
[null,null,"SEE925683830624","In Betrieb","Südzucker AG","Dampfturbine II Südzucker Offenau","20.09.1971","Sonstige",6.2423999999999999,62503.177805940031,300.92685714285716]
[null,null,"SEE940821413552","In Betrieb","K+S Minerals and Agriculture GmbH","Kraftwerk NE DT","02.07.1979","Sonstige",3.74,62506.917805940029,300.92685714285716]
[null,null,"SEE941850023651","In Betrieb","Südzucker AG","Dampfturbine III Südzucker Offstein","01.01.1975","Sonstige",2.20269,62509.120495940027,300.92685714285716]
[null,null,"SEE956337212497","In Betrieb","Südzucker AG","Dampfturbine I Südzucker Ochsenfurt","01.09.1978","Sonstige",11.616949999999999,62520.737445940031,300.92685714285716]
[null,null,"SEE958519166192","In Betrieb","ROGESA Roheisengesellschaft Saar mbH","ET HO4","18.12.1986","Sonstige",8.0919999999999987,62528.829445940028,300.92685714285716]
[null,null,"SEE960158091162","In Betrieb","AG der Dillinger Hüttenwerke","T3","01.12.1971","Sonstige",8.4150000000000009,62537.244445940029,300.92685714285716]
[null,null,"SEE962564048280","In Betrieb","TWS Thüringer Wärme Service GmbH","HKW Schwarza TS 5","01.01.1986","Sonstige",6.6988500000000002,62543.943295940029,300.92685714285716]
[null,null,"SEE972239033510","In Betrieb","Südzucker AG","Dampfturbine II Südzucker Wabern","08.10.1976","Sonstige",3.5176315000000002,62547.460927440028,300.92685714285716]
[null,null,"SEE985205009518","In Betrieb","Südzucker AG","Dampfturbine I Südzucker Offenau","20.09.1971","Sonstige",6.2423999999999999,62553.703327440031,300.92685714285716]
[null,null,"SEE985220684011","In Betrieb","K+S Minerals and Agriculture GmbH","Kraftwerk SI DT2","02.07.1973","Sonstige",7.9050000000000002,62561.60832744003,300.92685714285716]
[null,null,"SEE997894865399","In Betrieb","K+S Minerals and Agriculture GmbH","Kraftwerk UB DT2","02.07.1971","Sonstige",3.8249999999999997,62565.433327440027,300.92685714285716]
[null,null,"SEE998479256069","In Betrieb","Südzucker AG","Dampfturbine III Südzucker AG Ochsenfurt","01.09.1987","Sonstige",14.06495,62579.498277440027,300.92685714285716]
[null,null,null,"In Betrieb","Nicht-EEG-Anlagen < 10 MW",null,null,"Sonstige",478.49191949999994,63057.990196940023,300.92685714285716]
[null,null,"SEE905270326723","In Betrieb","envia THERM GmbH","Großkayna GT3","17.01.1994","Öl",38.78125,63096.771446940023,305.22063666300767]
[null,null,"SEE941844408532","In Betrieb","envia THERM GmbH","Großkayna GT2","17.01.1994","Öl",38.78125,63135.552696940023,305.22063666300767]
[null,null,"SEE966844914388","In Betrieb","envia THERM GmbH","Großkayna GT1","17.01.1994","Öl",38.78125,63174.333946940023,305.22063666300767]
[null,null,"SEE959837176825","In Betrieb","BASF SE","S300 VT2","11.05.1964","Sonstige",24.224999999999998,63198.558946940022,305.27362318840585]
[null,null,"SEE976459856379","In Betrieb","BASF SE","S300 VT1","11.05.1964","Sonstige",23.8,63222.358946940025,305.27362318840585]
[null,null,"SEE924053403383","In Betrieb","Shell Deutschland GmbH","Shell Energy and Chemicals Park, Kraftwerk Wesseling, Turbine 5","01.01.1979","Öl",25.5,63247.858946940025,306.39393939393938]
[null,null,"SEE917962193414","In Betrieb","Vereinigte Wertach Elektrizitätswerke GmbH","DKW Leinau Diesel 2","01.01.1979","Öl",3.23,63251.088946940028,308.2560975609756]
[null,null,"SEE922964729325","In Betrieb","Vereinigte Wertach Elektrizitätswerke GmbH","DKW Leinau Diesel 3","01.01.1983","Öl",3.23,63254.318946940031,308.2560975609756]
[null,null,"SEE937914003899","In Betrieb","Allgäuer Überlandwerk GmbH","Spitzenlastkraftwerk Veits Dieseltandem 1","31.08.1978","Öl",4.25,63258.568946940031,308.2560975609756]
[null,null,"SEE987736068934","In Betrieb","Vereinigte Wertach Elektrizitätswerke GmbH","DKW Leinau Diesel 1","01.01.1978","Öl",3.23,63261.798946940035,308.2560975609756]
[null,null,"SEE994661495704","In Betrieb","Allgäuer Überlandwerk GmbH","Spitzenlastkraftwerk Veits Dieseltandem 3","31.08.1978","Öl",4.25,63266.048946940035,308.2560975609756]
[null,null,"SEE963541517812","befristete Strommarktrückkehr","Uniper Kraftwerke GmbH","Irsching 3","01.01.1974","Öl",352.75,63618.798946940035,312.04938271604937]
[null,null,"SEE987807988154","In Betrieb","Uniper Kraftwerke GmbH","Audorf GT","10.02.2004","Öl",76.5,63695.298946940035,313.0123839009288]
[null,null,"SEE906257837416","In Betrieb","PCK Raffinerie GmbH","5MKA","27.01.1972","Öl",23.8,63719.098946940037,313.98136645962734]
[null,null,"SEE911567250299","In Betrieb","Uniper Kraftwerke GmbH","Itzehoe GT","01.01.1972","Öl",73.95,63793.048946940035,313.98136645962734]
[null,null,"SEE910623192382","In Betrieb","Südzucker AG","Dampfturbine II Südzucker Offstein","01.01.1969","Sonstige",6.3657774999999992,63799.414724440037,319.10424242424244]
[null,null,"SEE913282681389","In Betrieb","Südzucker AG","Dampfturbine I Südzucker Plattling","09.07.1962","Sonstige",5.7710749999999997,63805.185799440034,319.10424242424244]
[null,null,"SEE929003106239","In Betrieb","Südzucker AG","Dampfturbine I Südzucker Rain","04.10.1957","Sonstige",3.993725,63809.179524440035,319.10424242424244]
[null,null,"SEE942803645654","In Betrieb","WMF GmbH","Dampfturbine BBC","01.01.1956","Sonstige",2.0765500000000001,63811.256074440033,319.10424242424244]
[null,null,"SEE944335479066","In Betrieb","Südzucker AG","Dampfturbine II Südzucker Plattling","09.07.1962","Sonstige",5.7710749999999997,63817.027149440029,319.10424242424244]
[null,null,"SEE964903137297","In Betrieb","Südzucker AG","Dampfturbine II Südzucker AG Ochsenfurt","01.09.1959","Sonstige",4.2355499999999999,63821.262699440027,319.10424242424244]
[null,null,"SEE974941636973","In Betrieb","TWS Thüringer Wärme Service GmbH","HKW Schwarza TS 6","01.01.1962","Sonstige",6.6988500000000002,63827.961549440028,319.10424242424244]
[null,null,"SEE994929345864","In Betrieb","Südzucker AG","Dampfturbine II Südzucker Rain","04.10.1957","Sonstige",3.993725,63831.955274440028,319.10424242424244]
[null,null,"SEE999705546763","In Betrieb","Südzucker AG","Dampfturbine III Südzucker Rain","15.10.1960","Sonstige",7.9857499999999995,63839.941024440028,319.10424242424244]
[null,null,"SEE915108754215","In Betrieb","Basell Polyolefine GmbH","Kraftwerk Basell Wesseling","03.07.1962","Öl",76.5,63916.441024440028,324.0128205128205]
[null,null,"SEE981258814888","In Betrieb","Raffinerie Heide GmbH","Kraftwerk Raffinerie Heide GmbH","28.05.1962","Öl",38.42,63954.861024440026,324.0128205128205]
[null,null,"SEE905937514456","In Betrieb","Bayernwerk Natur GmbH","GT 4","01.11.1982","Öl",19.72,63974.581024440027,333.70708283313326]
[null,null,"SEE925076352665","In Betrieb","Bayernwerk Natur GmbH","GT 2","01.11.1982","Öl",19.72,63994.301024440028,333.70708283313326]
[null,null,"SEE960317505882","In Betrieb","Bayernwerk Natur GmbH","GT 1","01.11.1982","Öl",19.72,64014.02102444003,333.70708283313326]
[null,null,"SEE981924913907","In Betrieb","Bayernwerk Natur GmbH","GT 3","01.11.1982","Öl",19.72,64033.741024440031,333.70708283313326]
[null,null,"SEE911613995433","In Betrieb","EnBW Energie Baden-Württemberg AG","Kraftwerk Walheim GTD","13.05.1981","Öl",115.6,64149.341024440029,336.32365396249247]
[null,null,"SEE907524301289","In Betrieb","OQ Chemicals Produktion GmbH & Co.KG","T/G 15","01.01.1954","Öl",8.5,64157.841024440029,336.93333333333328]
[null,null,"SEE921785427038","In Betrieb","OQ Chemicals Produktion GmbH & Co.KG","T/G 6","01.01.1951","Öl",10.199999999999999,64168.041024440026,336.93333333333328]
[null,null,"SEE967390177067","In Betrieb","Holcim (Süddeutschland) GmbH","GOES Anlagen Dotternhausen Blöcke 1+2+3+4","01.01.2000","Öl",12.75,64180.791024440026,336.93333333333328]
[null,null,"SEE971740147860","In Betrieb","OQ Chemicals Produktion GmbH & Co.KG","T/G 7","01.01.1949","Öl",1.7212499999999999,64182.512274440029,336.93333333333328]
[null,null,"SEE978934537223","In Betrieb","AMK-Abfallentsorgungsgesellschaft des Märkischen Kreises mbH","Dieselaggregat 3","07.12.2005","Öl",1.3727499999999999,64183.885024440031,336.93333333333328]
[null,null,"SEE917448747254","In Betrieb","Henkel AG & Co. KGaA","F13ND5","01.01.2009","Öl",0.99212,64184.877144440034,339.18791946308727]
[null,null,"SEE942008424429","In Betrieb","Henkel AG & Co. KGaA","F13ND4","01.01.1988","Öl",1.2749999999999999,64186.152144440035,339.18791946308727]
[null,null,"SEE949509046600","In Betrieb","Onyx Kraftwerk Zolling GmbH &Co. KGaA","Zolling GT2","01.01.1976","Öl",20.824999999999999,64206.977144440032,350.04911838790929]
[null,null,"SEE962777669616","In Betrieb","Onyx Kraftwerk Zolling GmbH &Co. KGaA","Zolling GT1","01.01.1986","Öl",20.824999999999999,64227.802144440029,350.04911838790929]
[null,null,"SEE924172977710","In Betrieb","swb Erzeugung AG & Co. KG","Mittelsbüren GT3","01.01.1975","Öl",73.099999999999994,64300.902144440028,352.93015873015872]
[null,null,"SEE934897209904","In Betrieb","Uniper Kraftwerke GmbH","Wilhelmshaven GT","01.01.1976","Öl",47.6,64348.502144440026,358.83731439638473]
[null,null,"SEE976549634931","In Betrieb","Stadtwerke Düsseldorf AG","SWD KWF GTKW","03.08.1972","Öl",73.27,64421.772144440023,361.86588541666669]
[null,null,"SEE963909310185","In Betrieb","Vattenfall Wärme Berlin AG","HKW Moabit Gasturbine 5","30.10.1971","Öl",14.45,64436.22214444002,364.94615889691397]
[null,null,"SEE992645841813","In Betrieb","Vattenfall Wärme Berlin AG","HKW Moabit Gasturbine 6","27.11.1971","Öl",14.45,64450.672144440017,364.94615889691397]
[null,null,"SEE914662265496","In Betrieb","WMF GmbH","Dampfturbine AEG Kanis","01.01.1965","Sonstige",4.6494999999999997,64455.321644440017,381.34202898550723]
[null,null,"SEE918791805134","In Betrieb","INEOS Manufacturing Deutschland","Turbine 23","30.10.1963","Sonstige",13.174999999999999,64468.49664444002,381.34202898550723]
[null,null,"SEE929865645150","In Betrieb","INEOS Manufacturing Deutschland","Turbine 24","15.06.1966","Sonstige",8.84,64477.336644440016,381.34202898550723]
[null,null,"SEE933851011843","In Betrieb","INEOS Manufacturing Deutschland","Turbine 22","14.04.1964","Sonstige",16.32,64493.656644440016,381.34202898550723]
[null,null,"SEE935397901879","In Betrieb","INEOS Manufacturing Deutschland","Turbine 21","15.01.1964","Sonstige",13.174999999999999,64506.831644440019,381.34202898550723]
[null,null,"SEE988668060393","In Betrieb","INEOS Manufacturing Deutschland","Turbine 31","21.03.1967","Sonstige",28.56,64535.391644440017,381.34202898550723]
[null,null,"SEE951401550147","In Betrieb","EnBW Energie Baden-Württemberg AG","Heizkraftwerk Stuttgart-Münster GT 17","01.01.1974","Öl",19.805,64555.196644440017,482.99130434782609]
[null,null,"SEE985887784048","In Betrieb","EnBW Energie Baden-Württemberg AG","Heizkraftwerk Stuttgart-Münster GT 18","01.01.1974","Öl",19.889999999999997,64575.086644440016,482.99130434782609]

{"sheet":"Kraftwerksliste","index":3,"n_rows":1182,"n_cols":26,"rows_kept":1182,"cut":false,"hidden":false,"merged":[[6,2,6,10]]}
[]
[]
[null,null," EWI Merit-Order Tool 2023"]
[]
[null,null," Kraftwerksliste",null,null,null,null,null,null,null,null,null,null,null,null,null,null,null,null,null,null,null,null,null,null,{"$f":"Impressum!F5","v":"Version 2023.0 "}]
[]
[null,null," Die Kraftwerksliste basiert auf der Kraftwerksliste der Bundesnetzagentur (BNetzA, 2023). In die Kraftwerksliste eingegangen sind alle konventionellen Kraftwerke, die am 17.11.2023\n in Betrieb waren. Die in dunkelgelb eingefärben Spalten sind unverändert aus BNetzA (2023) übernommen. Die hellgelben Spalten enthalten zusätzliche Informationen, basierend auf \n eigenen Annahmen, Berechnungen und weiteren Quellen. Die Annahmen zur Effizienz der Kraftwerke sind beispielsweise größtenteils aus OPSD (2020) entnommen. Die weiß hinterlegten\n Felder können von den Nutzer*innen angepasst werden. So können Kraftwerke aus der Merit-Order entfernt und bis zu 10 neue Kraftwerke hinzugefügt werden. "]
[]
[]
[null,null,"Teil der Merit-Order?","MaStR-Nr. ","Status","Anlagenbetreiber","Anzeige-Name","PLZ der Einheit","Ort der Einheit","Straße und Hausnummer\nder Einheit","Bundesland der Einheit","Datum der erstmaligen Inbetriebnahme der Einheit","Energieträger","Hauptbrennstoff","Auswertung Energieträger","Wärmeauskopplung (KW) ja/nein","Technologie der Stromerzeugung","Angenommener Hauptenergieträger ","Zuordnung Kraftwerkstyp","Effizienz","Quelle Effizienz","Bruttoleistung [MW]","Netto-Nennleistung\n(elektrische Wirkleistung) [MW]","Mittlere verfügbare\nNetto-Nennleistung [MW]","Brennstoffkosten (inkl. Transport) [EUR/MWHth]","Grenzkosten [EUR/MWHel]"]
[null,null,"Nein","(optional)","(optional)","(optional)","(optional)","(optional)","(optional)","(optional)","(optional)","(optional)","(optional)","(optional)","(optional)","(optional)","(optional)","(notwendig)","(notwendig)","(notwendig)","(optional)","(optional)","(notwendig)",{"$f":"IF(ISNUMBER((1-VLOOKUP(S11,Start!$H$33:$I$40,2,FALSE)/100)*W11),(1-VLOOKUP(S11,Start!$H$33:$I$40,2,FALSE)/100)*W11,0)","v":0},{"$f":"IF(ISNUMBER(VLOOKUP(R11,Start!$C$9:$D$15,2,FALSE)+VLOOKUP(R11,Start!$C$23:$D$29,2,FALSE)),VLOOKUP(R11,Start!$C$9:$D$15,2,FALSE)+VLOOKUP(R11,Start!$C$23:$D$29,2,FALSE),0)","v":0},{"$f":"IF(ISNUMBER((Y11/T11)+Start!$D$19*(VLOOKUP(R11,Start!$M$33:$N$39,2,FALSE)/T11)+VLOOKUP(S11,Start!$C$33:$D$40,2,FALSE)),(Y11/T11)+Start!$D$19*(VLOOKUP(R11,Start!$M$33:$N$39,2,FALSE)/T11)+VLOOKUP(S11,Start!$C$33:$D$40,2,FALSE),0)","v":0}]
[null,null,"Nein","(optional)","(optional)","(optional)","(optional)","(optional)","(optional)","(optional)","(optional)","(optional)","(optional)","(optional)","(optional)","(optional)","(optional)","(notwendig)","(notwendig)","(notwendig)","(optional)","(optional)","(notwendig)",{"$f":"IF(ISNUMBER((1-VLOOKUP(S12,Start!$H$33:$I$40,2,FALSE)/100)*W12),(1-VLOOKUP(S12,Start!$H$33:$I$40,2,FALSE)/100)*W12,0)","v":0},{"$f":"IF(ISNUMBER(VLOOKUP(R12,Start!$C$9:$D$15,2,FALSE)+VLOOKUP(R12,Start!$C$23:$D$29,2,FALSE)),VLOOKUP(R12,Start!$C$9:$D$15,2,FALSE)+VLOOKUP(R12,Start!$C$23:$D$29,2,FALSE),0)","v":0},{"$f":"IF(ISNUMBER((Y12/T12)+Start!$D$19*(VLOOKUP(R12,Start!$M$33:$N$39,2,FALSE)/T12)+VLOOKUP(S12,Start!$C$33:$D$40,2,FALSE)),(Y12/T12)+Start!$D$19*(VLOOKUP(R12,Start!$M$33:$N$39,2,FALSE)/T12)+VLOOKUP(S12,Start!$C$33:$D$40,2,FALSE),0)","v":0}]
[null,null,"Nein","(optional)","(optional)","(optional)","(optional)","(optional)","(optional)","(optional)","(optional)","(optional)","(optional)","(optional)","(optional)","(optional)","(optional)","(notwendig)","(notwendig)","(notwendig)","(optional)","(optional)","(notwendig)",{"$f":"IF(ISNUMBER((1-VLOOKUP(S13,Start!$H$33:$I$40,2,FALSE)/100)*W13),(1-VLOOKUP(S13,Start!$H$33:$I$40,2,FALSE)/100)*W13,0)","v":0},{"$f":"IF(ISNUMBER(VLOOKUP(R13,Start!$C$9:$D$15,2,FALSE)+VLOOKUP(R13,Start!$C$23:$D$29,2,FALSE)),VLOOKUP(R13,Start!$C$9:$D$15,2,FALSE)+VLOOKUP(R13,Start!$C$23:$D$29,2,FALSE),0)","v":0},{"$f":"IF(ISNUMBER((Y13/T13)+Start!$D$19*(VLOOKUP(R13,Start!$M$33:$N$39,2,FALSE)/T13)+VLOOKUP(S13,Start!$C$33:$D$40,2,FALSE)),(Y13/T13)+Start!$D$19*(VLOOKUP(R13,Start!$M$33:$N$39,2,FALSE)/T13)+VLOOKUP(S13,Start!$C$33:$D$40,2,FALSE),0)","v":0}]
[null,null,"Nein","(optional)","(optional)","(optional)","(optional)","(optional)","(optional)","(optional)","(optional)","(optional)","(optional)","(optional)","(optional)","(optional)","(optional)","(notwendig)","(notwendig)","(notwendig)","(optional)","(optional)","(notwendig)",{"$f":"IF(ISNUMBER((1-VLOOKUP(S14,Start!$H$33:$I$40,2,FALSE)/100)*W14),(1-VLOOKUP(S14,Start!$H$33:$I$40,2,FALSE)/100)*W14,0)","v":0},{"$f":"IF(ISNUMBER(VLOOKUP(R14,Start!$C$9:$D$15,2,FALSE)+VLOOKUP(R14,Start!$C$23:$D$29,2,FALSE)),VLOOKUP(R14,Start!$C$9:$D$15,2,FALSE)+VLOOKUP(R14,Start!$C$23:$D$29,2,FALSE),0)","v":0},{"$f":"IF(ISNUMBER((Y14/T14)+Start!$D$19*(VLOOKUP(R14,Start!$M$33:$N$39,2,FALSE)/T14)+VLOOKUP(S14,Start!$C$33:$D$40,2,FALSE)),(Y14/T14)+Start!$D$19*(VLOOKUP(R14,Start!$M$33:$N$39,2,FALSE)/T14)+VLOOKUP(S14,Start!$C$33:$D$40,2,FALSE),0)","v":0}]
[null,null,"Nein","(optional)","(optional)","(optional)","(optional)","(optional)","(optional)","(optional)","(optional)","(optional)","(optional)","(optional)","(optional)","(optional)","(optional)","(notwendig)","(notwendig)","(notwendig)","(optional)","(optional)","(notwendig)",{"$f":"IF(ISNUMBER((1-VLOOKUP(S15,Start!$H$33:$I$40,2,FALSE)/100)*W15),(1-VLOOKUP(S15,Start!$H$33:$I$40,2,FALSE)/100)*W15,0)","v":0},{"$f":"IF(ISNUMBER(VLOOKUP(R15,Start!$C$9:$D$15,2,FALSE)+VLOOKUP(R15,Start!$C$23:$D$29,2,FALSE)),VLOOKUP(R15,Start!$C$9:$D$15,2,FALSE)+VLOOKUP(R15,Start!$C$23:$D$29,2,FALSE),0)","v":0},{"$f":"IF(ISNUMBER((Y15/T15)+Start!$D$19*(VLOOKUP(R15,Start!$M$33:$N$39,2,FALSE)/T15)+VLOOKUP(S15,Start!$C$33:$D$40,2,FALSE)),(Y15/T15)+Start!$D$19*(VLOOKUP(R15,Start!$M$33:$N$39,2,FALSE)/T15)+VLOOKUP(S15,Start!$C$33:$D$40,2,FALSE),0)","v":0}]
[null,null,"Nein","(optional)","(optional)","(optional)","(optional)","(optional)","(optional)","(optional)","(optional)","(optional)","(optional)","(optional)","(optional)","(optional)","(optional)","(notwendig)","(notwendig)","(notwendig)","(optional)","(optional)","(notwendig)",{"$f":"IF(ISNUMBER((1-VLOOKUP(S16,Start!$H$33:$I$40,2,FALSE)/100)*W16),(1-VLOOKUP(S16,Start!$H$33:$I$40,2,FALSE)/100)*W16,0)","v":0},{"$f":"IF(ISNUMBER(VLOOKUP(R16,Start!$C$9:$D$15,2,FALSE)+VLOOKUP(R16,Start!$C$23:$D$29,2,FALSE)),VLOOKUP(R16,Start!$C$9:$D$15,2,FALSE)+VLOOKUP(R16,Start!$C$23:$D$29,2,FALSE),0)","v":0},{"$f":"IF(ISNUMBER((Y16/T16)+Start!$D$19*(VLOOKUP(R16,Start!$M$33:$N$39,2,FALSE)/T16)+VLOOKUP(S16,Start!$C$33:$D$40,2,FALSE)),(Y16/T16)+Start!$D$19*(VLOOKUP(R16,Start!$M$33:$N$39,2,FALSE)/T16)+VLOOKUP(S16,Start!$C$33:$D$40,2,FALSE),0)","v":0}]
[null,null,"Nein","(optional)","(optional)","(optional)","(optional)","(optional)","(optional)","(optional)","(optional)","(optional)","(optional)","(optional)","(optional)","(optional)","(optional)","(notwendig)","(notwendig)","(notwendig)","(optional)","(optional)","(notwendig)",{"$f":"IF(ISNUMBER((1-VLOOKUP(S17,Start!$H$33:$I$40,2,FALSE)/100)*W17),(1-VLOOKUP(S17,Start!$H$33:$I$40,2,FALSE)/100)*W17,0)","v":0},{"$f":"IF(ISNUMBER(VLOOKUP(R17,Start!$C$9:$D$15,2,FALSE)+VLOOKUP(R17,Start!$C$23:$D$29,2,FALSE)),VLOOKUP(R17,Start!$C$9:$D$15,2,FALSE)+VLOOKUP(R17,Start!$C$23:$D$29,2,FALSE),0)","v":0},{"$f":"IF(ISNUMBER((Y17/T17)+Start!$D$19*(VLOOKUP(R17,Start!$M$33:$N$39,2,FALSE)/T17)+VLOOKUP(S17,Start!$C$33:$D$40,2,FALSE)),(Y17/T17)+Start!$D$19*(VLOOKUP(R17,Start!$M$33:$N$39,2,FALSE)/T17)+VLOOKUP(S17,Start!$C$33:$D$40,2,FALSE),0)","v":0}]
[null,null,"Nein","(optional)","(optional)","(optional)","(optional)","(optional)","(optional)","(optional)","(optional)","(optional)","(optional)","(optional)","(optional)","(optional)","(optional)","(notwendig)","(notwendig)","(notwendig)","(optional)","(optional)","(notwendig)",{"$f":"IF(ISNUMBER((1-VLOOKUP(S18,Start!$H$33:$I$40,2,FALSE)/100)*W18),(1-VLOOKUP(S18,Start!$H$33:$I$40,2,FALSE)/100)*W18,0)","v":0},{"$f":"IF(ISNUMBER(VLOOKUP(R18,Start!$C$9:$D$15,2,FALSE)+VLOOKUP(R18,Start!$C$23:$D$29,2,FALSE)),VLOOKUP(R18,Start!$C$9:$D$15,2,FALSE)+VLOOKUP(R18,Start!$C$23:$D$29,2,FALSE),0)","v":0},{"$f":"IF(ISNUMBER((Y18/T18)+Start!$D$19*(VLOOKUP(R18,Start!$M$33:$N$39,2,FALSE)/T18)+VLOOKUP(S18,Start!$C$33:$D$40,2,FALSE)),(Y18/T18)+Start!$D$19*(VLOOKUP(R18,Start!$M$33:$N$39,2,FALSE)/T18)+VLOOKUP(S18,Start!$C$33:$D$40,2,FALSE),0)","v":0}]
[null,null,"Nein","(optional)","(optional)","(optional)","(optional)","(optional)","(optional)","(optional)","(optional)","(optional)","(optional)","(optional)","(optional)","(optional)","(optional)","(notwendig)","(notwendig)","(notwendig)","(optional)","(optional)","(notwendig)",{"$f":"IF(ISNUMBER((1-VLOOKUP(S19,Start!$H$33:$I$40,2,FALSE)/100)*W19),(1-VLOOKUP(S19,Start!$H$33:$I$40,2,FALSE)/100)*W19,0)","v":0},{"$f":"IF(ISNUMBER(VLOOKUP(R19,Start!$C$9:$D$15,2,FALSE)+VLOOKUP(R19,Start!$C$23:$D$29,2,FALSE)),VLOOKUP(R19,Start!$C$9:$D$15,2,FALSE)+VLOOKUP(R19,Start!$C$23:$D$29,2,FALSE),0)","v":0},{"$f":"IF(ISNUMBER((Y19/T19)+Start!$D$19*(VLOOKUP(R19,Start!$M$33:$N$39,2,FALSE)/T19)+VLOOKUP(S19,Start!$C$33:$D$40,2,FALSE)),(Y19/T19)+Start!$D$19*(VLOOKUP(R19,Start!$M$33:$N$39,2,FALSE)/T19)+VLOOKUP(S19,Start!$C$33:$D$40,2,FALSE),0)","v":0}]
[null,null,"Nein","(optional)","(optional)","(optional)","(optional)","(optional)","(optional)","(optional)","(optional)","(optional)","(optional)","(optional)","(optional)","(optional)","(optional)","(notwendig)","(notwendig)","(notwendig)","(optional)","(optional)","(notwendig)",{"$f":"IF(ISNUMBER((1-VLOOKUP(S20,Start!$H$33:$I$40,2,FALSE)/100)*W20),(1-VLOOKUP(S20,Start!$H$33:$I$40,2,FALSE)/100)*W20,0)","v":0},{"$f":"IF(ISNUMBER(VLOOKUP(R20,Start!$C$9:$D$15,2,FALSE)+VLOOKUP(R20,Start!$C$23:$D$29,2,FALSE)),VLOOKUP(R20,Start!$C$9:$D$15,2,FALSE)+VLOOKUP(R20,Start!$C$23:$D$29,2,FALSE),0)","v":0},{"$f":"IF(ISNUMBER((Y20/T20)+Start!$D$19*(VLOOKUP(R20,Start!$M$33:$N$39,2,FALSE)/T20)+VLOOKUP(S20,Start!$C$33:$D$40,2,FALSE)),(Y20/T20)+Start!$D$19*(VLOOKUP(R20,Start!$M$33:$N$39,2,FALSE)/T20)+VLOOKUP(S20,Start!$C$33:$D$40,2,FALSE),0)","v":0}]
[null,null,"Ja","SEE900040609433","In Betrieb","R.D.M. Arnsberg GmbH","SSW-NT",59821,"Arnsberg","Hellefelder Straße 51","Nordrhein-Westfalen","1957-02-27","Steinkohle","Steinkohlen","Steinkohle","Ja","Kondensationsmaschine mit Entnahme","Steinkohle","Steinkohle",0.23250000000000001,"OPSD (2020)",7,6.14,{"$f":"(1-VLOOKUP(S21,Start!$H$33:$I$40,2,FALSE)/100)*W21","v":4.9119999999999999},{"$f":"VLOOKUP(R21,Start!$C$9:$D$15,2,FALSE)+VLOOKUP(R21,Start!$C$23:$D$29,2,FALSE)","v":17.84},{"$f":"(Y21/T21)+Start!$D$19*(VLOOKUP(R21,Start!$M$33:$N$39,2,FALSE)/T21)+VLOOKUP(S21,Start!$C$33:$D$40,2,FALSE)","v":200.65569892473115}]
[null,null,"Ja","SEE900100287427","In Betrieb","Grace GmbH","GT2",67547,"Worms","In der Hollerhecke 1","Rheinland-Pfalz","1991-08-27","Erdgas","Erdgas, Erdölgas","Erdgas","Ja","Gasturbinen mit Abhitzekessel","Erdgas","GuD",0.37509999999999999,"OPSD (2020)",6.5,6.41,{"$f":"(1-VLOOKUP(S22,Start!$H$33:$I$40,2,FALSE)/100)*W22","v":5.5766999999999998},{"$f":"VLOOKUP(R22,Start!$C$9:$D$15,2,FALSE)+VLOOKUP(R22,Start!$C$23:$D$29,2,FALSE)","v":45.66},{"$f":"(Y22/T22)+Start!$D$19*(VLOOKUP(R22,Start!$M$33:$N$39,2,FALSE)/T22)+VLOOKUP(S22,Start!$C$33:$D$40,2,FALSE)","v":168.56105038656358}]
[null,null,"Ja","SEE900128586359","In Betrieb","N-ERGIE Kraftwerke GmbH","HKW-Sandreuth (Müll)",90441,"Nürnberg","Sandreuthstraße 55","Bayern","1992-07-17","Wärme","Dampf (zum Beispiel Prozesswärme)","Abfall","Ja","Kondensationsmaschine mit Entnahme","Abfall","Abfall",0.33,"OPSD (2020)",26.28,18.8,{"$f":"(1-VLOOKUP(S23,Start!$H$33:$I$40,2,FALSE)/100)*W23","v":15.98},{"$f":"VLOOKUP(R23,Start!$C$9:$D$15,2,FALSE)+VLOOKUP(R23,Start!$C$23:$D$29,2,FALSE)","v":0},{"$f":"(Y23/T23)+Start!$D$19*(VLOOKUP(R23,Start!$M$33:$N$39,2,FALSE)/T23)+VLOOKUP(S23,Start!$C$33:$D$40,2,FALSE)","v":1}]
[null,null,"Ja","SEE900240101683","In Betrieb","Daimler Truck AG","129870 Modul 3",76744,"Wörth","Daimlerstraße 1","Rheinland-Pfalz","2013-02-20","Erdgas","Erdgas, Erdölgas","Erdgas","Ja","Verbrennungsmotor","Erdgas","GuD",0.39929999999999999,"OPSD (2020)",4.49,4.4400000000000004,{"$f":"(1-VLOOKUP(S24,Start!$H$33:$I$40,2,FALSE)/100)*W24","v":3.8628000000000005},{"$f":"VLOOKUP(R24,Start!$C$9:$D$15,2,FALSE)+VLOOKUP(R24,Start!$C$23:$D$29,2,FALSE)","v":45.66},{"$f":"(Y24/T24)+Start!$D$19*(VLOOKUP(R24,Start!$M$33:$N$39,2,FALSE)/T24)+VLOOKUP(S24,Start!$C$33:$D$40,2,FALSE)","v":158.43613824192335}]
[null,null,"Ja","SEE900295294101","In Betrieb","Stadtwerke Tübingen GmbH","BHKW Obere Viehweide M4 (Waldhäuser Str 100)",72076,"Tübingen","Waldhäuser Straße 100","Baden-Württemberg","2013-11-07","Erdgas","Erdgas, Erdölgas","Erdgas","Ja","Verbrennungsmotor","Erdgas","GuD",0.38500000000000001,"OPSD (2020)",3.3519999999999999,3.2330000000000001,{"$f":"(1-VLOOKUP(S25,Start!$H$33:$I$40,2,FALSE)/100)*W25","v":2.81271},{"$f":"VLOOKUP(R25,Start!$C$9:$D$15,2,FALSE)+VLOOKUP(R25,Start!$C$23:$D$29,2,FALSE)","v":45.66},{"$f":"(Y25/T25)+Start!$D$19*(VLOOKUP(R25,Start!$M$33:$N$39,2,FALSE)/T25)+VLOOKUP(S25,Start!$C$33:$D$40,2,FALSE)","v":164.2651948051948}]
[null,null,"Ja","SEE900341307519","In Betrieb","Venator Germany GmbH","HKW Venator Germany",47198,"Duisburg","Dr.-Rudolf-Sachtleben-Str. 4","Nordrhein-Westfalen","1960-05-20","Erdgas","Erdgas, Erdölgas","Erdgas","Ja","Gegendruckmaschine mit Entnahme","Erdgas","GuD",0.34100000000000003,"Annahme basierend auf DIW (2014)",9.9,8.9,{"$f":"(1-VLOOKUP(S26,Start!$H$33:$I$40,2,FALSE)/100)*W26","v":7.7430000000000003},{"$f":"VLOOKUP(R26,Start!$C$9:$D$15,2,FALSE)+VLOOKUP(R26,Start!$C$23:$D$29,2,FALSE)","v":45.66},{"$f":"(Y26/T26)+Start!$D$19*(VLOOKUP(R26,Start!$M$33:$N$39,2,FALSE)/T26)+VLOOKUP(S26,Start!$C$33:$D$40,2,FALSE)","v":185.26715542521993}]
[null,null,"Ja","SEE900348277440","In Betrieb","Jäckering Mühlen- und Nährmittelwerke GmbH","BHKW Hafen - Modul 4",59067,"Hamm","Speicherstraße 15","Nordrhein-Westfalen","2013-04-01","Erdgas","Erdgas, Erdölgas","Erdgas","Ja","Verbrennungsmotor","Erdgas","GuD",0.4,"eigene Annahme",2.19,2.173,{"$f":"(1-VLOOKUP(S27,Start!$H$33:$I$40,2,FALSE)/100)*W27","v":1.8905100000000001},{"$f":"VLOOKUP(R27,Start!$C$9:$D$15,2,FALSE)+VLOOKUP(R27,Start!$C$23:$D$29,2,FALSE)","v":45.66},{"$f":"(Y27/T27)+Start!$D$19*(VLOOKUP(R27,Start!$M$33:$N$39,2,FALSE)/T27)+VLOOKUP(S27,Start!$C$33:$D$40,2,FALSE)","v":158.16149999999999}]
[null,null,"Ja","SEE900364034072","In Betrieb","EnBW Energie Baden-Württemberg AG","Heizkraftwerk Heilbronn FHT 1",74076,"Heilbronn","Lichtenbergerstraße 23","Baden-Württemberg","2003-01-01","Erdgas","Erdgas, Erdölgas","Erdgas","Ja","Gegendruckmaschine mit Entnahme","Erdgas","GuD",0.4,"eigene Annahme",6.5,6.5,{"$f":"(1-VLOOKUP(S28,Start!$H$33:$I$40,2,FALSE)/100)*W28","v":5.6550000000000002},{"$f":"VLOOKUP(R28,Start!$C$9:$D$15,2,FALSE)+VLOOKUP(R28,Start!$C$23:$D$29,2,FALSE)","v":45.66},{"$f":"(Y28/T28)+Start!$D$19*(VLOOKUP(R28,Start!$M$33:$N$39,2,FALSE)/T28)+VLOOKUP(S28,Start!$C$33:$D$40,2,FALSE)","v":158.16149999999999}]
[null,null,"Ja","SEE900403199748","In Betrieb","Heizkraftwerk Halle-Trotha GmbH","Heizkraftwerk Halle-Trotha - Dampfturbine",6118,"Halle","Brachwitzer Straße 23","Sachsen-Anhalt","1994-04-01","Erdgas","Dampf (zum Beispiel Prozesswärme)","Erdgas","Ja","Gegendruckmaschine mit Entnahme","Erdgas","GuD",0.52500000000000002,"https://evh.de/gro%C3%9Fkunden/unternehmen/Heizkraftwerke/energiepark/trotha",12.471,12.158467,{"$f":"(1-VLOOKUP(S29,Start!$H$33:$I$40,2,FALSE)/100)*W29","v":10.577866289999999},{"$f":"VLOOKUP(R29,Start!$C$9:$D$15,2,FALSE)+VLOOKUP(R29,Start!$C$23:$D$29,2,FALSE)","v":45.66},{"$f":"(Y29/T29)+Start!$D$19*(VLOOKUP(R29,Start!$M$33:$N$39,2,FALSE)/T29)+VLOOKUP(S29,Start!$C$33:$D$40,2,FALSE)","v":120.86114285714285}]
[null,null,"Ja","SEE900452778307","In Betrieb","Salzgitter Flachstahl GmbH","GGT HO B",38239,"Salzgitter","Eisenhüttenstraße 99","Niedersachsen","2012-04-15","Druck aus Gasleitungen","","Sonstige Energieträger (nicht erneuerbar)","Nein","Sonstige","Sonstige","Sonstige",0.4,"eigene Annahme",12,8.1999999999999993,{"$f":"(1-VLOOKUP(S30,Start!$H$33:$I$40,2,FALSE)/100)*W30","v":6.9699999999999989},{"$f":"VLOOKUP(R30,Start!$C$9:$D$15,2,FALSE)+VLOOKUP(R30,Start!$C$23:$D$29,2,FALSE)","v":86.87},{"$f":"(Y30/T30)+Start!$D$19*(VLOOKUP(R30,Start!$M$33:$N$39,2,FALSE)/T30)+VLOOKUP(S30,Start!$C$33:$D$40,2,FALSE)","v":263.43599999999998}]
[null,null,"Ja","SEE900549498521","In Betrieb","Stadtwerke Frankfurt (Oder) GmbH","HKW FFO GM4",15236,"Frankfurt","Am Hohen Feld 4","Brandenburg","2022-04-01","Erdgas","Erdgas, Erdölgas","Erdgas","Ja","Verbrennungsmotor","Erdgas","GuD",0.48,"https://www.man-es.com/energy-storage/products/gas-fuel-engines",10.6,10.1,{"$f":"(1-VLOOKUP(S31,Start!$H$33:$I$40,2,FALSE)/100)*W31","v":8.786999999999999},{"$f":"VLOOKUP(R31,Start!$C$9:$D$15,2,FALSE)+VLOOKUP(R31,Start!$C$23:$D$29,2,FALSE)","v":45.66},{"$f":"(Y31/T31)+Start!$D$19*(VLOOKUP(R31,Start!$M$33:$N$39,2,FALSE)/T31)+VLOOKUP(S31,Start!$C$33:$D$40,2,FALSE)","v":132.05125000000001}]
[null,null,"Ja","SEE900559860912","In Betrieb","WUN Pellets GmbH","WUN Pellets - BHKW - Modul II",95632,"Wunsiedel","Am Energiepark 1","Bayern","2018-10-01","Erdgas","Erdgas, Erdölgas","Erdgas","Ja","Verbrennungsmotor","Erdgas","GuD",0.4,"eigene Annahme",4.5,4.41,{"$f":"(1-VLOOKUP(S32,Start!$H$33:$I$40,2,FALSE)/100)*W32","v":3.8367},{"$f":"VLOOKUP(R32,Start!$C$9:$D$15,2,FALSE)+VLOOKUP(R32,Start!$C$23:$D$29,2,FALSE)","v":45.66},{"$f":"(Y32/T32)+Start!$D$19*(VLOOKUP(R32,Start!$M$33:$N$39,2,FALSE)/T32)+VLOOKUP(S32,Start!$C$33:$D$40,2,FALSE)","v":158.16149999999999}]
[null,null,"Ja","SEE900628853036","In Betrieb","Trianel Gaskraftwerk Hamm","Trianel Gaskraftwerk Hamm Block 20",59071,"Hamm","Trianelstraße 1","Nordrhein-Westfalen","2007-12-23","Erdgas","Erdgas, Erdölgas","Erdgas","Nein","Gasturbinen mit nachgeschalteter Dampfturbine","Erdgas","GuD",0.57699999999999996,"OPSD (2020)",453,445,{"$f":"(1-VLOOKUP(S33,Start!$H$33:$I$40,2,FALSE)/100)*W33","v":387.15},{"$f":"VLOOKUP(R33,Start!$C$9:$D$15,2,FALSE)+VLOOKUP(R33,Start!$C$23:$D$29,2,FALSE)","v":45.66},{"$f":"(Y33/T33)+Start!$D$19*(VLOOKUP(R33,Start!$M$33:$N$39,2,FALSE)/T33)+VLOOKUP(S33,Start!$C$33:$D$40,2,FALSE)","v":110.10415944540728}]
[null,null,"Ja","SEE900664653232","In Betrieb","AMK-Abfallentsorgungsgesellschaft des Märkischen Kreises mbH","Turbine 1",58636,"Iserlohn","Giesestraße 10","Nordrhein-Westfalen","1996-08-01","nicht biogener Abfall","Abfall (Hausmüll, Siedl.abf.)","Abfall","Ja","Kondensationsmaschine mit Entnahme","Abfall","Abfall",0.33,"OPSD (2020)",13,10.7,{"$f":"(1-VLOOKUP(S34,Start!$H$33:$I$40,2,FALSE)/100)*W34","v":9.0949999999999989},{"$f":"VLOOKUP(R34,Start!$C$9:$D$15,2,FALSE)+VLOOKUP(R34,Start!$C$23:$D$29,2,FALSE)","v":0},{"$f":"(Y34/T34)+Start!$D$19*(VLOOKUP(R34,Start!$M$33:$N$39,2,FALSE)/T34)+VLOOKUP(S34,Start!$C$33:$D$40,2,FALSE)","v":1}]
[null,null,"Ja","SEE900758207372","In Betrieb","Opel Automobile GmbH / Werk Eisenach","HKW Wiesengrund",99817,"Eisenach","Adam-Opel-Straße 101","Thüringen","1993-10-13","Erdgas","Erdgas, Erdölgas","Erdgas","Ja","Gasturbinen mit nachgeschalteter Dampfturbine","Erdgas","GuD",0.37730000000000002,"OPSD (2020)",9.5,9.5,{"$f":"(1-VLOOKUP(S35,Start!$H$33:$I$40,2,FALSE)/100)*W35","v":8.2650000000000006},{"$f":"VLOOKUP(R35,Start!$C$9:$D$15,2,FALSE)+VLOOKUP(R35,Start!$C$23:$D$29,2,FALSE)","v":45.66},{"$f":"(Y35/T35)+Start!$D$19*(VLOOKUP(R35,Start!$M$33:$N$39,2,FALSE)/T35)+VLOOKUP(S35,Start!$C$33:$D$40,2,FALSE)","v":167.58693347468855}]
[null,null,"Ja","SEE900838448145","In Betrieb","Zweckverband Müllverwertung Schwandorf","MKW SAD Turbine 3",92421,"Schwandorf","Alustraße 7","Bayern","1982-08-31","nicht biogener Abfall","Abfall (Hausmüll, Siedl.abf.)","Abfall","Ja","Kondensationsmaschine mit Entnahme","Abfall","Abfall",0.33,"OPSD (2020)",10,10,{"$f":"(1-VLOOKUP(S36,Start!$H$33:$I$40,2,FALSE)/100)*W36","v":8.5},{"$f":"VLOOKUP(R36,Start!$C$9:$D$15,2,FALSE)+VLOOKUP(R36,Start!$C$23:$D$29,2,FALSE)","v":0},{"$f":"(Y36/T36)+Start!$D$19*(VLOOKUP(R36,Start!$M$33:$N$39,2,FALSE)/T36)+VLOOKUP(S36,Start!$C$33:$D$40,2,FALSE)","v":1}]
[null,null,"Ja","SEE900957573537","In Betrieb","InfraLeuna GmbH","KT1",6237,"Leuna"," ","Sachsen-Anhalt","2010-04-30","Wärme","Dampf (zum Beispiel Prozesswärme)","Sonstige Energieträger (nicht erneuerbar)","Nein","Kondensationsmaschine ohne Entnahme","Sonstige","Sonstige",0.39600000000000002,"Annahme basierend auf DIW (2014)",21.6,20,{"$f":"(1-VLOOKUP(S37,Start!$H$33:$I$40,2,FALSE)/100)*W37","v":17},{"$f":"VLOOKUP(R37,Start!$C$9:$D$15,2,FALSE)+VLOOKUP(R37,Start!$C$23:$D$29,2,FALSE)","v":86.87},{"$f":"(Y37/T37)+Start!$D$19*(VLOOKUP(R37,Start!$M$33:$N$39,2,FALSE)/T37)+VLOOKUP(S37,Start!$C$33:$D$40,2,FALSE)","v":266.08686868686868}]
[null,null,"Ja","SEE901050642113","In Betrieb","EVH GmbH","Heizkraftwerk Dieselstraße Block C",6130,"Halle","Dieselstraße 141","Sachsen-Anhalt","2020-10-01","Erdgas","Erdgas, Erdölgas","Erdgas","Ja","Gasturbinen mit Abhitzekessel","Erdgas","GuD",0.44,"https://evh.de/privatkunden/unternehmen/energiepark/dieselstra%C3%9Fe",57.332000000000001,57.322000000000003,{"$f":"(1-VLOOKUP(S38,Start!$H$33:$I$40,2,FALSE)/100)*W38","v":49.870139999999999},{"$f":"VLOOKUP(R38,Start!$C$9:$D$15,2,FALSE)+VLOOKUP(R38,Start!$C$23:$D$29,2,FALSE)","v":45.66},{"$f":"(Y38/T38)+Start!$D$19*(VLOOKUP(R38,Start!$M$33:$N$39,2,FALSE)/T38)+VLOOKUP(S38,Start!$C$33:$D$40,2,FALSE)","v":143.91954545454544}]
[null,null,"Ja","SEE901120268069","befristete Strommarktrückkehr","Evonik Operations GmbH","Kraftwerk I, GT11",45772,"Marl","Paul-Baumann-Straße 1","Nordrhein-Westfalen","1942-02-22","Steinkohle","Steinkohlen","Steinkohle","Ja","Gegendruckmaschine ohne Entnahme","Steinkohle","Steinkohle",0.27,"OPSD (2020)",18.399999999999999,18.399999999999999,{"$f":"(1-VLOOKUP(S39,Start!$H$33:$I$40,2,FALSE)/100)*W39","v":14.719999999999999},{"$f":"VLOOKUP(R39,Start!$C$9:$D$15,2,FALSE)+VLOOKUP(R39,Start!$C$23:$D$29,2,FALSE)","v":17.84},{"$f":"(Y39/T39)+Start!$D$19*(VLOOKUP(R39,Start!$M$33:$N$39,2,FALSE)/T39)+VLOOKUP(S39,Start!$C$33:$D$40,2,FALSE)","v":172.96740740740742}]
[null,null,"Ja","SEE901196452256","In Betrieb","essity Operations Mainz-Kostheim GmbH","Turbine 4",55246,"Mainz-Kostheim","Kommerzienrat-Disch-Brücke 1","Hessen","1983-06-30","Erdgas","Erdgas, Erdölgas","Erdgas","Ja","Gegendruckmaschine mit Entnahme","Erdgas","GuD",0.4,"eigene Annahme",7.18,6.71,{"$f":"(1-VLOOKUP(S40,Start!$H$33:$I$40,2,FALSE)/100)*W40","v":5.8376999999999999},{"$f":"VLOOKUP(R40,Start!$C$9:$D$15,2,FALSE)+VLOOKUP(R40,Start!$C$23:$D$29,2,FALSE)","v":45.66},{"$f":"(Y40/T40)+Start!$D$19*(VLOOKUP(R40,Start!$M$33:$N$39,2,FALSE)/T40)+VLOOKUP(S40,Start!$C$33:$D$40,2,FALSE)","v":158.16149999999999}]
[null,null,"Ja","SEE901205245022","In Betrieb","eins energie in sachsen GmbH & Co. KG","Motor-Heizkraftwerk Chemnitz-Süd, Motor 3",9125,"Chemnitz","Südstraße 1","Sachsen","2022-12-21","Erdgas","Erdgas, Erdölgas","Erdgas","Ja","Verbrennungsmotor","Erdgas","GuD",0.63,"Annahme basierend auf DIW (2014)",12.9,12.731399999999999,{"$f":"(1-VLOOKUP(S41,Start!$H$33:$I$40,2,FALSE)/100)*W41","v":11.076317999999999},{"$f":"VLOOKUP(R41,Start!$C$9:$D$15,2,FALSE)+VLOOKUP(R41,Start!$C$23:$D$29,2,FALSE)","v":45.66},{"$f":"(Y41/T41)+Start!$D$19*(VLOOKUP(R41,Start!$M$33:$N$39,2,FALSE)/T41)+VLOOKUP(S41,Start!$C$33:$D$40,2,FALSE)","v":100.96761904761904}]
[null,null,"Ja","SEE901246020381","In Betrieb","TEAG Thüringer Energie AG","Gasmotor Bad Salzungen",36433,"Bad Salzungen","Langenfelder Straße 82","Thüringen","2018-12-04","Erdgas","Erdgas, Erdölgas","Erdgas","Ja","Verbrennungsmotor","Erdgas","GuD",0.40479999999999999,"OPSD (2020)",10.051,10.003,{"$f":"(1-VLOOKUP(S42,Start!$H$33:$I$40,2,FALSE)/100)*W42","v":8.70261},{"$f":"VLOOKUP(R42,Start!$C$9:$D$15,2,FALSE)+VLOOKUP(R42,Start!$C$23:$D$29,2,FALSE)","v":45.66},{"$f":"(Y42/T42)+Start!$D$19*(VLOOKUP(R42,Start!$M$33:$N$39,2,FALSE)/T42)+VLOOKUP(S42,Start!$C$33:$D$40,2,FALSE)","v":156.30385375494069}]
[null,null,"Ja","SEE901410470721","In Betrieb","DREWAG - Stadtwerke Dresden GmbH","GT3",1159,"Dresden","Oederaner Straße 21","Sachsen","1995-03-29","Erdgas","Erdgas, Erdölgas","Erdgas","Ja","Gasturbinen mit nachgeschalteter Dampfturbine","Erdgas","GuD",0.51749999999999996,"OPSD (2020)",65,62,{"$f":"(1-VLOOKUP(S43,Start!$H$33:$I$40,2,FALSE)/100)*W43","v":53.94},{"$f":"VLOOKUP(R43,Start!$C$9:$D$15,2,FALSE)+VLOOKUP(R43,Start!$C$23:$D$29,2,FALSE)","v":45.66},{"$f":"(Y43/T43)+Start!$D$19*(VLOOKUP(R43,Start!$M$33:$N$39,2,FALSE)/T43)+VLOOKUP(S43,Start!$C$33:$D$40,2,FALSE)","v":122.59101449275363}]
[null,null,"Ja","SEE901453618340","In Betrieb","Stadt Rosenheim","MHKW Dampfturbine 2",83022,"Rosenheim","Färberstraße 47","Bayern","1957-01-01","nicht biogener Abfall","Industrieabfall","Abfall","Ja","Sonstige","Abfall","Abfall",0.57999999999999996,"https://docplayer.org/40235524-Das-gas-und-dampfturbinen-heizkraftwerk-niehl-ii.html",2.2000000000000002,2.1,{"$f":"(1-VLOOKUP(S44,Start!$H$33:$I$40,2,FALSE)/100)*W44","v":1.7849999999999999},{"$f":"VLOOKUP(R44,Start!$C$9:$D$15,2,FALSE)+VLOOKUP(R44,Start!$C$23:$D$29,2,FALSE)","v":0},{"$f":"(Y44/T44)+Start!$D$19*(VLOOKUP(R44,Start!$M$33:$N$39,2,FALSE)/T44)+VLOOKUP(S44,Start!$C$33:$D$40,2,FALSE)","v":1}]
[null,null,"Ja","SEE901516014812","In Betrieb","Smurfit Kappa Herzberg Solid Board GmbH","Dampfturbine 1",37412,"Herzberg","Andreasberger Straße 1","Niedersachsen","1955-01-01","Erdgas","Erdgas, Erdölgas","Erdgas","Ja","Gegendruckmaschine ohne Entnahme","Erdgas","GuD",0.35,"eigene Annahme",2.84,2.64,{"$f":"(1-VLOOKUP(S45,Start!$H$33:$I$40,2,FALSE)/100)*W45","v":2.2968000000000002},{"$f":"VLOOKUP(R45,Start!$C$9:$D$15,2,FALSE)+VLOOKUP(R45,Start!$C$23:$D$29,2,FALSE)","v":45.66},{"$f":"(Y45/T45)+Start!$D$19*(VLOOKUP(R45,Start!$M$33:$N$39,2,FALSE)/T45)+VLOOKUP(S45,Start!$C$33:$D$40,2,FALSE)","v":180.54171428571431}]
[null,null,"Ja","SEE901786750397","befristete Strommarktrückkehr","RWE Power AG","Niederaußem E",50129,"Bergheim","Werkstr. ","Nordrhein-Westfalen","1970-04-12","Braunkohle","Rohbraunkohlen","Braunkohle","Ja","Kondensationsmaschine mit Entnahme","Braunkohle","Braunkohle",0.32800000000000001,"OPSD (2020)",324,295,{"$f":"(1-VLOOKUP(S46,Start!$H$33:$I$40,2,FALSE)/100)*W46","v":256.64999999999998},{"$f":"VLOOKUP(R46,Start!$C$9:$D$15,2,FALSE)+VLOOKUP(R46,Start!$C$23:$D$29,2,FALSE)","v":3.1},{"$f":"(Y46/T46)+Start!$D$19*(VLOOKUP(R46,Start!$M$33:$N$39,2,FALSE)/T46)+VLOOKUP(S46,Start!$C$33:$D$40,2,FALSE)","v":115.35365853658536}]
[null,null,"Ja","SEE901789931854","In Betrieb","SWM Services GmbH","SWM HKW Sued GuD1 GT2",81371,"München","Schäftlarnstraße 15","Bayern","1980-10-01","Erdgas","Erdgas, Erdölgas","Erdgas","Ja","Gasturbinen mit Abhitzekessel","Erdgas","GuD",0.45,"OPSD (2020)",98.9,97.9,{"$f":"(1-VLOOKUP(S47,Start!$H$33:$I$40,2,FALSE)/100)*W47","v":85.173000000000002},{"$f":"VLOOKUP(R47,Start!$C$9:$D$15,2,FALSE)+VLOOKUP(R47,Start!$C$23:$D$29,2,FALSE)","v":45.66},{"$f":"(Y47/T47)+Start!$D$19*(VLOOKUP(R47,Start!$M$33:$N$39,2,FALSE)/T47)+VLOOKUP(S47,Start!$C$33:$D$40,2,FALSE)","v":140.75466666666665}]
[null,null,"Ja","SEE901884895389","In Betrieb","Universitätsklinkum Freiburg Standort Bad Krozingen","Dampfturbine 1",79106,"Freiburg","Hartmannstraße 1","Baden-Württemberg","2012-12-01","Erdgas","Erdgas, Erdölgas","Erdgas","Ja","Gegendruckmaschine mit Entnahme","Erdgas","GuD",0.3861,"OPSD (2020)",12.988,12.8,{"$f":"(1-VLOOKUP(S48,Start!$H$33:$I$40,2,FALSE)/100)*W48","v":11.136000000000001},{"$f":"VLOOKUP(R48,Start!$C$9:$D$15,2,FALSE)+VLOOKUP(R48,Start!$C$23:$D$29,2,FALSE)","v":45.66},{"$f":"(Y48/T48)+Start!$D$19*(VLOOKUP(R48,Start!$M$33:$N$39,2,FALSE)/T48)+VLOOKUP(S48,Start!$C$33:$D$40,2,FALSE)","v":163.80147630147627}]
[null,null,"Ja","SEE901925227438","In Betrieb","Mohn Media Mohndruck GmbH","DT",33332,"Gütersloh","Carl-Bertelsmann-Straße 161","Nordrhein-Westfalen","1994-03-28","Wärme","","Erdgas","Ja","Gegendruckmaschine ohne Entnahme","Erdgas","GuD",0.37840000000000001,"OPSD (2020)",6.46,6.3579999999999997,{"$f":"(1-VLOOKUP(S49,Start!$H$33:$I$40,2,FALSE)/100)*W49","v":5.53146},{"$f":"VLOOKUP(R49,Start!$C$9:$D$15,2,FALSE)+VLOOKUP(R49,Start!$C$23:$D$29,2,FALSE)","v":45.66},{"$f":"(Y49/T49)+Start!$D$19*(VLOOKUP(R49,Start!$M$33:$N$39,2,FALSE)/T49)+VLOOKUP(S49,Start!$C$33:$D$40,2,FALSE)","v":167.10412262156444}]
[null,null,"Ja","SEE901935169124","In Betrieb","Salzgitter Flachstahl GmbH","SSD2",38239,"Salzgitter","Eisenhüttenstraße 99","Niedersachsen","2013-11-12","Mineralölprodukte","Heizöl, leicht","Mineralölprodukte","Nein","Verbrennungsmotor","Öl","Öl",0.4,"eigene Annahme",2.48,2.4780000000000002,{"$f":"(1-VLOOKUP(S50,Start!$H$33:$I$40,2,FALSE)/100)*W50","v":2.1063000000000001},{"$f":"VLOOKUP(R50,Start!$C$9:$D$15,2,FALSE)+VLOOKUP(R50,Start!$C$23:$D$29,2,FALSE)","v":87.17},{"$f":"(Y50/T50)+Start!$D$19*(VLOOKUP(R50,Start!$M$33:$N$39,2,FALSE)/T50)+VLOOKUP(S50,Start!$C$33:$D$40,2,FALSE)","v":278.14499999999998}]
[null,null,"Ja","SEE902096864651","In Betrieb","Mineraloelraffinerie Oberrhein","Maschine 1",76187,"Karlsruhe","Nördliche Raffineriestraße 1","Baden-Württemberg","1995-06-17","Mineralölprodukte","Raffineriegas","Mineralölprodukte","Ja","Kondensationsmaschine mit Entnahme","Öl","Öl",0.3795,"OPSD (2020)",12.5,11.3,{"$f":"(1-VLOOKUP(S51,Start!$H$33:$I$40,2,FALSE)/100)*W51","v":9.6050000000000004},{"$f":"VLOOKUP(R51,Start!$C$9:$D$15,2,FALSE)+VLOOKUP(R51,Start!$C$23:$D$29,2,FALSE)","v":87.17},{"$f":"(Y51/T51)+Start!$D$19*(VLOOKUP(R51,Start!$M$33:$N$39,2,FALSE)/T51)+VLOOKUP(S51,Start!$C$33:$D$40,2,FALSE)","v":293.1159420289855}]
[null,null,"Ja","SEE902114639810","In Betrieb","envia THERM GmbH","Bitterfeld BHKW",6749,"Bitterfeld-Wolfen","Parsevalstraße 3 B","Sachsen-Anhalt","2016-04-11","Erdgas","Erdgas, Erdölgas","Erdgas","Ja","Verbrennungsmotor","Erdgas","GuD",0.4,"eigene Annahme",2.4780000000000002,2,{"$f":"(1-VLOOKUP(S52,Start!$H$33:$I$40,2,FALSE)/100)*W52","v":1.74},{"$f":"VLOOKUP(R52,Start!$C$9:$D$15,2,FALSE)+VLOOKUP(R52,Start!$C$23:$D$29,2,FALSE)","v":45.66},{"$f":"(Y52/T52)+Start!$D$19*(VLOOKUP(R52,Start!$M$33:$N$39,2,FALSE)/T52)+VLOOKUP(S52,Start!$C$33:$D$40,2,FALSE)","v":158.16149999999999}]
[null,null,"Ja","SEE902267138956","In Betrieb","Uniper Kraftwerke GmbH","Kirchmöser GT 2",14774,"Brandenburg","Bahntechnikerring 17","Brandenburg","1994-01-01","Erdgas","Erdgas, Erdölgas","Erdgas","Nein","Gasturbinen mit nachgeschalteter Dampfturbine","Erdgas","GuD",0.51300000000000001,"OPSD (2020)",63,60,{"$f":"(1-VLOOKUP(S53,Start!$H$33:$I$40,2,FALSE)/100)*W53","v":52.2},{"$f":"VLOOKUP(R53,Start!$C$9:$D$15,2,FALSE)+VLOOKUP(R53,Start!$C$23:$D$29,2,FALSE)","v":45.66},{"$f":"(Y53/T53)+Start!$D$19*(VLOOKUP(R53,Start!$M$33:$N$39,2,FALSE)/T53)+VLOOKUP(S53,Start!$C$33:$D$40,2,FALSE)","v":123.65321637426899}]
[null,null,"Ja","SEE902329484380","In Betrieb","Südzucker AG","Dampfturbine I Südzucker Wabern",34590,"Wabern","Homberger Straße 1","Hessen","1976-10-08","Wärme","Dampf (zum Beispiel Prozesswärme)","Wärme","Ja","Gegendruckmaschine ohne Entnahme","Sonstige","Sonstige",0.35,"eigene Annahme",12.54,11.875399999999999,{"$f":"(1-VLOOKUP(S54,Start!$H$33:$I$40,2,FALSE)/100)*W54","v":10.09409},{"$f":"VLOOKUP(R54,Start!$C$9:$D$15,2,FALSE)+VLOOKUP(R54,Start!$C$23:$D$29,2,FALSE)","v":86.87},{"$f":"(Y54/T54)+Start!$D$19*(VLOOKUP(R54,Start!$M$33:$N$39,2,FALSE)/T54)+VLOOKUP(S54,Start!$C$33:$D$40,2,FALSE)","v":300.92685714285716}]
[null,null,"Ja","SEE902418917676","In Betrieb","Henkel AG & Co. KGaA","Z39NEA",40589,"Düsseldorf","Henkelstraße 67","Nordrhein-Westfalen","2004-01-01","Mineralölprodukte","Heizöl, leicht","Mineralölprodukte","Nein","Verbrennungsmotor","Öl","Öl",0.442,"Annahme basierend auf DIW (2014)",1.4,1.4,{"$f":"(1-VLOOKUP(S55,Start!$H$33:$I$40,2,FALSE)/100)*W55","v":1.19},{"$f":"VLOOKUP(R55,Start!$C$9:$D$15,2,FALSE)+VLOOKUP(R55,Start!$C$23:$D$29,2,FALSE)","v":87.17},{"$f":"(Y55/T55)+Start!$D$19*(VLOOKUP(R55,Start!$M$33:$N$39,2,FALSE)/T55)+VLOOKUP(S55,Start!$C$33:$D$40,2,FALSE)","v":251.80995475113122}]
[null,null,"Ja","SEE902686859227","In Betrieb","Nordzucker AG Werk Uelzen","Generator 2",29525,"Uelzen","An der Zuckerfabrik 1","Niedersachsen","1965-09-01","Steinkohle","Steinkohlen","Steinkohle","Ja","Gegendruckmaschine mit Entnahme","Steinkohle","Steinkohle",0.33750000000000002,"OPSD (2020)",17.100000000000001,14.9,{"$f":"(1-VLOOKUP(S56,Start!$H$33:$I$40,2,FALSE)/100)*W56","v":11.920000000000002},{"$f":"VLOOKUP(R56,Start!$C$9:$D$15,2,FALSE)+VLOOKUP(R56,Start!$C$23:$D$29,2,FALSE)","v":17.84},{"$f":"(Y56/T56)+Start!$D$19*(VLOOKUP(R56,Start!$M$33:$N$39,2,FALSE)/T56)+VLOOKUP(S56,Start!$C$33:$D$40,2,FALSE)","v":138.63392592592592}]
[null,null,"Ja","SEE902725989434","In Betrieb","BMW AG","Regensburg KWK 4",93055,"Regensburg","Herbert-Quandt-Allee 1","Bayern","2012-10-29","Erdgas","Erdgas, Erdölgas","Erdgas","Ja","Verbrennungsmotor","Erdgas","GuD",0.3982,"OPSD (2020)",2.6779999999999999,2.6240000000000001,{"$f":"(1-VLOOKUP(S57,Start!$H$33:$I$40,2,FALSE)/100)*W57","v":2.28288},{"$f":"VLOOKUP(R57,Start!$C$9:$D$15,2,FALSE)+VLOOKUP(R57,Start!$C$23:$D$29,2,FALSE)","v":45.66},{"$f":"(Y57/T57)+Start!$D$19*(VLOOKUP(R57,Start!$M$33:$N$39,2,FALSE)/T57)+VLOOKUP(S57,Start!$C$33:$D$40,2,FALSE)","v":158.86966348568558}]
[null,null,"Ja","SEE902796244388","In Betrieb","Sappi Alfeld","Turbine 4",31061,"Alfeld","Mühlenmasch 1","Niedersachsen","1970-09-21","Erdgas","Erdgas, Erdölgas","Erdgas","Ja","Gegendruckmaschine mit Entnahme","Erdgas","GuD",0.32669999999999999,"OPSD (2020)",14,11,{"$f":"(1-VLOOKUP(S58,Start!$H$33:$I$40,2,FALSE)/100)*W58","v":9.57},{"$f":"VLOOKUP(R58,Start!$C$9:$D$15,2,FALSE)+VLOOKUP(R58,Start!$C$23:$D$29,2,FALSE)","v":45.66},{"$f":"(Y58/T58)+Start!$D$19*(VLOOKUP(R58,Start!$M$33:$N$39,2,FALSE)/T58)+VLOOKUP(S58,Start!$C$33:$D$40,2,FALSE)","v":193.31083562901745}]
[null,null,"Ja","SEE902845037787","In Betrieb","BMW AG","Werk 1.1 KWK 3",80809,"München","Lerchenauer Straße 76","Bayern","2019-02-20","Erdgas","Erdgas, Erdölgas","Erdgas","Ja","Verbrennungsmotor","Erdgas","GuD",0.40589999999999998,"OPSD (2020)",4.5,4.5,{"$f":"(1-VLOOKUP(S59,Start!$H$33:$I$40,2,FALSE)/100)*W59","v":3.915},{"$f":"VLOOKUP(R59,Start!$C$9:$D$15,2,FALSE)+VLOOKUP(R59,Start!$C$23:$D$29,2,FALSE)","v":45.66},{"$f":"(Y59/T59)+Start!$D$19*(VLOOKUP(R59,Start!$M$33:$N$39,2,FALSE)/T59)+VLOOKUP(S59,Start!$C$33:$D$40,2,FALSE)","v":155.88433111603842}]
[null,null,"Ja","SEE903050601572","In Betrieb","Wacker Chemie AG","Turbine/Generator 9",84489,"Burghausen","Johannes-Hess-Straße 24","Bayern","1987-01-01","Erdgas","Erdgas, Erdölgas","Erdgas","Ja","Gegendruckmaschine mit Entnahme","Erdgas","GuD",0.3619,"OPSD (2020)",13.6,13.5,{"$f":"(1-VLOOKUP(S60,Start!$H$33:$I$40,2,FALSE)/100)*W60","v":11.744999999999999},{"$f":"VLOOKUP(R60,Start!$C$9:$D$15,2,FALSE)+VLOOKUP(R60,Start!$C$23:$D$29,2,FALSE)","v":45.66},{"$f":"(Y60/T60)+Start!$D$19*(VLOOKUP(R60,Start!$M$33:$N$39,2,FALSE)/T60)+VLOOKUP(S60,Start!$C$33:$D$40,2,FALSE)","v":174.65446255871785}]
[null,null,"Ja","SEE903153060207","In Betrieb","Cerdia Produktions GmbH","Dampfturbine9",79108,"Freiburg","Engesserstraße 8","Baden-Württemberg","2020-04-18","Erdgas","Erdgas, Erdölgas","Erdgas","Ja","Gegendruckmaschine mit Entnahme","Erdgas","GuD",0.53100000000000003,"OPSD (2020)",19.016999999999999,18.338999999999999,{"$f":"(1-VLOOKUP(S61,Start!$H$33:$I$40,2,FALSE)/100)*W61","v":15.954929999999999},{"$f":"VLOOKUP(R61,Start!$C$9:$D$15,2,FALSE)+VLOOKUP(R61,Start!$C$23:$D$29,2,FALSE)","v":45.66},{"$f":"(Y61/T61)+Start!$D$19*(VLOOKUP(R61,Start!$M$33:$N$39,2,FALSE)/T61)+VLOOKUP(S61,Start!$C$33:$D$40,2,FALSE)","v":119.51242937853107}]
[null,null,"Ja","SEE903406002589","In Betrieb","GLOBALFOUNDRIES Dresden Module Two LLC & Co. KG","Gasmotoren-Blockheizkraftwerk I (Generator 5)",1468,"Moritzburg","Ringstraße 3","Sachsen","1998-09-01","Erdgas","Erdgas, Erdölgas","Erdgas","Ja","Verbrennungsmotor","Erdgas","GuD",0.38279999999999997,"OPSD (2020)",3.8839999999999999,3.879,{"$f":"(1-VLOOKUP(S62,Start!$H$33:$I$40,2,FALSE)/100)*W62","v":3.37473},{"$f":"VLOOKUP(R62,Start!$C$9:$D$15,2,FALSE)+VLOOKUP(R62,Start!$C$23:$D$29,2,FALSE)","v":45.66},{"$f":"(Y62/T62)+Start!$D$19*(VLOOKUP(R62,Start!$M$33:$N$39,2,FALSE)/T62)+VLOOKUP(S62,Start!$C$33:$D$40,2,FALSE)","v":165.20062695924764}]
[null,null,"Ja","SEE903508467828","In Betrieb","FairEnergie GmbH","BHKW Hauffstraße",72762,"Reutlingen","Hauffstraße 89","Baden-Württemberg","2011-02-21","Erdgas","Erdgas, Erdölgas","Erdgas","Ja","Verbrennungsmotor","Erdgas","GuD",0.45739999999999997,"OPSD (2020)",2.016,1.968,{"$f":"(1-VLOOKUP(S63,Start!$H$33:$I$40,2,FALSE)/100)*W63","v":1.7121599999999999},{"$f":"VLOOKUP(R63,Start!$C$9:$D$15,2,FALSE)+VLOOKUP(R63,Start!$C$23:$D$29,2,FALSE)","v":45.66},{"$f":"(Y63/T63)+Start!$D$19*(VLOOKUP(R63,Start!$M$33:$N$39,2,FALSE)/T63)+VLOOKUP(S63,Start!$C$33:$D$40,2,FALSE)","v":138.50174901617839}]
[null,null,"Ja","SEE903604447151","In Betrieb","SWP Stadtwerke Pforzheim","E-BHKW",75175,"Pforzheim","Hohwiesenweg 15","Baden-Württemberg","2017-06-23","Erdgas","Erdgas, Erdölgas","Erdgas","Ja","Verbrennungsmotor","Erdgas","GuD",0.63,"Annahme basierend auf DIW (2014)",1.9990000000000001,1.899,{"$f":"(1-VLOOKUP(S64,Start!$H$33:$I$40,2,FALSE)/100)*W64","v":1.6521300000000001},{"$f":"VLOOKUP(R64,Start!$C$9:$D$15,2,FALSE)+VLOOKUP(R64,Start!$C$23:$D$29,2,FALSE)","v":45.66},{"$f":"(Y64/T64)+Start!$D$19*(VLOOKUP(R64,Start!$M$33:$N$39,2,FALSE)/T64)+VLOOKUP(S64,Start!$C$33:$D$40,2,FALSE)","v":100.96761904761904}]
[null,null,"Ja","SEE903702464654","In Betrieb","Papier- u. Kartonfabrik Varel GmbH & Co. KG","PKV Dampfsammelschienen-KWK-Anlage Generator / Turbine GT 5",26316,"Varel","Dangaster Straße 38","Niedersachsen","1989-01-01","Erdgas","Erdgas, Erdölgas","Erdgas","Ja","Gasturbinen mit nachgeschalteter Dampfturbine","Erdgas","GuD",0.37290000000000001,"OPSD (2020)",5.4,5.2380000000000004,{"$f":"(1-VLOOKUP(S65,Start!$H$33:$I$40,2,FALSE)/100)*W65","v":4.5570600000000008},{"$f":"VLOOKUP(R65,Start!$C$9:$D$15,2,FALSE)+VLOOKUP(R65,Start!$C$23:$D$29,2,FALSE)","v":45.66},{"$f":"(Y65/T65)+Start!$D$19*(VLOOKUP(R65,Start!$M$33:$N$39,2,FALSE)/T65)+VLOOKUP(S65,Start!$C$33:$D$40,2,FALSE)","v":169.54666130329846}]
[null,null,"Ja","SEE903779951637","In Betrieb","eins energie in sachsen GmbH & Co. KG","Motor-Heizkraftwerk Chemnitz-Süd, Motor 5",9125,"Chemnitz","Südstraße 1","Sachsen","2022-12-21","Erdgas","Erdgas, Erdölgas","Erdgas","Ja","Verbrennungsmotor","Erdgas","GuD",0.63,"Annahme basierend auf DIW (2014)",12.9,12.731399999999999,{"$f":"(1-VLOOKUP(S66,Start!$H$33:$I$40,2,FALSE)/100)*W66","v":11.076317999999999},{"$f":"VLOOKUP(R66,Start!$C$9:$D$15,2,FALSE)+VLOOKUP(R66,Start!$C$23:$D$29,2,FALSE)","v":45.66},{"$f":"(Y66/T66)+Start!$D$19*(VLOOKUP(R66,Start!$M$33:$N$39,2,FALSE)/T66)+VLOOKUP(S66,Start!$C$33:$D$40,2,FALSE)","v":100.96761904761904}]
[null,null,"Ja","SEE903983424590","In Betrieb","Statkraft Markets GmbH","Kraftwerk Knapsack II",50354,"Hürth","Industriestraße 300","Nordrhein-Westfalen","2013-06-01","Erdgas","Erdgas, Erdölgas","Erdgas","Nein","Gasturbinen mit Abhitzekessel","Erdgas","GuD",0.59199999999999997,"OPSD (2020)",450,430,{"$f":"(1-VLOOKUP(S67,Start!$H$33:$I$40,2,FALSE)/100)*W67","v":374.1},{"$f":"VLOOKUP(R67,Start!$C$9:$D$15,2,FALSE)+VLOOKUP(R67,Start!$C$23:$D$29,2,FALSE)","v":45.66},{"$f":"(Y67/T67)+Start!$D$19*(VLOOKUP(R67,Start!$M$33:$N$39,2,FALSE)/T67)+VLOOKUP(S67,Start!$C$33:$D$40,2,FALSE)","v":107.35236486486485}]
[null,null,"Ja","SEE904017020009","In Betrieb","ROGESA Roheisengesellschaft Saar mbH","ET HO5",66763,"Dillingen","Werkstraße 1","Saarland","1984-01-01","Druck aus Gasleitungen","","Sonstige Energieträger (nicht erneuerbar)","Nein","Sonstige","Sonstige","Sonstige",0.35,"eigene Annahme",9.52,9.52,{"$f":"(1-VLOOKUP(S68,Start!$H$33:$I$40,2,FALSE)/100)*W68","v":8.0919999999999987},{"$f":"VLOOKUP(R68,Start!$C$9:$D$15,2,FALSE)+VLOOKUP(R68,Start!$C$23:$D$29,2,FALSE)","v":86.87},{"$f":"(Y68/T68)+Start!$D$19*(VLOOKUP(R68,Start!$M$33:$N$39,2,FALSE)/T68)+VLOOKUP(S68,Start!$C$33:$D$40,2,FALSE)","v":300.92685714285716}]
[null,null,"Ja","SEE904076796426","In Betrieb","Stadtwerke Kiel AG","Küstenkraftwerk K.I.E.L Motor 4",24149,"Kiel","Hasselfelde 30","Schleswig-Holstein","2018-11-23","Erdgas","Erdgas, Erdölgas","Erdgas","Ja","Verbrennungsmotor","Erdgas","GuD",0.40589999999999998,"OPSD (2020)",9.5709999999999997,9.4559999999999995,{"$f":"(1-VLOOKUP(S69,Start!$H$33:$I$40,2,FALSE)/100)*W69","v":8.2267200000000003},{"$f":"VLOOKUP(R69,Start!$C$9:$D$15,2,FALSE)+VLOOKUP(R69,Start!$C$23:$D$29,2,FALSE)","v":45.66},{"$f":"(Y69/T69)+Start!$D$19*(VLOOKUP(R69,Start!$M$33:$N$39,2,FALSE)/T69)+VLOOKUP(S69,Start!$C$33:$D$40,2,FALSE)","v":155.88433111603842}]
[null,null,"Ja","SEE904161631090","In Betrieb","EnBW Energie Baden-Württemberg AG","Heizkraftwerk Altbach/Deizisau GT C",73776,"Altbach","Industriestraße 11","Baden-Württemberg","1975-09-01","Erdgas","Erdgas, Erdölgas","Erdgas","Nein","Gasturbinen ohne Abhitzekessel","Erdgas","Gasturbine",0.315,"OPSD (2020)",87,81,{"$f":"(1-VLOOKUP(S70,Start!$H$33:$I$40,2,FALSE)/100)*W70","v":70.47},{"$f":"VLOOKUP(R70,Start!$C$9:$D$15,2,FALSE)+VLOOKUP(R70,Start!$C$23:$D$29,2,FALSE)","v":45.66},{"$f":"(Y70/T70)+Start!$D$19*(VLOOKUP(R70,Start!$M$33:$N$39,2,FALSE)/T70)+VLOOKUP(S70,Start!$C$33:$D$40,2,FALSE)","v":199.93523809523808}]
[null,null,"Ja","SEE904165703137","In Betrieb","BASF Schwarzheide GmbH","GT1",1987,"Schwarzheide","Schipkauer Straße 1","Brandenburg","1994-11-28","Erdgas","Erdgas, Erdölgas","Erdgas","Ja","Gasturbinen mit nachgeschalteter Dampfturbine","Erdgas","GuD",0.51300000000000001,"OPSD (2020)",52,51.430999999999997,{"$f":"(1-VLOOKUP(S71,Start!$H$33:$I$40,2,FALSE)/100)*W71","v":44.744969999999995},{"$f":"VLOOKUP(R71,Start!$C$9:$D$15,2,FALSE)+VLOOKUP(R71,Start!$C$23:$D$29,2,FALSE)","v":45.66},{"$f":"(Y71/T71)+Start!$D$19*(VLOOKUP(R71,Start!$M$33:$N$39,2,FALSE)/T71)+VLOOKUP(S71,Start!$C$33:$D$40,2,FALSE)","v":123.65321637426899}]
[null,null,"Ja","SEE904194792843","befristete Strommarktrückkehr","Kraftwerk Mehrum GmbH","KWM Block 3",31249,"Hohenhameln","Triftstraße 25","Niedersachsen","1979-08-24","Steinkohle","Steinkohlen","Steinkohle","Nein","Sonstige","Steinkohle","Steinkohle",0.4325,"OPSD (2020)",750,690,{"$f":"(1-VLOOKUP(S72,Start!$H$33:$I$40,2,FALSE)/100)*W72","v":552},{"$f":"VLOOKUP(R72,Start!$C$9:$D$15,2,FALSE)+VLOOKUP(R72,Start!$C$23:$D$29,2,FALSE)","v":17.84},{"$f":"(Y72/T72)+Start!$D$19*(VLOOKUP(R72,Start!$M$33:$N$39,2,FALSE)/T72)+VLOOKUP(S72,Start!$C$33:$D$40,2,FALSE)","v":108.46809248554914}]
[null,null,"Ja","SEE904364883227","In Betrieb","Röhm GmbH","KonTu",67547,"Worms","Im Pfaffenwinkel 6","Rheinland-Pfalz","2012-03-12","Erdgas","Erdgas, Erdölgas","Erdgas","Nein","Kondensationsmaschine ohne Entnahme","Erdgas","GuD",0.33,"eigene Annahme",7.1,6.9,{"$f":"(1-VLOOKUP(S73,Start!$H$33:$I$40,2,FALSE)/100)*W73","v":6.0030000000000001},{"$f":"VLOOKUP(R73,Start!$C$9:$D$15,2,FALSE)+VLOOKUP(R73,Start!$C$23:$D$29,2,FALSE)","v":45.66},{"$f":"(Y73/T73)+Start!$D$19*(VLOOKUP(R73,Start!$M$33:$N$39,2,FALSE)/T73)+VLOOKUP(S73,Start!$C$33:$D$40,2,FALSE)","v":191.39272727272726}]
[null,null,"Ja","SEE904455926604","In Betrieb","Maxauer Papierfarbik GmbH","Turbine 4",76187,"Karlsruhe","Mitscherlichstraße ","Baden-Württemberg","2010-10-27","Wärme","Dampf (zum Beispiel Prozesswärme)","Wärme","Ja","Gegendruckmaschine mit Entnahme","Sonstige","Sonstige",0.38,"OPSD (2020)",42.5,40,{"$f":"(1-VLOOKUP(S74,Start!$H$33:$I$40,2,FALSE)/100)*W74","v":34},{"$f":"VLOOKUP(R74,Start!$C$9:$D$15,2,FALSE)+VLOOKUP(R74,Start!$C$23:$D$29,2,FALSE)","v":86.87},{"$f":"(Y74/T74)+Start!$D$19*(VLOOKUP(R74,Start!$M$33:$N$39,2,FALSE)/T74)+VLOOKUP(S74,Start!$C$33:$D$40,2,FALSE)","v":277.24842105263156}]
[null,null,"Ja","SEE904604163027","In Betrieb","RWE Generation SE","Karnap B",45329,"Essen","Arenbergstr. 45","Nordrhein-Westfalen","1987-02-14","nicht biogener Abfall","Abfall (Hausmüll, Siedl.abf.)","Abfall","Nein","Kondensationsmaschine mit Entnahme","Abfall","Abfall",0.33,"OPSD (2020)",48,38,{"$f":"(1-VLOOKUP(S75,Start!$H$33:$I$40,2,FALSE)/100)*W75","v":32.299999999999997},{"$f":"VLOOKUP(R75,Start!$C$9:$D$15,2,FALSE)+VLOOKUP(R75,Start!$C$23:$D$29,2,FALSE)","v":0},{"$f":"(Y75/T75)+Start!$D$19*(VLOOKUP(R75,Start!$M$33:$N$39,2,FALSE)/T75)+VLOOKUP(S75,Start!$C$33:$D$40,2,FALSE)","v":1}]
[null,null,"Ja","SEE904662075126","In Betrieb","Sachsenmilch Leppersdorf GmbH","7712MKA10-GT2",1454,"Wachau","An den Breiten ","Sachsen","2014-05-14","Erdgas","Erdgas, Erdölgas","Erdgas","Ja","Gasturbinen mit Abhitzekessel","Erdgas","GuD",0.58499999999999996,"Annahme basierend auf DIW (2014)",15.45,14.885,{"$f":"(1-VLOOKUP(S76,Start!$H$33:$I$40,2,FALSE)/100)*W76","v":12.949949999999999},{"$f":"VLOOKUP(R76,Start!$C$9:$D$15,2,FALSE)+VLOOKUP(R76,Start!$C$23:$D$29,2,FALSE)","v":45.66},{"$f":"(Y76/T76)+Start!$D$19*(VLOOKUP(R76,Start!$M$33:$N$39,2,FALSE)/T76)+VLOOKUP(S76,Start!$C$33:$D$40,2,FALSE)","v":108.61897435897436}]
[null,null,"Ja","SEE904748267797","In Betrieb","ENGIE Deutschland GmbH","70001314.01",7549,"Gera","Vogtlandstraße 11","Thüringen","2018-11-20","Erdgas","Erdgas, Erdölgas","Erdgas","Ja","Verbrennungsmotor","Erdgas","GuD",0.40479999999999999,"OPSD (2020)",4.4039999999999999,4.3869999999999996,{"$f":"(1-VLOOKUP(S77,Start!$H$33:$I$40,2,FALSE)/100)*W77","v":3.8166899999999995},{"$f":"VLOOKUP(R77,Start!$C$9:$D$15,2,FALSE)+VLOOKUP(R77,Start!$C$23:$D$29,2,FALSE)","v":45.66},{"$f":"(Y77/T77)+Start!$D$19*(VLOOKUP(R77,Start!$M$33:$N$39,2,FALSE)/T77)+VLOOKUP(S77,Start!$C$33:$D$40,2,FALSE)","v":156.30385375494069}]
[null,null,"Ja","SEE904819420762","In Betrieb","Vattenfall Wärme Berlin AG","HKW Mitte Gasturbine 1",10179,"Berlin","Köpenicker Straße 60","Berlin","1997-09-08","Erdgas","Erdgas, Erdölgas","Erdgas","Ja","Gasturbinen mit Abhitzekessel","Erdgas","GuD",0.49,"OPSD (2020)",172,164,{"$f":"(1-VLOOKUP(S78,Start!$H$33:$I$40,2,FALSE)/100)*W78","v":142.68},{"$f":"VLOOKUP(R78,Start!$C$9:$D$15,2,FALSE)+VLOOKUP(R78,Start!$C$23:$D$29,2,FALSE)","v":45.66},{"$f":"(Y78/T78)+Start!$D$19*(VLOOKUP(R78,Start!$M$33:$N$39,2,FALSE)/T78)+VLOOKUP(S78,Start!$C$33:$D$40,2,FALSE)","v":129.3869387755102}]
[null,null,"Ja","SEE904887370686","In Betrieb","InfraLeuna GmbH","DT1",6237,"Leuna"," ","Sachsen-Anhalt","1994-07-01","Wärme","Dampf (zum Beispiel Prozesswärme)","Sonstige Energieträger (nicht erneuerbar)","Ja","Gegendruckmaschine mit Entnahme","Sonstige","Sonstige",0.374,"Annahme basierend auf DIW (2014)",9.1,8.6999999999999993,{"$f":"(1-VLOOKUP(S79,Start!$H$33:$I$40,2,FALSE)/100)*W79","v":7.3949999999999996},{"$f":"VLOOKUP(R79,Start!$C$9:$D$15,2,FALSE)+VLOOKUP(R79,Start!$C$23:$D$29,2,FALSE)","v":86.87},{"$f":"(Y79/T79)+Start!$D$19*(VLOOKUP(R79,Start!$M$33:$N$39,2,FALSE)/T79)+VLOOKUP(S79,Start!$C$33:$D$40,2,FALSE)","v":281.68021390374332}]
[null,null,"Ja","SEE904968236689","befristete Strommarktrückkehr","Onyx Kraftwerk Farge GmbH & Co. KGaA","Kraftwerk Farge",28777,"Bremen","Wilhelmshavener Straße 6","Bremen","1969-01-01","Steinkohle","Steinkohlen","Steinkohle","Nein","Kondensationsmaschine ohne Entnahme","Steinkohle","Steinkohle",0.4425,"OPSD (2020)",380,350,{"$f":"(1-VLOOKUP(S80,Start!$H$33:$I$40,2,FALSE)/100)*W80","v":280},{"$f":"VLOOKUP(R80,Start!$C$9:$D$15,2,FALSE)+VLOOKUP(R80,Start!$C$23:$D$29,2,FALSE)","v":17.84},{"$f":"(Y80/T80)+Start!$D$19*(VLOOKUP(R80,Start!$M$33:$N$39,2,FALSE)/T80)+VLOOKUP(S80,Start!$C$33:$D$40,2,FALSE)","v":106.04621468926554}]
[null,null,"Ja","SEE904983741502","In Betrieb","MVV Umwelt Asset GmbH","MHKW Mannheim Generator T60",68169,"Mannheim","Otto-Hahn-Straße 1","Baden-Württemberg","2010-01-07","nicht biogener Abfall","Abfall (Hausmüll, Siedl.abf.)","Abfall","Ja","Kondensationsmaschine mit Entnahme","Abfall","Abfall",0.33,"OPSD (2020)",27.6,25.6,{"$f":"(1-VLOOKUP(S81,Start!$H$33:$I$40,2,FALSE)/100)*W81","v":21.76},{"$f":"VLOOKUP(R81,Start!$C$9:$D$15,2,FALSE)+VLOOKUP(R81,Start!$C$23:$D$29,2,FALSE)","v":0},{"$f":"(Y81/T81)+Start!$D$19*(VLOOKUP(R81,Start!$M$33:$N$39,2,FALSE)/T81)+VLOOKUP(S81,Start!$C$33:$D$40,2,FALSE)","v":1}]
[null,null,"Ja","SEE905023260298","In Betrieb","Stadtwerke Rosenheim GmbH & Co. KG","GM7",83026,"Rosenheim","Oberaustraße 12","Bayern","2022-04-04","Erdgas","Erdgas, Erdölgas","Erdgas","Ja","Verbrennungsmotor","Erdgas","GuD",0.63,"Annahme basierend auf DIW (2014)",4.5019999999999998,4.4569999999999999,{"$f":"(1-VLOOKUP(S82,Start!$H$33:$I$40,2,FALSE)/100)*W82","v":3.8775899999999996},{"$f":"VLOOKUP(R82,Start!$C$9:$D$15,2,FALSE)+VLOOKUP(R82,Start!$C$23:$D$29,2,FALSE)","v":45.66},{"$f":"(Y82/T82)+Start!$D$19*(VLOOKUP(R82,Start!$M$33:$N$39,2,FALSE)/T82)+VLOOKUP(S82,Start!$C$33:$D$40,2,FALSE)","v":100.96761904761904}]
[null,null,"Ja","SEE905035807238","In Betrieb","Uniper Kraftwerke GmbH","Kirchmöser GT 1",14774,"Brandenburg","Bahntechnikerring 17","Brandenburg","1994-01-01","Erdgas","Erdgas, Erdölgas","Erdgas","Nein","Gasturbinen mit nachgeschalteter Dampfturbine","Erdgas","GuD",0.51300000000000001,"OPSD (2020)",63,60,{"$f":"(1-VLOOKUP(S83,Start!$H$33:$I$40,2,FALSE)/100)*W83","v":52.2},{"$f":"VLOOKUP(R83,Start!$C$9:$D$15,2,FALSE)+VLOOKUP(R83,Start!$C$23:$D$29,2,FALSE)","v":45.66},{"$f":"(Y83/T83)+Start!$D$19*(VLOOKUP(R83,Start!$M$33:$N$39,2,FALSE)/T83)+VLOOKUP(S83,Start!$C$33:$D$40,2,FALSE)","v":123.65321637426899}]
[null,null,"Ja","SEE905054165586","In Betrieb","GLOBALFOUNDRIES Dresden Module One LLC & Co. KG","Gasmotoren-Blockheizkraftwerk II (Generator 7)",1468,"Moritzburg","Ringstraße 3","Sachsen","2004-11-10","Erdgas","Erdgas, Erdölgas","Erdgas","Ja","Verbrennungsmotor","Erdgas","GuD",0.54,"Annahme basierend auf DIW (2014)",3.8319999999999999,3.7719999999999998,{"$f":"(1-VLOOKUP(S84,Start!$H$33:$I$40,2,FALSE)/100)*W84","v":3.2816399999999999},{"$f":"VLOOKUP(R84,Start!$C$9:$D$15,2,FALSE)+VLOOKUP(R84,Start!$C$23:$D$29,2,FALSE)","v":45.66},{"$f":"(Y84/T84)+Start!$D$19*(VLOOKUP(R84,Start!$M$33:$N$39,2,FALSE)/T84)+VLOOKUP(S84,Start!$C$33:$D$40,2,FALSE)","v":117.54555555555554}]
[null,null,"Ja","SEE905192478234","In Betrieb","Knapsack Power GmbH & Co. KG","Knapsack I - Gasturbine GT12",50354,"Hürth","Industriestraße 300","Nordrhein-Westfalen","2007-10-17","Erdgas","Erdgas, Erdölgas","Erdgas","Nein","Gasturbinen mit nachgeschalteter Dampfturbine","Erdgas","GuD",0.57150000000000001,"OPSD (2020)",308,308,{"$f":"(1-VLOOKUP(S85,Start!$H$33:$I$40,2,FALSE)/100)*W85","v":267.95999999999998},{"$f":"VLOOKUP(R85,Start!$C$9:$D$15,2,FALSE)+VLOOKUP(R85,Start!$C$23:$D$29,2,FALSE)","v":45.66},{"$f":"(Y85/T85)+Start!$D$19*(VLOOKUP(R85,Start!$M$33:$N$39,2,FALSE)/T85)+VLOOKUP(S85,Start!$C$33:$D$40,2,FALSE)","v":111.14934383202099}]
[null,null,"Ja","SEE905229048430","In Betrieb","EGGER Holzwerkstoffe Brilon GmbH & Co. KG","GT8",59929,"Brilon","Im Kissen 19","Nordrhein-Westfalen","1998-06-01","Erdgas","Erdgas, Erdölgas","Erdgas","Ja","Gasturbinen mit Abhitzekessel","Erdgas","GuD",0.36959999999999998,"OPSD (2020)",5,5,{"$f":"(1-VLOOKUP(S86,Start!$H$33:$I$40,2,FALSE)/100)*W86","v":4.3499999999999996},{"$f":"VLOOKUP(R86,Start!$C$9:$D$15,2,FALSE)+VLOOKUP(R86,Start!$C$23:$D$29,2,FALSE)","v":45.66},{"$f":"(Y86/T86)+Start!$D$19*(VLOOKUP(R86,Start!$M$33:$N$39,2,FALSE)/T86)+VLOOKUP(S86,Start!$C$33:$D$40,2,FALSE)","v":171.0470779220779}]
[null,null,"Ja","SEE905257392765","In Betrieb","Cosun Beet Company GmbH & Co. KG","Kesselhaus",17389,"Anklam","Bluthsluster Straße 24","Mecklenburg-Vorpommern","1993-09-26","Erdgas","Erdgas, Erdölgas","Erdgas","Ja","Gegendruckmaschine mit Entnahme","Erdgas","GuD",0.37730000000000002,"OPSD (2020)",16,15,{"$f":"(1-VLOOKUP(S87,Start!$H$33:$I$40,2,FALSE)/100)*W87","v":13.05},{"$f":"VLOOKUP(R87,Start!$C$9:$D$15,2,FALSE)+VLOOKUP(R87,Start!$C$23:$D$29,2,FALSE)","v":45.66},{"$f":"(Y87/T87)+Start!$D$19*(VLOOKUP(R87,Start!$M$33:$N$39,2,FALSE)/T87)+VLOOKUP(S87,Start!$C$33:$D$40,2,FALSE)","v":167.58693347468855}]
[null,null,"Ja","SEE905270326723","In Betrieb","envia THERM GmbH","Großkayna GT3",6242,"Großkayna","Werkstraße 1","Sachsen-Anhalt","1994-01-17","Mineralölprodukte","Heizöl, leicht","Mineralölprodukte","Nein","Gasturbinen ohne Abhitzekessel","Öl","Öl",0.3644,"OPSD (2020)",45.625,45.625,{"$f":"(1-VLOOKUP(S88,Start!$H$33:$I$40,2,FALSE)/100)*W88","v":38.78125},{"$f":"VLOOKUP(R88,Start!$C$9:$D$15,2,FALSE)+VLOOKUP(R88,Start!$C$23:$D$29,2,FALSE)","v":87.17},{"$f":"(Y88/T88)+Start!$D$19*(VLOOKUP(R88,Start!$M$33:$N$39,2,FALSE)/T88)+VLOOKUP(S88,Start!$C$33:$D$40,2,FALSE)","v":305.22063666300767}]
[null,null,"Ja","SEE905366486355","In Betrieb","Infraserv GmbH & Co. Höchst KG","IPH Strom VT4",65929,"Frankfurt","Brüningstraße 50","Hessen","2021-09-15","Erdgas","Erdgas, Erdölgas","Erdgas","Ja","Gegendruckmaschine ohne Entnahme","Erdgas","GuD",0.63,"Annahme basierend auf DIW (2014)",27,26.8,{"$f":"(1-VLOOKUP(S89,Start!$H$33:$I$40,2,FALSE)/100)*W89","v":23.315999999999999},{"$f":"VLOOKUP(R89,Start!$C$9:$D$15,2,FALSE)+VLOOKUP(R89,Start!$C$23:$D$29,2,FALSE)","v":45.66},{"$f":"(Y89/T89)+Start!$D$19*(VLOOKUP(R89,Start!$M$33:$N$39,2,FALSE)/T89)+VLOOKUP(S89,Start!$C$33:$D$40,2,FALSE)","v":100.96761904761904}]
[null,null,"Ja","SEE905410926998","In Betrieb","Forschungszentrum Jülich GmbH","FZJ_WVVZ-03.19_BHKW-1",52428,"Jülich"," ","Nordrhein-Westfalen","2022-06-27","Erdgas","Erdgas, Erdölgas","Erdgas","Ja","Verbrennungsmotor","Erdgas","GuD",0.63,"Annahme basierend auf DIW (2014)",4.3,4.1710000000000003,{"$f":"(1-VLOOKUP(S90,Start!$H$33:$I$40,2,FALSE)/100)*W90","v":3.6287700000000003},{"$f":"VLOOKUP(R90,Start!$C$9:$D$15,2,FALSE)+VLOOKUP(R90,Start!$C$23:$D$29,2,FALSE)","v":45.66},{"$f":"(Y90/T90)+Start!$D$19*(VLOOKUP(R90,Start!$M$33:$N$39,2,FALSE)/T90)+VLOOKUP(S90,Start!$C$33:$D$40,2,FALSE)","v":100.96761904761904}]
[null,null,"Ja","SEE905714722562","In Betrieb","EnBW Energie Baden-Württemberg AG","Heizkraftwerk Stuttgart-Münster DT 15",70376,"Stuttgart","Voltastraße 45","Baden-Württemberg","1984-01-01","Steinkohle","Steinkohlen","Steinkohle","Ja","Gegendruckmaschine mit Entnahme","Steinkohle","Steinkohle",0.38500000000000001,"OPSD (2020)",47.2,45,{"$f":"(1-VLOOKUP(S91,Start!$H$33:$I$40,2,FALSE)/100)*W91","v":36},{"$f":"VLOOKUP(R91,Start!$C$9:$D$15,2,FALSE)+VLOOKUP(R91,Start!$C$23:$D$29,2,FALSE)","v":17.84},{"$f":"(Y91/T91)+Start!$D$19*(VLOOKUP(R91,Start!$M$33:$N$39,2,FALSE)/T91)+VLOOKUP(S91,Start!$C$33:$D$40,2,FALSE)","v":121.69012987012987}]
[null,null,"Ja","SEE905714982744","In Betrieb","GKS-Gemeinschaftskraftwerk Schweinfurt GmbH","VMA 2",97424,"Schweinfurt","Hafenstraße 30","Bayern","1997-07-23","Mineralölprodukte","Heizöl, leicht","Mineralölprodukte","Nein","Verbrennungsmotor","Öl","Öl",0.38,"eigene Annahme",4.2,4.0999999999999996,{"$f":"(1-VLOOKUP(S92,Start!$H$33:$I$40,2,FALSE)/100)*W92","v":3.4849999999999994},{"$f":"VLOOKUP(R92,Start!$C$9:$D$15,2,FALSE)+VLOOKUP(R92,Start!$C$23:$D$29,2,FALSE)","v":87.17},{"$f":"(Y92/T92)+Start!$D$19*(VLOOKUP(R92,Start!$M$33:$N$39,2,FALSE)/T92)+VLOOKUP(S92,Start!$C$33:$D$40,2,FALSE)","v":292.7315789473684}]
[null,null,"Ja","SEE905721866655","In Betrieb","RWE Power AG","Fab Frechen",50226,"Frechen","Ludwigstraße ","Nordrhein-Westfalen","1962-12-23","Braunkohle","Rohbraunkohlen","Braunkohle","Ja","Kondensationsmaschine mit Entnahme","Braunkohle","Braunkohle",0.37119999999999997,"OPSD (2020)",82,56,{"$f":"(1-VLOOKUP(S93,Start!$H$33:$I$40,2,FALSE)/100)*W93","v":48.72},{"$f":"VLOOKUP(R93,Start!$C$9:$D$15,2,FALSE)+VLOOKUP(R93,Start!$C$23:$D$29,2,FALSE)","v":3.1},{"$f":"(Y93/T93)+Start!$D$19*(VLOOKUP(R93,Start!$M$33:$N$39,2,FALSE)/T93)+VLOOKUP(S93,Start!$C$33:$D$40,2,FALSE)","v":102.12672413793103}]
[null,null,"Ja","SEE905937514456","In Betrieb","Bayernwerk Natur GmbH","GT 4",83734,"Hausham","Brentenstraße 3","Bayern","1982-11-01","Mineralölprodukte","Heizöl, leicht","Mineralölprodukte","Nein","Gasturbinen ohne Abhitzekessel","Öl","Öl",0.3332,"OPSD (2020)",23.2,23.2,{"$f":"(1-VLOOKUP(S94,Start!$H$33:$I$40,2,FALSE)/100)*W94","v":19.72},{"$f":"VLOOKUP(R94,Start!$C$9:$D$15,2,FALSE)+VLOOKUP(R94,Start!$C$23:$D$29,2,FALSE)","v":87.17},{"$f":"(Y94/T94)+Start!$D$19*(VLOOKUP(R94,Start!$M$33:$N$39,2,FALSE)/T94)+VLOOKUP(S94,Start!$C$33:$D$40,2,FALSE)","v":333.70708283313326}]
[null,null,"Ja","SEE905939296770","In Betrieb","Stadtwerke Kiel AG","Küstenkraftwerk K.I.E.L Motor 13",24149,"Kiel","Hasselfelde 30","Schleswig-Holstein","2018-08-21","Erdgas","Erdgas, Erdölgas","Erdgas","Ja","Verbrennungsmotor","Erdgas","GuD",0.40589999999999998,"OPSD (2020)",9.5709999999999997,9.4559999999999995,{"$f":"(1-VLOOKUP(S95,Start!$H$33:$I$40,2,FALSE)/100)*W95","v":8.2267200000000003},{"$f":"VLOOKUP(R95,Start!$C$9:$D$15,2,FALSE)+VLOOKUP(R95,Start!$C$23:$D$29,2,FALSE)","v":45.66},{"$f":"(Y95/T95)+Start!$D$19*(VLOOKUP(R95,Start!$M$33:$N$39,2,FALSE)/T95)+VLOOKUP(S95,Start!$C$33:$D$40,2,FALSE)","v":155.88433111603842}]
[null,null,"Ja","SEE906061539261","In Betrieb","Universität Stuttgart","HKW Pfaffenwald, Generator 42",70569,"Stuttgart","Pfaffenwaldring 8","Baden-Württemberg","1988-01-01","Erdgas","Erdgas, Erdölgas","Erdgas","Ja","Gasturbinen mit nachgeschalteter Dampfturbine","Erdgas","GuD",0.37180000000000002,"OPSD (2020)",5.2,4.9000000000000004,{"$f":"(1-VLOOKUP(S96,Start!$H$33:$I$40,2,FALSE)/100)*W96","v":4.2629999999999999},{"$f":"VLOOKUP(R96,Start!$C$9:$D$15,2,FALSE)+VLOOKUP(R96,Start!$C$23:$D$29,2,FALSE)","v":45.66},{"$f":"(Y96/T96)+Start!$D$19*(VLOOKUP(R96,Start!$M$33:$N$39,2,FALSE)/T96)+VLOOKUP(S96,Start!$C$33:$D$40,2,FALSE)","v":170.04384077460998}]
[null,null,"Ja","SEE906120609386","In Betrieb","Essity Operations Mannheim GmbH","DTS 2",68305,"Mannheim","Sandhofer Straße 176","Baden-Württemberg","1969-11-21","Erdgas","Erdgas, Erdölgas","Erdgas","Ja","Gegendruckmaschine mit Entnahme","Erdgas","GuD",0.38,"OPSD (2020)",28.5,28.448,{"$f":"(1-VLOOKUP(S97,Start!$H$33:$I$40,2,FALSE)/100)*W97","v":24.749760000000002},{"$f":"VLOOKUP(R97,Start!$C$9:$D$15,2,FALSE)+VLOOKUP(R97,Start!$C$23:$D$29,2,FALSE)","v":45.66},{"$f":"(Y97/T97)+Start!$D$19*(VLOOKUP(R97,Start!$M$33:$N$39,2,FALSE)/T97)+VLOOKUP(S97,Start!$C$33:$D$40,2,FALSE)","v":166.40684210526314}]
[null,null,"Ja","SEE906215229154","In Betrieb","EEW Energy from Waste Helmstedt GmbH","MVA EEW Helmstedt",38372,"Büddenstedt","Am Kraftwerk 2","Niedersachsen","2014-01-01","nicht biogener Abfall","Abfall (Hausmüll, Siedl.abf.)","Abfall","Nein","Kondensationsmaschine ohne Entnahme","Abfall","Abfall",0.33,"OPSD (2020)",42.3,37.5,{"$f":"(1-VLOOKUP(S98,Start!$H$33:$I$40,2,FALSE)/100)*W98","v":31.875},{"$f":"VLOOKUP(R98,Start!$C$9:$D$15,2,FALSE)+VLOOKUP(R98,Start!$C$23:$D$29,2,FALSE)","v":0},{"$f":"(Y98/T98)+Start!$D$19*(VLOOKUP(R98,Start!$M$33:$N$39,2,FALSE)/T98)+VLOOKUP(S98,Start!$C$33:$D$40,2,FALSE)","v":1}]
[null,null,"Ja","SEE906231810480","In Betrieb","ADM Hamburg Aktiengesellschaft","GT1",21107,"Hamburg","Nippoldstraße 117","Hamburg","2013-11-25","Erdgas","Erdgas, Erdölgas","Erdgas","Ja","Gasturbinen mit Abhitzekessel","Erdgas","GuD",0.37730000000000002,"OPSD (2020)",5.6879999999999997,5.5380000000000003,{"$f":"(1-VLOOKUP(S99,Start!$H$33:$I$40,2,FALSE)/100)*W99","v":4.81806},{"$f":"VLOOKUP(R99,Start!$C$9:$D$15,2,FALSE)+VLOOKUP(R99,Start!$C$23:$D$29,2,FALSE)","v":45.66},{"$f":"(Y99/T99)+Start!$D$19*(VLOOKUP(R99,Start!$M$33:$N$39,2,FALSE)/T99)+VLOOKUP(S99,Start!$C$33:$D$40,2,FALSE)","v":167.58693347468855}]
[null,null,"Ja","SEE906257837416","In Betrieb","PCK Raffinerie GmbH","5MKA",16303,"Schwedt","Passower Chaussee 111","Brandenburg","1972-01-27","Mineralölprodukte","Andere Mineralölprodukte","Mineralölprodukte","Ja","Gegendruckmaschine mit Entnahme","Öl","Öl",0.35420000000000001,"OPSD (2020)",30,28,{"$f":"(1-VLOOKUP(S100,Start!$H$33:$I$40,2,FALSE)/100)*W100","v":23.8},{"$f":"VLOOKUP(R100,Start!$C$9:$D$15,2,FALSE)+VLOOKUP(R100,Start!$C$23:$D$29,2,FALSE)","v":87.17},{"$f":"(Y100/T100)+Start!$D$19*(VLOOKUP(R100,Start!$M$33:$N$39,2,FALSE)/T100)+VLOOKUP(S100,Start!$C$33:$D$40,2,FALSE)","v":313.98136645962734}]
[null,null,"Ja","SEE906326984744","befristete Strommarktrückkehr","STEAG Power GmbH","Weiher 3",66287,"Quierschied","Holzer Straße ","Saarland","1976-09-24","Steinkohle","Steinkohlen","Steinkohle","Nein","Kondensationsmaschine mit Entnahme","Steinkohle","Steinkohle",0.36499999999999999,"OPSD (2020)",724,655.6,{"$f":"(1-VLOOKUP(S101,Start!$H$33:$I$40,2,FALSE)/100)*W101","v":524.48},{"$f":"VLOOKUP(R101,Start!$C$9:$D$15,2,FALSE)+VLOOKUP(R101,Start!$C$23:$D$29,2,FALSE)","v":17.84},{"$f":"(Y101/T101)+Start!$D$19*(VLOOKUP(R101,Start!$M$33:$N$39,2,FALSE)/T101)+VLOOKUP(S101,Start!$C$33:$D$40,2,FALSE)","v":128.28684931506851}]
[null,null,"Ja","SEE906331863386","In Betrieb","GSB Sonderabfall-Entsorgung Bayern GmbH","Turbine VA3",85107,"Baar-Ebenhausen","Äußerer Ring 50","Bayern","1995-12-20","nicht biogener Abfall","Industrieabfall","Abfall","Nein","Kondensationsmaschine mit Entnahme","Abfall","Abfall",0.33,"OPSD (2020)",7.0609999999999999,0.54200000000000004,{"$f":"(1-VLOOKUP(S102,Start!$H$33:$I$40,2,FALSE)/100)*W102","v":0.4607},{"$f":"VLOOKUP(R102,Start!$C$9:$D$15,2,FALSE)+VLOOKUP(R102,Start!$C$23:$D$29,2,FALSE)","v":0},{"$f":"(Y102/T102)+Start!$D$19*(VLOOKUP(R102,Start!$M$33:$N$39,2,FALSE)/T102)+VLOOKUP(S102,Start!$C$33:$D$40,2,FALSE)","v":1}]
[null,null,"Ja","SEE906385906152","In Betrieb","Mercedes-Benz AG","W065-Gebäude 120 / BHKW Modul 04",40476,"Düsseldorf","Rather Straße 51","Nordrhein-Westfalen","2012-10-31","Erdgas","Erdgas, Erdölgas","Erdgas","Ja","Gasturbinen mit Abhitzekessel","Erdgas","GuD",0.3982,"OPSD (2020)",4.3,4.2,{"$f":"(1-VLOOKUP(S103,Start!$H$33:$I$40,2,FALSE)/100)*W103","v":3.6539999999999999},{"$f":"VLOOKUP(R103,Start!$C$9:$D$15,2,FALSE)+VLOOKUP(R103,Start!$C$23:$D$29,2,FALSE)","v":45.66},{"$f":"(Y103/T103)+Start!$D$19*(VLOOKUP(R103,Start!$M$33:$N$39,2,FALSE)/T103)+VLOOKUP(S103,Start!$C$33:$D$40,2,FALSE)","v":158.86966348568558}]
[null,null,"Ja","SEE906462907775","In Betrieb","K+S Minerals and Agriculture GmbH","Kraftwerk HA GT2",36269,"Philippsthal","Hattorfer Straße 1","Hessen","2017-07-02","Erdgas","Erdgas, Erdölgas","Erdgas","Ja","Gasturbinen mit Abhitzekessel","Erdgas","GuD",0.4,"eigene Annahme",5.7649999999999997,5.67,{"$f":"(1-VLOOKUP(S104,Start!$H$33:$I$40,2,FALSE)/100)*W104","v":4.9329000000000001},{"$f":"VLOOKUP(R104,Start!$C$9:$D$15,2,FALSE)+VLOOKUP(R104,Start!$C$23:$D$29,2,FALSE)","v":45.66},{"$f":"(Y104/T104)+Start!$D$19*(VLOOKUP(R104,Start!$M$33:$N$39,2,FALSE)/T104)+VLOOKUP(S104,Start!$C$33:$D$40,2,FALSE)","v":158.16149999999999}]
[null,null,"Ja","SEE906681939748","In Betrieb","Jäckering Mühlen- und Nährmittelwerke GmbH","BHKW Hafen - Modul 1",59067,"Hamm","Speicherstraße 15","Nordrhein-Westfalen","2013-04-01","Erdgas","Erdgas, Erdölgas","Erdgas","Ja","Verbrennungsmotor","Erdgas","GuD",0.4,"eigene Annahme",2.19,2.173,{"$f":"(1-VLOOKUP(S105,Start!$H$33:$I$40,2,FALSE)/100)*W105","v":1.8905100000000001},{"$f":"VLOOKUP(R105,Start!$C$9:$D$15,2,FALSE)+VLOOKUP(R105,Start!$C$23:$D$29,2,FALSE)","v":45.66},{"$f":"(Y105/T105)+Start!$D$19*(VLOOKUP(R105,Start!$M$33:$N$39,2,FALSE)/T105)+VLOOKUP(S105,Start!$C$33:$D$40,2,FALSE)","v":158.16149999999999}]
[null,null,"Ja","SEE906830618081","In Betrieb","RWE Power AG","Fab Fortuna",50129,"Bergheim","Auenheimer Straße ","Nordrhein-Westfalen","1948-06-01","Braunkohle","Rohbraunkohlen","Braunkohle","Ja","Kondensationsmaschine mit Entnahme","Braunkohle","Braunkohle",0.25359999999999999,"OPSD (2020)",30,15,{"$f":"(1-VLOOKUP(S106,Start!$H$33:$I$40,2,FALSE)/100)*W106","v":13.05},{"$f":"VLOOKUP(R106,Start!$C$9:$D$15,2,FALSE)+VLOOKUP(R106,Start!$C$23:$D$29,2,FALSE)","v":3.1},{"$f":"(Y106/T106)+Start!$D$19*(VLOOKUP(R106,Start!$M$33:$N$39,2,FALSE)/T106)+VLOOKUP(S106,Start!$C$33:$D$40,2,FALSE)","v":148.69684542586751}]
[null,null,"Ja","SEE906834978235","In Betrieb","Pfeifer & Langen GmbH ＆ Co. KG","Lage Generator 2",32791,"Lage","Heidensche Straße 70","Nordrhein-Westfalen","1962-08-27","Steinkohle","Steinkohlen","Steinkohle","Ja","Gegendruckmaschine ohne Entnahme","Steinkohle","Steinkohle",0.4037,"OPSD (2020)",4.4800000000000004,4.077,{"$f":"(1-VLOOKUP(S107,Start!$H$33:$I$40,2,FALSE)/100)*W107","v":3.2616000000000001},{"$f":"VLOOKUP(R107,Start!$C$9:$D$15,2,FALSE)+VLOOKUP(R107,Start!$C$23:$D$29,2,FALSE)","v":17.84},{"$f":"(Y107/T107)+Start!$D$19*(VLOOKUP(R107,Start!$M$33:$N$39,2,FALSE)/T107)+VLOOKUP(S107,Start!$C$33:$D$40,2,FALSE)","v":116.11347535298488}]
[null,null,"Ja","SEE906899424722","In Betrieb","BASF SE","S300 NT7",67063,"Ludwigshafen","Carl-Bosch-Straße 38","Rheinland-Pfalz","2001-11-21","Wärme","Dampf (zum Beispiel Prozesswärme)","Sonstige Energieträger (nicht erneuerbar)","Ja","Gegendruckmaschine mit Entnahme","Sonstige","Sonstige",0.38500000000000001,"Annahme basierend auf DIW (2014)",24.5,24,{"$f":"(1-VLOOKUP(S108,Start!$H$33:$I$40,2,FALSE)/100)*W108","v":20.399999999999999},{"$f":"VLOOKUP(R108,Start!$C$9:$D$15,2,FALSE)+VLOOKUP(R108,Start!$C$23:$D$29,2,FALSE)","v":86.87},{"$f":"(Y108/T108)+Start!$D$19*(VLOOKUP(R108,Start!$M$33:$N$39,2,FALSE)/T108)+VLOOKUP(S108,Start!$C$33:$D$40,2,FALSE)","v":273.6607792207792}]
[null,null,"Ja","SEE907064154956","In Betrieb","K+S Minerals and Agriculture GmbH","Kraftwerk HA GT1",36269,"Philippsthal","Hattorfer Straße 1","Hessen","2017-07-02","Erdgas","Erdgas, Erdölgas","Erdgas","Ja","Gasturbinen mit Abhitzekessel","Erdgas","GuD",0.4,"eigene Annahme",6.7649999999999997,5.67,{"$f":"(1-VLOOKUP(S109,Start!$H$33:$I$40,2,FALSE)/100)*W109","v":4.9329000000000001},{"$f":"VLOOKUP(R109,Start!$C$9:$D$15,2,FALSE)+VLOOKUP(R109,Start!$C$23:$D$29,2,FALSE)","v":45.66},{"$f":"(Y109/T109)+Start!$D$19*(VLOOKUP(R109,Start!$M$33:$N$39,2,FALSE)/T109)+VLOOKUP(S109,Start!$C$33:$D$40,2,FALSE)","v":158.16149999999999}]
[null,null,"Ja","SEE907222955227","In Betrieb","envia THERM GmbH","Sermuth BHKW 3",4680,"Colditz","Am Umspannwerk 2","Sachsen","1995-10-01","Mineralölprodukte","Heizöl, leicht","Mineralölprodukte","Nein","Verbrennungsmotor","Öl","Öl",0.3795,"OPSD (2020)",7.2,5.7,{"$f":"(1-VLOOKUP(S110,Start!$H$33:$I$40,2,FALSE)/100)*W110","v":4.8449999999999998},{"$f":"VLOOKUP(R110,Start!$C$9:$D$15,2,FALSE)+VLOOKUP(R110,Start!$C$23:$D$29,2,FALSE)","v":87.17},{"$f":"(Y110/T110)+Start!$D$19*(VLOOKUP(R110,Start!$M$33:$N$39,2,FALSE)/T110)+VLOOKUP(S110,Start!$C$33:$D$40,2,FALSE)","v":293.1159420289855}]
[null,null,"Ja","SEE907223904750","In Betrieb","SWM Services GmbH","SWM HKW Sued GuD1 DT1",81371,"München","Schäftlarnstraße 15","Bayern","1980-10-01","Erdgas","Erdgas, Erdölgas","Erdgas","Ja","Kondensationsmaschine mit Entnahme","Erdgas","GuD",0.45,"OPSD (2020)",82.7,79.7,{"$f":"(1-VLOOKUP(S111,Start!$H$33:$I$40,2,FALSE)/100)*W111","v":69.338999999999999},{"$f":"VLOOKUP(R111,Start!$C$9:$D$15,2,FALSE)+VLOOKUP(R111,Start!$C$23:$D$29,2,FALSE)","v":45.66},{"$f":"(Y111/T111)+Start!$D$19*(VLOOKUP(R111,Start!$M$33:$N$39,2,FALSE)/T111)+VLOOKUP(S111,Start!$C$33:$D$40,2,FALSE)","v":140.75466666666665}]
[null,null,"Ja","SEE907282834715","In Betrieb","Evonik Operations GmbH","Kraftwerk VI, Block 61, GT611",45772,"Marl","Paul-Baumann-Straße 1","Nordrhein-Westfalen","2022-09-09","Erdgas","Erdgas, Erdölgas","Erdgas","Ja","Gasturbinen mit nachgeschalteter Dampfturbine","Erdgas","Gasturbine",0.47,"Annahme basierend auf DIW (2014)",55,53.5,{"$f":"(1-VLOOKUP(S112,Start!$H$33:$I$40,2,FALSE)/100)*W112","v":46.545000000000002},{"$f":"VLOOKUP(R112,Start!$C$9:$D$15,2,FALSE)+VLOOKUP(R112,Start!$C$23:$D$29,2,FALSE)","v":45.66},{"$f":"(Y112/T112)+Start!$D$19*(VLOOKUP(R112,Start!$M$33:$N$39,2,FALSE)/T112)+VLOOKUP(S112,Start!$C$33:$D$40,2,FALSE)","v":134.32893617021276}]
[null,null,"Ja","SEE907370296296","In Betrieb","Zweckverband Müllverwertung Schwandorf","MKW SAD Turbine 5",92421,"Schwandorf","Alustraße 7","Bayern","1992-06-04","nicht biogener Abfall","Abfall (Hausmüll, Siedl.abf.)","Abfall","Ja","Kondensationsmaschine mit Entnahme","Abfall","Abfall",0.33,"OPSD (2020)",30,30,{"$f":"(1-VLOOKUP(S113,Start!$H$33:$I$40,2,FALSE)/100)*W113","v":25.5},{"$f":"VLOOKUP(R113,Start!$C$9:$D$15,2,FALSE)+VLOOKUP(R113,Start!$C$23:$D$29,2,FALSE)","v":0},{"$f":"(Y113/T113)+Start!$D$19*(VLOOKUP(R113,Start!$M$33:$N$39,2,FALSE)/T113)+VLOOKUP(S113,Start!$C$33:$D$40,2,FALSE)","v":1}]
[null,null,"Ja","SEE907389779292","In Betrieb","Lausitz Energie Kraftwerke AG","Boxberg Block Q",2943,"Boxberg","Am Kraftwerk 1","Sachsen","2000-10-01","Braunkohle","Rohbraunkohlen","Braunkohle","Ja","Kondensationsmaschine mit Entnahme","Braunkohle","Braunkohle",0.42299999999999999,"OPSD (2020)",893,840,{"$f":"(1-VLOOKUP(S114,Start!$H$33:$I$40,2,FALSE)/100)*W114","v":730.8},{"$f":"VLOOKUP(R114,Start!$C$9:$D$15,2,FALSE)+VLOOKUP(R114,Start!$C$23:$D$29,2,FALSE)","v":3.1},{"$f":"(Y114/T114)+Start!$D$19*(VLOOKUP(R114,Start!$M$33:$N$39,2,FALSE)/T114)+VLOOKUP(S114,Start!$C$33:$D$40,2,FALSE)","v":89.828605200945631}]
[null,null,"Ja","SEE907508778663","In Betrieb","MVV Enamic Ludwigshafen GmbH","Motor 3",67065,"Ludwigshafen","Giulinistrasse 2","Rheinland-Pfalz","2007-11-23","Erdgas","Erdgas, Erdölgas","Erdgas","Ja","Verbrennungsmotor","Erdgas","GuD",0.39379999999999998,"OPSD (2020)",3.3330000000000002,3.2,{"$f":"(1-VLOOKUP(S115,Start!$H$33:$I$40,2,FALSE)/100)*W115","v":2.7840000000000003},{"$f":"VLOOKUP(R115,Start!$C$9:$D$15,2,FALSE)+VLOOKUP(R115,Start!$C$23:$D$29,2,FALSE)","v":45.66},{"$f":"(Y115/T115)+Start!$D$19*(VLOOKUP(R115,Start!$M$33:$N$39,2,FALSE)/T115)+VLOOKUP(S115,Start!$C$33:$D$40,2,FALSE)","v":160.62798374809549}]
[null,null,"Ja","SEE907524301289","In Betrieb","OQ Chemicals Produktion GmbH & Co.KG","T/G 15",46147,"Oberhausen","Otto-Roelen-Strasse 3","Nordrhein-Westfalen","1954-01-01","Mineralölprodukte","Andere Mineralölprodukte","Mineralölprodukte","Ja","Gegendruckmaschine mit Entnahme","Öl","Öl",0.33,"Annahme basierend auf DIW (2014)",12,10,{"$f":"(1-VLOOKUP(S116,Start!$H$33:$I$40,2,FALSE)/100)*W116","v":8.5},{"$f":"VLOOKUP(R116,Start!$C$9:$D$15,2,FALSE)+VLOOKUP(R116,Start!$C$23:$D$29,2,FALSE)","v":87.17},{"$f":"(Y116/T116)+Start!$D$19*(VLOOKUP(R116,Start!$M$33:$N$39,2,FALSE)/T116)+VLOOKUP(S116,Start!$C$33:$D$40,2,FALSE)","v":336.93333333333328}]
[null,null,"Ja","SEE907667929555","In Betrieb","DREWAG - Stadtwerke Dresden GmbH","HKW Dresden-Nord",1099,"Dresden","Hermann-Mende-Straße 2","Sachsen","2018-12-07","Erdgas","Erdgas, Erdölgas","Erdgas","Ja","Gasturbinen mit Abhitzekessel","Erdgas","GuD",0.40479999999999999,"OPSD (2020)",12,11.5,{"$f":"(1-VLOOKUP(S117,Start!$H$33:$I$40,2,FALSE)/100)*W117","v":10.005000000000001},{"$f":"VLOOKUP(R117,Start!$C$9:$D$15,2,FALSE)+VLOOKUP(R117,Start!$C$23:$D$29,2,FALSE)","v":45.66},{"$f":"(Y117/T117)+Start!$D$19*(VLOOKUP(R117,Start!$M$33:$N$39,2,FALSE)/T117)+VLOOKUP(S117,Start!$C$33:$D$40,2,FALSE)","v":156.30385375494069}]
[null,null,"Ja","SEE907828499484","befristete Strommarktrückkehr","Henkel AG & Co. KGaA","F13G6",40589,"Düsseldorf","Henkelstraße 67","Nordrhein-Westfalen","1983-01-01","Erdgas","Erdgas, Erdölgas","Steinkohle","Ja","Gegendruckmaschine mit Entnahme","Steinkohle","Steinkohle",0.32779999999999998,"OPSD (2020)",20,18,{"$f":"(1-VLOOKUP(S118,Start!$H$33:$I$40,2,FALSE)/100)*W118","v":14.4},{"$f":"VLOOKUP(R118,Start!$C$9:$D$15,2,FALSE)+VLOOKUP(R118,Start!$C$23:$D$29,2,FALSE)","v":17.84},{"$f":"(Y118/T118)+Start!$D$19*(VLOOKUP(R118,Start!$M$33:$N$39,2,FALSE)/T118)+VLOOKUP(S118,Start!$C$33:$D$40,2,FALSE)","v":142.69780353874316}]
[null,null,"Ja","SEE907892165506","In Betrieb","Mark-E Aktiengesellschaft","Cuno Heizkraftwerk Herdecke BHKW1",58313,"Herdecke","Wetterstraße 111","Nordrhein-Westfalen","2004-01-01","Erdgas","Erdgas, Erdölgas","Erdgas","Ja","Sonstige","Erdgas","GuD",0.4,"eigene Annahme",1.988,1.95,{"$f":"(1-VLOOKUP(S119,Start!$H$33:$I$40,2,FALSE)/100)*W119","v":1.6964999999999999},{"$f":"VLOOKUP(R119,Start!$C$9:$D$15,2,FALSE)+VLOOKUP(R119,Start!$C$23:$D$29,2,FALSE)","v":45.66},{"$f":"(Y119/T119)+Start!$D$19*(VLOOKUP(R119,Start!$M$33:$N$39,2,FALSE)/T119)+VLOOKUP(S119,Start!$C$33:$D$40,2,FALSE)","v":158.16149999999999}]
[null,null,"Ja","SEE908040387344","In Betrieb","DFS Energy GmbH","BHKW1",63225,"Langen","Am DFS-Campus 3","Hessen","2014-10-15","Erdgas","Erdgas, Erdölgas","Erdgas","Ja","Verbrennungsmotor","Erdgas","GuD",0.4,"eigene Annahme",2.0049999999999999,1.9804999999999999,{"$f":"(1-VLOOKUP(S120,Start!$H$33:$I$40,2,FALSE)/100)*W120","v":1.7230349999999999},{"$f":"VLOOKUP(R120,Start!$C$9:$D$15,2,FALSE)+VLOOKUP(R120,Start!$C$23:$D$29,2,FALSE)","v":45.66},{"$f":"(Y120/T120)+Start!$D$19*(VLOOKUP(R120,Start!$M$33:$N$39,2,FALSE)/T120)+VLOOKUP(S120,Start!$C$33:$D$40,2,FALSE)","v":158.16149999999999}]
[null,null,"Ja","SEE908070409573","In Betrieb","Iqony Gasmotoren Fenne 3 GmbH","Gasmotor 5 Mod.",66333,"Völklingen","Saarbrücker Straße 135-137","Saarland","2021-11-05","Erdgas","Erdgas, Erdölgas","Erdgas","Ja","Verbrennungsmotor","Erdgas","GuD",0.45,"https://www.steag.com/de/leistungen/konventionelle-energieerzeugung",3.3519999999999999,3.3340000000000001,{"$f":"(1-VLOOKUP(S121,Start!$H$33:$I$40,2,FALSE)/100)*W121","v":2.9005800000000002},{"$f":"VLOOKUP(R121,Start!$C$9:$D$15,2,FALSE)+VLOOKUP(R121,Start!$C$23:$D$29,2,FALSE)","v":45.66},{"$f":"(Y121/T121)+Start!$D$19*(VLOOKUP(R121,Start!$M$33:$N$39,2,FALSE)/T121)+VLOOKUP(S121,Start!$C$33:$D$40,2,FALSE)","v":140.75466666666665}]
[null,null,"Ja","SEE908089235248","In Betrieb","RWE Generation SE","Dormagen GT2",41540,"Dormagen","Alte Heerstraße 1","Nordrhein-Westfalen","2000-07-23","Erdgas","Erdgas, Erdölgas","Erdgas","Ja","Gasturbinen mit Abhitzekessel","Erdgas","GuD",0.54,"OPSD (2020)",189,184,{"$f":"(1-VLOOKUP(S122,Start!$H$33:$I$40,2,FALSE)/100)*W122","v":160.08000000000001},{"$f":"VLOOKUP(R122,Start!$C$9:$D$15,2,FALSE)+VLOOKUP(R122,Start!$C$23:$D$29,2,FALSE)","v":45.66},{"$f":"(Y122/T122)+Start!$D$19*(VLOOKUP(R122,Start!$M$33:$N$39,2,FALSE)/T122)+VLOOKUP(S122,Start!$C$33:$D$40,2,FALSE)","v":117.54555555555554}]
[null,null,"Ja","SEE908119179962","In Betrieb","J. M. Voith SE & Co. KG","HDH_004_Industrieheizkraftwerk-Heidenheim_GM4",89522,"Heidenheim","Alexanderstraße 8","Baden-Württemberg","1999-01-01","Erdgas","Erdgas, Erdölgas","Erdgas","Ja","Verbrennungsmotor","Erdgas","GuD",0.40039999999999998,"OPSD (2020)",3.8839999999999999,3.7250000000000001,{"$f":"(1-VLOOKUP(S123,Start!$H$33:$I$40,2,FALSE)/100)*W123","v":3.2407500000000002},{"$f":"VLOOKUP(R123,Start!$C$9:$D$15,2,FALSE)+VLOOKUP(R123,Start!$C$23:$D$29,2,FALSE)","v":45.66},{"$f":"(Y123/T123)+Start!$D$19*(VLOOKUP(R123,Start!$M$33:$N$39,2,FALSE)/T123)+VLOOKUP(S123,Start!$C$33:$D$40,2,FALSE)","v":158.00499500499501}]
[null,null,"Ja","SEE908125004449","In Betrieb","Lausitz Energie Kraftwerke AG","Boxberg Block P",2943,"Boxberg","Am Kraftwerk 1","Sachsen","1980-07-01","Braunkohle","Rohbraunkohlen","Braunkohle","Ja","Kondensationsmaschine mit Entnahme","Braunkohle","Braunkohle",0.35,"OPSD (2020)",540,500,{"$f":"(1-VLOOKUP(S124,Start!$H$33:$I$40,2,FALSE)/100)*W124","v":435},{"$f":"VLOOKUP(R124,Start!$C$9:$D$15,2,FALSE)+VLOOKUP(R124,Start!$C$23:$D$29,2,FALSE)","v":3.1},{"$f":"(Y124/T124)+Start!$D$19*(VLOOKUP(R124,Start!$M$33:$N$39,2,FALSE)/T124)+VLOOKUP(S124,Start!$C$33:$D$40,2,FALSE)","v":108.2097142857143}]
[null,null,"Ja","SEE908154984538","In Betrieb","Mohn Media Mohndruck GmbH","GT 1",33332,"Gütersloh","Carl-Bertelsmann-Straße 161","Nordrhein-Westfalen","1994-03-28","Erdgas","Erdgas, Erdölgas","Erdgas","Ja","Gasturbinen mit nachgeschalteter Dampfturbine","Erdgas","GuD",0.37840000000000001,"OPSD (2020)",5.25,5.1669999999999998,{"$f":"(1-VLOOKUP(S125,Start!$H$33:$I$40,2,FALSE)/100)*W125","v":4.4952899999999998},{"$f":"VLOOKUP(R125,Start!$C$9:$D$15,2,FALSE)+VLOOKUP(R125,Start!$C$23:$D$29,2,FALSE)","v":45.66},{"$f":"(Y125/T125)+Start!$D$19*(VLOOKUP(R125,Start!$M$33:$N$39,2,FALSE)/T125)+VLOOKUP(S125,Start!$C$33:$D$40,2,FALSE)","v":167.10412262156444}]
[null,null,"Ja","SEE908238702164","In Betrieb","Bayer AG Berlin","Turboeinheit 1 Dampfturbine 60 t Gen 10 MW",13353,"Berlin","Müllerstraße 170","Berlin","1973-06-01","Erdgas","Erdgas, Erdölgas","Erdgas","Ja","Gegendruckmaschine mit Entnahme","Erdgas","GuD",0.35420000000000001,"OPSD (2020)",9.8000000000000007,9.4,{"$f":"(1-VLOOKUP(S126,Start!$H$33:$I$40,2,FALSE)/100)*W126","v":8.1780000000000008},{"$f":"VLOOKUP(R126,Start!$C$9:$D$15,2,FALSE)+VLOOKUP(R126,Start!$C$23:$D$29,2,FALSE)","v":45.66},{"$f":"(Y126/T126)+Start!$D$19*(VLOOKUP(R126,Start!$M$33:$N$39,2,FALSE)/T126)+VLOOKUP(S126,Start!$C$33:$D$40,2,FALSE)","v":178.41869000564651}]
[null,null,"Ja","SEE908658611688","In Betrieb","H&R Chemisch Pharmazeutische Spezialitäten GmbH","HuR-IKW-G4",48499,"Salzbergen","Neuenkirchener Straße 8","Niedersachsen","1977-01-14","Erdgas","","Erdgas","Nein","Gegendruckmaschine ohne Entnahme","Erdgas","GuD",0.35,"eigene Annahme",6.0350000000000001,6.02,{"$f":"(1-VLOOKUP(S127,Start!$H$33:$I$40,2,FALSE)/100)*W127","v":5.2373999999999992},{"$f":"VLOOKUP(R127,Start!$C$9:$D$15,2,FALSE)+VLOOKUP(R127,Start!$C$23:$D$29,2,FALSE)","v":45.66},{"$f":"(Y127/T127)+Start!$D$19*(VLOOKUP(R127,Start!$M$33:$N$39,2,FALSE)/T127)+VLOOKUP(S127,Start!$C$33:$D$40,2,FALSE)","v":180.54171428571431}]
[null,null,"Ja","SEE908746529123","In Betrieb","Stadtwerke Rostock Aktiengesellschaft","GuD-Block 3",18069,"Rostock","Schmarler Damm 5","Mecklenburg-Vorpommern","1996-10-01","Erdgas","Erdgas, Erdölgas","Erdgas","Ja","Gasturbinen mit nachgeschalteter Dampfturbine","Erdgas","GuD",0.52200000000000002,"OPSD (2020)",37,36,{"$f":"(1-VLOOKUP(S128,Start!$H$33:$I$40,2,FALSE)/100)*W128","v":31.32},{"$f":"VLOOKUP(R128,Start!$C$9:$D$15,2,FALSE)+VLOOKUP(R128,Start!$C$23:$D$29,2,FALSE)","v":45.66},{"$f":"(Y128/T128)+Start!$D$19*(VLOOKUP(R128,Start!$M$33:$N$39,2,FALSE)/T128)+VLOOKUP(S128,Start!$C$33:$D$40,2,FALSE)","v":121.5471264367816}]
[null,null,"Ja","SEE908836263777","In Betrieb","AUDI","IN_N19_KWKK_GT2",85057,"Ingolstadt","Ettinger Straße 105","Bayern","1998-08-05","Erdgas","Erdgas, Erdölgas","Erdgas","Ja","Gasturbinen mit Abhitzekessel","Erdgas","GuD",0.38,"eigene Annahme",5.0999999999999996,4.9850000000000003,{"$f":"(1-VLOOKUP(S129,Start!$H$33:$I$40,2,FALSE)/100)*W129","v":4.3369499999999999},{"$f":"VLOOKUP(R129,Start!$C$9:$D$15,2,FALSE)+VLOOKUP(R129,Start!$C$23:$D$29,2,FALSE)","v":45.66},{"$f":"(Y129/T129)+Start!$D$19*(VLOOKUP(R129,Start!$M$33:$N$39,2,FALSE)/T129)+VLOOKUP(S129,Start!$C$33:$D$40,2,FALSE)","v":166.40684210526314}]
[null,null,"Ja","SEE908927793930","In Betrieb","BMW AG","Regensburg KWK 2",93055,"Regensburg","Herbert-Quandt-Allee 1","Bayern","2011-07-05","Erdgas","Erdgas, Erdölgas","Erdgas","Ja","Verbrennungsmotor","Erdgas","GuD",0.3982,"OPSD (2020)",2.6779999999999999,2.6240000000000001,{"$f":"(1-VLOOKUP(S130,Start!$H$33:$I$40,2,FALSE)/100)*W130","v":2.28288},{"$f":"VLOOKUP(R130,Start!$C$9:$D$15,2,FALSE)+VLOOKUP(R130,Start!$C$23:$D$29,2,FALSE)","v":45.66},{"$f":"(Y130/T130)+Start!$D$19*(VLOOKUP(R130,Start!$M$33:$N$39,2,FALSE)/T130)+VLOOKUP(S130,Start!$C$33:$D$40,2,FALSE)","v":158.86966348568558}]
[null,null,"Ja","SEE908964165929","In Betrieb","SWE Energie GmbH","swe energie T-DT",99087,"Erfurt","Stotternheimer Straße 40","Thüringen","2022-01-01","Erdgas","Erdgas, Erdölgas","Erdgas","Ja","Gegendruckmaschine mit Entnahme","Erdgas","GuD",0.63,"Annahme basierend auf DIW (2014)",10.5,10.5,{"$f":"(1-VLOOKUP(S131,Start!$H$33:$I$40,2,FALSE)/100)*W131","v":9.1349999999999998},{"$f":"VLOOKUP(R131,Start!$C$9:$D$15,2,FALSE)+VLOOKUP(R131,Start!$C$23:$D$29,2,FALSE)","v":45.66},{"$f":"(Y131/T131)+Start!$D$19*(VLOOKUP(R131,Start!$M$33:$N$39,2,FALSE)/T131)+VLOOKUP(S131,Start!$C$33:$D$40,2,FALSE)","v":100.96761904761904}]
[null,null,"Ja","SEE909002940690","In Betrieb","Grosskraftwerk Mannheim","GKM Block 6",68199,"Mannheim","Marguerrestraße 1","Baden-Württemberg","2005-12-26","Steinkohle","","Steinkohle","Ja","Gegendruckmaschine mit Entnahme","Steinkohle","Steinkohle",0.4375,"OPSD (2020)",280,255,{"$f":"(1-VLOOKUP(S132,Start!$H$33:$I$40,2,FALSE)/100)*W132","v":204},{"$f":"VLOOKUP(R132,Start!$C$9:$D$15,2,FALSE)+VLOOKUP(R132,Start!$C$23:$D$29,2,FALSE)","v":17.84},{"$f":"(Y132/T132)+Start!$D$19*(VLOOKUP(R132,Start!$M$33:$N$39,2,FALSE)/T132)+VLOOKUP(S132,Start!$C$33:$D$40,2,FALSE)","v":107.24331428571428}]
[null,null,"Ja","SEE909031885047","In Betrieb","Müllverwertung Borsigstraße GmbH","MVB Borsigstraße Müll",22113,"Hamburg"," ","Hamburg","2010-07-16","nicht biogener Abfall","Abfall (Hausmüll, Siedl.abf.)","Abfall","Nein","Gegendruckmaschine mit Entnahme","Abfall","Abfall",0.33,"OPSD (2020)",3.05,1.0000000000000001E-5,{"$f":"(1-VLOOKUP(S133,Start!$H$33:$I$40,2,FALSE)/100)*W133","v":8.4999999999999999E-6},{"$f":"VLOOKUP(R133,Start!$C$9:$D$15,2,FALSE)+VLOOKUP(R133,Start!$C$23:$D$29,2,FALSE)","v":0},{"$f":"(Y133/T133)+Start!$D$19*(VLOOKUP(R133,Start!$M$33:$N$39,2,FALSE)/T133)+VLOOKUP(S133,Start!$C$33:$D$40,2,FALSE)","v":1}]
[null,null,"Ja","SEE909106315790","In Betrieb","Mineraloelraffinerie Oberrhein","TG-1904",76187,"Karlsruhe","Nördliche Raffineriestraße 1","Baden-Württemberg","1995-06-17","Mineralölprodukte","Raffineriegas","Mineralölprodukte","Ja","Gegendruckmaschine mit Entnahme","Öl","Öl",0.3795,"OPSD (2020)",15,13.5,{"$f":"(1-VLOOKUP(S134,Start!$H$33:$I$40,2,FALSE)/100)*W134","v":11.475},{"$f":"VLOOKUP(R134,Start!$C$9:$D$15,2,FALSE)+VLOOKUP(R134,Start!$C$23:$D$29,2,FALSE)","v":87.17},{"$f":"(Y134/T134)+Start!$D$19*(VLOOKUP(R134,Start!$M$33:$N$39,2,FALSE)/T134)+VLOOKUP(S134,Start!$C$33:$D$40,2,FALSE)","v":293.1159420289855}]
[null,null,"Ja","SEE909297051026","In Betrieb","BP Europa SE","GT2",49808,"Lingen","Raffineriestraße 1","Niedersachsen","1996-12-06","Mineralölprodukte","Erdgas, Erdölgas","Mineralölprodukte","Ja","Gasturbinen mit Abhitzekessel","Öl","Öl",0.38059999999999999,"OPSD (2020)",24.88,22.7,{"$f":"(1-VLOOKUP(S135,Start!$H$33:$I$40,2,FALSE)/100)*W135","v":19.294999999999998},{"$f":"VLOOKUP(R135,Start!$C$9:$D$15,2,FALSE)+VLOOKUP(R135,Start!$C$23:$D$29,2,FALSE)","v":87.17},{"$f":"(Y135/T135)+Start!$D$19*(VLOOKUP(R135,Start!$M$33:$N$39,2,FALSE)/T135)+VLOOKUP(S135,Start!$C$33:$D$40,2,FALSE)","v":292.27167630057806}]
[null,null,"Ja","SEE909339504022","In Betrieb","R.D.M. Arnsberg GmbH","SSW-VT",59821,"Arnsberg","Hellefelder Straße 51","Nordrhein-Westfalen","1957-02-27","Steinkohle","Steinkohlen","Steinkohle","Ja","Gegendruckmaschine ohne Entnahme","Steinkohle","Steinkohle",0.23250000000000001,"OPSD (2020)",7,6.14,{"$f":"(1-VLOOKUP(S136,Start!$H$33:$I$40,2,FALSE)/100)*W136","v":4.9119999999999999},{"$f":"VLOOKUP(R136,Start!$C$9:$D$15,2,FALSE)+VLOOKUP(R136,Start!$C$23:$D$29,2,FALSE)","v":17.84},{"$f":"(Y136/T136)+Start!$D$19*(VLOOKUP(R136,Start!$M$33:$N$39,2,FALSE)/T136)+VLOOKUP(S136,Start!$C$33:$D$40,2,FALSE)","v":200.65569892473115}]
[null,null,"Ja","SEE909438607068","In Betrieb","Infraserv GmbH & Co. Höchst KG","IPH Strom VT3",65929,"Frankfurt","Brüningstraße 50","Hessen","2021-09-15","Erdgas","Erdgas, Erdölgas","Erdgas","Ja","Gegendruckmaschine ohne Entnahme","Erdgas","GuD",0.63,"Annahme basierend auf DIW (2014)",13,12.9,{"$f":"(1-VLOOKUP(S137,Start!$H$33:$I$40,2,FALSE)/100)*W137","v":11.223000000000001},{"$f":"VLOOKUP(R137,Start!$C$9:$D$15,2,FALSE)+VLOOKUP(R137,Start!$C$23:$D$29,2,FALSE)","v":45.66},{"$f":"(Y137/T137)+Start!$D$19*(VLOOKUP(R137,Start!$M$33:$N$39,2,FALSE)/T137)+VLOOKUP(S137,Start!$C$33:$D$40,2,FALSE)","v":100.96761904761904}]
[null,null,"Ja","SEE909466066615","In Betrieb","eins energie in sachsen GmbH & Co. KG","Motor-Heizkraftwerk Chemnitz-Nord. Motor 3",9114,"Chemnitz","Blankenburgstraße 2","Sachsen","2023-07-06","Erdgas","Erdgas, Erdölgas","Erdgas","Ja","Verbrennungsmotor","Erdgas","GuD",0.63,"Annahme basierend auf DIW (2014)",12.68,12.535,{"$f":"(1-VLOOKUP(S138,Start!$H$33:$I$40,2,FALSE)/100)*W138","v":10.90545},{"$f":"VLOOKUP(R138,Start!$C$9:$D$15,2,FALSE)+VLOOKUP(R138,Start!$C$23:$D$29,2,FALSE)","v":45.66},{"$f":"(Y138/T138)+Start!$D$19*(VLOOKUP(R138,Start!$M$33:$N$39,2,FALSE)/T138)+VLOOKUP(S138,Start!$C$33:$D$40,2,FALSE)","v":100.96761904761904}]
[null,null,"Ja","SEE909553236495","In Betrieb","Arla Foods Deutschland GmbH","Turbine Pronsfeld",54597,"Pronsfeld","Im Scheid 1","Rheinland-Pfalz","2021-10-27","Erdgas","Erdgas, Erdölgas","Erdgas","Ja","Gasturbinen mit Abhitzekessel","Erdgas","GuD",0.63,"Annahme basierend auf DIW (2014)",12.981999999999999,12.255000000000001,{"$f":"(1-VLOOKUP(S139,Start!$H$33:$I$40,2,FALSE)/100)*W139","v":10.661850000000001},{"$f":"VLOOKUP(R139,Start!$C$9:$D$15,2,FALSE)+VLOOKUP(R139,Start!$C$23:$D$29,2,FALSE)","v":45.66},{"$f":"(Y139/T139)+Start!$D$19*(VLOOKUP(R139,Start!$M$33:$N$39,2,FALSE)/T139)+VLOOKUP(S139,Start!$C$33:$D$40,2,FALSE)","v":100.96761904761904}]
[null,null,"Ja","SEE909727831365","In Betrieb","TEAG Thüringer Energie AG","Gasturbine Bad Salzungen",36433,"Bad Salzungen","Langenfelder Straße 82","Thüringen","1993-10-28","Erdgas","Erdgas, Erdölgas","Erdgas","Ja","Gasturbinen mit Abhitzekessel","Erdgas","GuD",0.37840000000000001,"OPSD (2020)",10.005000000000001,9.8290000000000006,{"$f":"(1-VLOOKUP(S140,Start!$H$33:$I$40,2,FALSE)/100)*W140","v":8.5512300000000003},{"$f":"VLOOKUP(R140,Start!$C$9:$D$15,2,FALSE)+VLOOKUP(R140,Start!$C$23:$D$29,2,FALSE)","v":45.66},{"$f":"(Y140/T140)+Start!$D$19*(VLOOKUP(R140,Start!$M$33:$N$39,2,FALSE)/T140)+VLOOKUP(S140,Start!$C$33:$D$40,2,FALSE)","v":167.10412262156444}]
[null,null,"Ja","SEE909886576275","In Betrieb","RWE Power AG","Weisweiler G VGT",52249,"Eschweiler","Am Kraftwerk 17","Nordrhein-Westfalen","2006-08-04","Erdgas","Erdgas, Erdölgas","Erdgas","Ja","Kondensationsmaschine mit Entnahme","Erdgas","GuD",0.5,"OPSD (2020)",202,200,{"$f":"(1-VLOOKUP(S141,Start!$H$33:$I$40,2,FALSE)/100)*W141","v":174},{"$f":"VLOOKUP(R141,Start!$C$9:$D$15,2,FALSE)+VLOOKUP(R141,Start!$C$23:$D$29,2,FALSE)","v":45.66},{"$f":"(Y141/T141)+Start!$D$19*(VLOOKUP(R141,Start!$M$33:$N$39,2,FALSE)/T141)+VLOOKUP(S141,Start!$C$33:$D$40,2,FALSE)","v":126.82919999999999}]
[null,null,"Ja","SEE909927513559","In Betrieb","Kraftwerke Mainz-Wiesbaden AG","KW3 GT31",55120,"Mainz","Kraftwerkallee 1","Rheinland-Pfalz","2001-07-05","Erdgas","Erdgas, Erdölgas","Erdgas","Ja","Gasturbinen mit Abhitzekessel","Erdgas","GuD",0.57999999999999996,"OPSD (2020)",296.3,291.3,{"$f":"(1-VLOOKUP(S142,Start!$H$33:$I$40,2,FALSE)/100)*W142","v":253.43100000000001},{"$f":"VLOOKUP(R142,Start!$C$9:$D$15,2,FALSE)+VLOOKUP(R142,Start!$C$23:$D$29,2,FALSE)","v":45.66},{"$f":"(Y142/T142)+Start!$D$19*(VLOOKUP(R142,Start!$M$33:$N$39,2,FALSE)/T142)+VLOOKUP(S142,Start!$C$33:$D$40,2,FALSE)","v":109.54241379310344}]
[null,null,"Ja","SEE909963484639","In Betrieb","BMW AG","BMW Landshut KWK 3",84030,"Landshut","Ohmstraße 2","Bayern","2014-07-31","Erdgas","Erdgas, Erdölgas","Erdgas","Ja","Verbrennungsmotor","Erdgas","GuD",0.4,"eigene Annahme",2.6269999999999998,2.5499999999999998,{"$f":"(1-VLOOKUP(S143,Start!$H$33:$I$40,2,FALSE)/100)*W143","v":2.2184999999999997},{"$f":"VLOOKUP(R143,Start!$C$9:$D$15,2,FALSE)+VLOOKUP(R143,Start!$C$23:$D$29,2,FALSE)","v":45.66},{"$f":"(Y143/T143)+Start!$D$19*(VLOOKUP(R143,Start!$M$33:$N$39,2,FALSE)/T143)+VLOOKUP(S143,Start!$C$33:$D$40,2,FALSE)","v":158.16149999999999}]
[null,null,"Ja","SEE910080930862","In Betrieb","GLOBALFOUNDRIES Dresden Module One LLC & Co. KG","Gasmotoren-Blockheizkraftwerk II (Generator 4)",1468,"Moritzburg","Ringstraße 3","Sachsen","2004-11-10","Erdgas","Erdgas, Erdölgas","Erdgas","Ja","Verbrennungsmotor","Erdgas","GuD",0.54,"Annahme basierend auf DIW (2014)",3.8319999999999999,3.7719999999999998,{"$f":"(1-VLOOKUP(S144,Start!$H$33:$I$40,2,FALSE)/100)*W144","v":3.2816399999999999},{"$f":"VLOOKUP(R144,Start!$C$9:$D$15,2,FALSE)+VLOOKUP(R144,Start!$C$23:$D$29,2,FALSE)","v":45.66},{"$f":"(Y144/T144)+Start!$D$19*(VLOOKUP(R144,Start!$M$33:$N$39,2,FALSE)/T144)+VLOOKUP(S144,Start!$C$33:$D$40,2,FALSE)","v":117.54555555555554}]
[null,null,"Ja","SEE910102553963","In Betrieb","Rain Carbon Germany GmbH","Gasturbinenanlage Castrop-Rauxel",44579,"Castrop-Rauxel","Kekulestraße 30","Nordrhein-Westfalen","1992-06-15","Erdgas","Erdgas, Erdölgas","Erdgas","Ja","Gasturbinen mit Abhitzekessel","Erdgas","GuD",0.35659999999999997,"OPSD (2020)",10,10,{"$f":"(1-VLOOKUP(S145,Start!$H$33:$I$40,2,FALSE)/100)*W145","v":8.6999999999999993},{"$f":"VLOOKUP(R145,Start!$C$9:$D$15,2,FALSE)+VLOOKUP(R145,Start!$C$23:$D$29,2,FALSE)","v":45.66},{"$f":"(Y145/T145)+Start!$D$19*(VLOOKUP(R145,Start!$M$33:$N$39,2,FALSE)/T145)+VLOOKUP(S145,Start!$C$33:$D$40,2,FALSE)","v":177.2279865395401}]
[null,null,"Ja","SEE910161577337","In Betrieb","Currenta GmbH & Co. OHG","UER L57 M1",47829,"Krefeld","Rheinuferstraße 7","Nordrhein-Westfalen","1993-12-15","Steinkohle","Steinkohlen","Steinkohle","Ja","Gegendruckmaschine mit Entnahme","Steinkohle","Steinkohle",0.3175,"OPSD (2020)",18.2,17.097000000000001,{"$f":"(1-VLOOKUP(S146,Start!$H$33:$I$40,2,FALSE)/100)*W146","v":13.677600000000002},{"$f":"VLOOKUP(R146,Start!$C$9:$D$15,2,FALSE)+VLOOKUP(R146,Start!$C$23:$D$29,2,FALSE)","v":17.84},{"$f":"(Y146/T146)+Start!$D$19*(VLOOKUP(R146,Start!$M$33:$N$39,2,FALSE)/T146)+VLOOKUP(S146,Start!$C$33:$D$40,2,FALSE)","v":147.2848818897638}]
[null,null,"Ja","SEE910326850336","In Betrieb","BMW AG","Regensburg KWK 1",93055,"Regensburg","Herbert-Quandt-Allee 1","Bayern","2011-07-05","Erdgas","Erdgas, Erdölgas","Erdgas","Ja","Verbrennungsmotor","Erdgas","GuD",0.3982,"OPSD (2020)",2.6779999999999999,2.6240000000000001,{"$f":"(1-VLOOKUP(S147,Start!$H$33:$I$40,2,FALSE)/100)*W147","v":2.28288},{"$f":"VLOOKUP(R147,Start!$C$9:$D$15,2,FALSE)+VLOOKUP(R147,Start!$C$23:$D$29,2,FALSE)","v":45.66},{"$f":"(Y147/T147)+Start!$D$19*(VLOOKUP(R147,Start!$M$33:$N$39,2,FALSE)/T147)+VLOOKUP(S147,Start!$C$33:$D$40,2,FALSE)","v":158.86966348568558}]
[null,null,"Ja","SEE910471578864","In Betrieb","Stadtwerke Würzburg AG","Heizkraftwerk an der Friedensbrücke DampfturbineII",97080,"Würzburg","Veitshöchheimer Straße 1","Bayern","1993-10-26","Erdgas","Erdgas, Erdölgas","Erdgas","Ja","Kondensationsmaschine mit Entnahme","Erdgas","GuD",0.25,"OPSD (2020)",25.5,25,{"$f":"(1-VLOOKUP(S148,Start!$H$33:$I$40,2,FALSE)/100)*W148","v":21.75},{"$f":"VLOOKUP(R148,Start!$C$9:$D$15,2,FALSE)+VLOOKUP(R148,Start!$C$23:$D$29,2,FALSE)","v":45.66},{"$f":"(Y148/T148)+Start!$D$19*(VLOOKUP(R148,Start!$M$33:$N$39,2,FALSE)/T148)+VLOOKUP(S148,Start!$C$33:$D$40,2,FALSE)","v":252.15839999999997}]
[null,null,"Ja","SEE910623192382","In Betrieb","Südzucker AG","Dampfturbine II Südzucker Offstein",67283,"Obrigheim","Wormser Straße 11","Rheinland-Pfalz","1969-01-01","Wärme","Dampf (zum Beispiel Prozesswärme)","Wärme","Ja","Gegendruckmaschine ohne Entnahme","Sonstige","Sonstige",0.33,"eigene Annahme",8.67,7.4891499999999995,{"$f":"(1-VLOOKUP(S149,Start!$H$33:$I$40,2,FALSE)/100)*W149","v":6.3657774999999992},{"$f":"VLOOKUP(R149,Start!$C$9:$D$15,2,FALSE)+VLOOKUP(R149,Start!$C$23:$D$29,2,FALSE)","v":86.87},{"$f":"(Y149/T149)+Start!$D$19*(VLOOKUP(R149,Start!$M$33:$N$39,2,FALSE)/T149)+VLOOKUP(S149,Start!$C$33:$D$40,2,FALSE)","v":319.10424242424244}]
[null,null,"Ja","SEE910823411191","In Betrieb","BMW AG","Werk 1.1 KWK 1",80809,"München","Lerchenauer Straße 76","Bayern","2019-02-20","Erdgas","Erdgas, Erdölgas","Erdgas","Ja","Verbrennungsmotor","Erdgas","GuD",0.40589999999999998,"OPSD (2020)",4.5,4.5,{"$f":"(1-VLOOKUP(S150,Start!$H$33:$I$40,2,FALSE)/100)*W150","v":3.915},{"$f":"VLOOKUP(R150,Start!$C$9:$D$15,2,FALSE)+VLOOKUP(R150,Start!$C$23:$D$29,2,FALSE)","v":45.66},{"$f":"(Y150/T150)+Start!$D$19*(VLOOKUP(R150,Start!$M$33:$N$39,2,FALSE)/T150)+VLOOKUP(S150,Start!$C$33:$D$40,2,FALSE)","v":155.88433111603842}]
[null,null,"Ja","SEE910877433255","In Betrieb","ExxonMobil Production Deutschland GmbH","Expansionsturbinen S2",26197,"Großenkneten","vor dem esch 12","Niedersachsen","1992-01-01","Druck aus Wasserleitungen","","Sonstige Energieträger (nicht erneuerbar)","Nein","Sonstige","Sonstige","Sonstige",0.38500000000000001,"eigene Annahme",1.3,1.2,{"$f":"(1-VLOOKUP(S151,Start!$H$33:$I$40,2,FALSE)/100)*W151","v":1.02},{"$f":"VLOOKUP(R151,Start!$C$9:$D$15,2,FALSE)+VLOOKUP(R151,Start!$C$23:$D$29,2,FALSE)","v":86.87},{"$f":"(Y151/T151)+Start!$D$19*(VLOOKUP(R151,Start!$M$33:$N$39,2,FALSE)/T151)+VLOOKUP(S151,Start!$C$33:$D$40,2,FALSE)","v":273.6607792207792}]
[null,null,"Ja","SEE910951087138","In Betrieb","MM Neuss GmbH","MM Neuss GmbH GT1",41460,"Neuss","Düsseldorfer Straße 182","Nordrhein-Westfalen","1992-07-01","Erdgas","Erdgas, Erdölgas","Erdgas","Ja","Gasturbinen mit Abhitzekessel","Erdgas","GuD",0.37619999999999998,"OPSD (2020)",6.2,4.8,{"$f":"(1-VLOOKUP(S152,Start!$H$33:$I$40,2,FALSE)/100)*W152","v":4.1760000000000002},{"$f":"VLOOKUP(R152,Start!$C$9:$D$15,2,FALSE)+VLOOKUP(R152,Start!$C$23:$D$29,2,FALSE)","v":45.66},{"$f":"(Y152/T152)+Start!$D$19*(VLOOKUP(R152,Start!$M$33:$N$39,2,FALSE)/T152)+VLOOKUP(S152,Start!$C$33:$D$40,2,FALSE)","v":168.07256778309409}]
[null,null,"Ja","SEE911097916719","In Betrieb","Model Sachsen Papier GmbH","Gasturbine Model Sachsen Papier",4838,"Eilenburg","Am Schanzberg 1","Sachsen","2009-12-15","Erdgas","Erdgas, Erdölgas","Erdgas","Ja","Gasturbinen mit nachgeschalteter Dampfturbine","Erdgas","GuD",0.37730000000000002,"OPSD (2020)",30.649259999999998,30.649259999999998,{"$f":"(1-VLOOKUP(S153,Start!$H$33:$I$40,2,FALSE)/100)*W153","v":26.664856199999999},{"$f":"VLOOKUP(R153,Start!$C$9:$D$15,2,FALSE)+VLOOKUP(R153,Start!$C$23:$D$29,2,FALSE)","v":45.66},{"$f":"(Y153/T153)+Start!$D$19*(VLOOKUP(R153,Start!$M$33:$N$39,2,FALSE)/T153)+VLOOKUP(S153,Start!$C$33:$D$40,2,FALSE)","v":167.58693347468855}]
[null,null,"Ja","SEE911129038174","In Betrieb","Stadtwerke Cottbus GmbH","BHKW-Anlage",3052,"Cottbus","Werner-von-Siemens-Straße 16","Brandenburg","2022-09-15","Erdgas","Erdgas, Erdölgas","Erdgas","Ja","Verbrennungsmotor","Erdgas","GuD",0.63,"Annahme basierend auf DIW (2014)",53.915999999999997,53.481000000000002,{"$f":"(1-VLOOKUP(S154,Start!$H$33:$I$40,2,FALSE)/100)*W154","v":46.528469999999999},{"$f":"VLOOKUP(R154,Start!$C$9:$D$15,2,FALSE)+VLOOKUP(R154,Start!$C$23:$D$29,2,FALSE)","v":45.66},{"$f":"(Y154/T154)+Start!$D$19*(VLOOKUP(R154,Start!$M$33:$N$39,2,FALSE)/T154)+VLOOKUP(S154,Start!$C$33:$D$40,2,FALSE)","v":100.96761904761904}]
[null,null,"Ja","SEE911257641864","In Betrieb","Mercedes-Benz AG","W065-Gebäude 120 / BHKW Modul 02",40476,"Düsseldorf","Rather Straße 51","Nordrhein-Westfalen","2012-10-31","Erdgas","Erdgas, Erdölgas","Erdgas","Ja","Gasturbinen mit Abhitzekessel","Erdgas","GuD",0.3982,"OPSD (2020)",4.3,4.2,{"$f":"(1-VLOOKUP(S155,Start!$H$33:$I$40,2,FALSE)/100)*W155","v":3.6539999999999999},{"$f":"VLOOKUP(R155,Start!$C$9:$D$15,2,FALSE)+VLOOKUP(R155,Start!$C$23:$D$29,2,FALSE)","v":45.66},{"$f":"(Y155/T155)+Start!$D$19*(VLOOKUP(R155,Start!$M$33:$N$39,2,FALSE)/T155)+VLOOKUP(S155,Start!$C$33:$D$40,2,FALSE)","v":158.86966348568558}]
[null,null,"Ja","SEE911283118750","In Betrieb","Industriekraftwerk Greifswald GmbH","Industriekraftwerk Greifswald GmbH",17509,"Lubmin","Am Hafen 2","Mecklenburg-Vorpommern","2013-12-17","Erdgas","Erdgas, Erdölgas","Erdgas","Ja","Gasturbinen mit Abhitzekessel","Erdgas","GuD",0.39929999999999999,"OPSD (2018)",39,38.200000000000003,{"$f":"(1-VLOOKUP(S156,Start!$H$33:$I$40,2,FALSE)/100)*W156","v":33.234000000000002},{"$f":"VLOOKUP(R156,Start!$C$9:$D$15,2,FALSE)+VLOOKUP(R156,Start!$C$23:$D$29,2,FALSE)","v":45.66},{"$f":"(Y156/T156)+Start!$D$19*(VLOOKUP(R156,Start!$M$33:$N$39,2,FALSE)/T156)+VLOOKUP(S156,Start!$C$33:$D$40,2,FALSE)","v":158.43613824192335}]
[null,null,"Ja","SEE911507913505","In Betrieb","Kelheim Fibres GmbH","Turbine 2",93309,"Kelheim","Regensburger Straße 109","Bayern","1990-07-18","Erdgas","Erdgas, Erdölgas","Erdgas","Ja","Gegendruckmaschine ohne Entnahme","Erdgas","GuD",0.35,"eigene Annahme",2.9430000000000001,2.722,{"$f":"(1-VLOOKUP(S157,Start!$H$33:$I$40,2,FALSE)/100)*W157","v":2.3681399999999999},{"$f":"VLOOKUP(R157,Start!$C$9:$D$15,2,FALSE)+VLOOKUP(R157,Start!$C$23:$D$29,2,FALSE)","v":45.66},{"$f":"(Y157/T157)+Start!$D$19*(VLOOKUP(R157,Start!$M$33:$N$39,2,FALSE)/T157)+VLOOKUP(S157,Start!$C$33:$D$40,2,FALSE)","v":180.54171428571431}]
[null,null,"Ja","SEE911567250299","In Betrieb","Uniper Kraftwerke GmbH","Itzehoe GT",25588,"Oldendorf","Straße nach Huje 1","Schleswig-Holstein","1972-01-01","Mineralölprodukte","Heizöl, leicht","Mineralölprodukte","Nein","Gasturbinen ohne Abhitzekessel","Öl","Öl",0.35420000000000001,"OPSD (2020)",88,87,{"$f":"(1-VLOOKUP(S158,Start!$H$33:$I$40,2,FALSE)/100)*W158","v":73.95},{"$f":"VLOOKUP(R158,Start!$C$9:$D$15,2,FALSE)+VLOOKUP(R158,Start!$C$23:$D$29,2,FALSE)","v":87.17},{"$f":"(Y158/T158)+Start!$D$19*(VLOOKUP(R158,Start!$M$33:$N$39,2,FALSE)/T158)+VLOOKUP(S158,Start!$C$33:$D$40,2,FALSE)","v":313.98136645962734}]
[null,null,"Ja","SEE911613995433","In Betrieb","EnBW Energie Baden-Württemberg AG","Kraftwerk Walheim GTD",74399,"Walheim","Mühlstraße 1","Baden-Württemberg","1981-05-13","Mineralölprodukte","Heizöl, leicht","Mineralölprodukte","Nein","Gasturbinen ohne Abhitzekessel","Öl","Öl",0.3306,"OPSD (2020)",143,136,{"$f":"(1-VLOOKUP(S159,Start!$H$33:$I$40,2,FALSE)/100)*W159","v":115.6},{"$f":"VLOOKUP(R159,Start!$C$9:$D$15,2,FALSE)+VLOOKUP(R159,Start!$C$23:$D$29,2,FALSE)","v":87.17},{"$f":"(Y159/T159)+Start!$D$19*(VLOOKUP(R159,Start!$M$33:$N$39,2,FALSE)/T159)+VLOOKUP(S159,Start!$C$33:$D$40,2,FALSE)","v":336.32365396249247}]
[null,null,"Ja","SEE911671792326","In Betrieb","RWE Generation SE","Emsland D GT1",49808,"Lingen","Schüttorfer Straße 100","Niedersachsen","2010-09-08","Erdgas","Erdgas, Erdölgas","Erdgas","Ja","Gasturbinen mit nachgeschalteter Dampfturbine","Erdgas","GuD",0.59199999999999997,"OPSD (2020)",297.93,293.5,{"$f":"(1-VLOOKUP(S160,Start!$H$33:$I$40,2,FALSE)/100)*W160","v":255.345},{"$f":"VLOOKUP(R160,Start!$C$9:$D$15,2,FALSE)+VLOOKUP(R160,Start!$C$23:$D$29,2,FALSE)","v":45.66},{"$f":"(Y160/T160)+Start!$D$19*(VLOOKUP(R160,Start!$M$33:$N$39,2,FALSE)/T160)+VLOOKUP(S160,Start!$C$33:$D$40,2,FALSE)","v":107.35236486486485}]
[null,null,"Ja","SEE911689709217","In Betrieb","Smurfit Kappa Herzberg Solid Board GmbH","Dampfturbine 2",37412,"Herzberg","Andreasberger Straße 1","Niedersachsen","1957-01-01","Erdgas","Erdgas, Erdölgas","Erdgas","Ja","Kondensationsmaschine mit Entnahme","Erdgas","GuD",0.4,"eigene Annahme",6.4,6,{"$f":"(1-VLOOKUP(S161,Start!$H$33:$I$40,2,FALSE)/100)*W161","v":5.22},{"$f":"VLOOKUP(R161,Start!$C$9:$D$15,2,FALSE)+VLOOKUP(R161,Start!$C$23:$D$29,2,FALSE)","v":45.66},{"$f":"(Y161/T161)+Start!$D$19*(VLOOKUP(R161,Start!$M$33:$N$39,2,FALSE)/T161)+VLOOKUP(S161,Start!$C$33:$D$40,2,FALSE)","v":158.16149999999999}]
[null,null,"Ja","SEE911764038249","in Betrieb","Uniper Kraftwerke GmbH","Franken DT1",90449,"Nürnberg","Felsenstraße 14","Bayern","1973-01-01","Erdgas","Erdgas, Erdölgas","Erdgas","Ja","Kondensationsmaschine mit Entnahme","Erdgas","GuD",0.41849999999999998,"OPSD (2020)",395,383,{"$f":"(1-VLOOKUP(S162,Start!$H$33:$I$40,2,FALSE)/100)*W162","v":333.21},{"$f":"VLOOKUP(R162,Start!$C$9:$D$15,2,FALSE)+VLOOKUP(R162,Start!$C$23:$D$29,2,FALSE)","v":45.66},{"$f":"(Y162/T162)+Start!$D$19*(VLOOKUP(R162,Start!$M$33:$N$39,2,FALSE)/T162)+VLOOKUP(S162,Start!$C$33:$D$40,2,FALSE)","v":151.23620071684587}]
[null,null,"Ja","SEE911850657996","In Betrieb","Currenta GmbH & Co. OHG","UER N230 VST1",47829,"Krefeld","Rheinuferstraße 7","Nordrhein-Westfalen","1963-01-28","Steinkohle","Steinkohlen","Steinkohle","Ja","Gegendruckmaschine ohne Entnahme","Steinkohle","Steinkohle",0.35249999999999998,"OPSD (2020)",9,6.5,{"$f":"(1-VLOOKUP(S163,Start!$H$33:$I$40,2,FALSE)/100)*W163","v":5.2},{"$f":"VLOOKUP(R163,Start!$C$9:$D$15,2,FALSE)+VLOOKUP(R163,Start!$C$23:$D$29,2,FALSE)","v":17.84},{"$f":"(Y163/T163)+Start!$D$19*(VLOOKUP(R163,Start!$M$33:$N$39,2,FALSE)/T163)+VLOOKUP(S163,Start!$C$33:$D$40,2,FALSE)","v":132.78992907801421}]
[null,null,"Ja","SEE912020488365","In Betrieb","thyssenkrupp Steel Europe AG","Ruhrort 2",47166,"Duisburg","Kaiser-Wilhelm-Str. 100","Nordrhein-Westfalen","1955-01-01","andere Gase","Hochofengas, Konvertergas","Sonstige Energieträger (nicht erneuerbar)","Ja","Kondensationsmaschine mit Entnahme","Erdgas","GuD",0.33,"Annahme basierend auf DIW (2014)",64,59.6,{"$f":"(1-VLOOKUP(S164,Start!$H$33:$I$40,2,FALSE)/100)*W164","v":51.852000000000004},{"$f":"VLOOKUP(R164,Start!$C$9:$D$15,2,FALSE)+VLOOKUP(R164,Start!$C$23:$D$29,2,FALSE)","v":45.66},{"$f":"(Y164/T164)+Start!$D$19*(VLOOKUP(R164,Start!$M$33:$N$39,2,FALSE)/T164)+VLOOKUP(S164,Start!$C$33:$D$40,2,FALSE)","v":191.39272727272726}]
[null,null,"Ja","SEE912160334607","In Betrieb","TotalEnergies Raffinerie Mitteldeutschland GmbH","Leuna GT2",6237,"Leuna"," ","Sachsen-Anhalt","1994-07-01","Erdgas","Erdgas, Erdölgas","Erdgas","Ja","Gasturbinen mit Abhitzekessel","Erdgas","GuD",0.51300000000000001,"OPSD (2020)",37.6,37,{"$f":"(1-VLOOKUP(S165,Start!$H$33:$I$40,2,FALSE)/100)*W165","v":32.19},{"$f":"VLOOKUP(R165,Start!$C$9:$D$15,2,FALSE)+VLOOKUP(R165,Start!$C$23:$D$29,2,FALSE)","v":45.66},{"$f":"(Y165/T165)+Start!$D$19*(VLOOKUP(R165,Start!$M$33:$N$39,2,FALSE)/T165)+VLOOKUP(S165,Start!$C$33:$D$40,2,FALSE)","v":123.65321637426899}]
[null,null,"Ja","SEE912224455828","In Betrieb","eins energie in sachsen GmbH & Co. KG","Motor-Heizkraftwerk Chemnitz-Süd, Motor 2",9125,"Chemnitz","Südstraße 1","Sachsen","2022-12-21","Erdgas","Erdgas, Erdölgas","Erdgas","Ja","Verbrennungsmotor","Erdgas","GuD",0.63,"Annahme basierend auf DIW (2014)",12.9,12.731399999999999,{"$f":"(1-VLOOKUP(S166,Start!$H$33:$I$40,2,FALSE)/100)*W166","v":11.076317999999999},{"$f":"VLOOKUP(R166,Start!$C$9:$D$15,2,FALSE)+VLOOKUP(R166,Start!$C$23:$D$29,2,FALSE)","v":45.66},{"$f":"(Y166/T166)+Start!$D$19*(VLOOKUP(R166,Start!$M$33:$N$39,2,FALSE)/T166)+VLOOKUP(S166,Start!$C$33:$D$40,2,FALSE)","v":100.96761904761904}]
[null,null,"Ja","SEE912257091857","In Betrieb","MHKW Müllheizkraftwerk Frankfurt am Main GmbH","Turbine 7",60439,"Frankfurt","Heddernheimer Landstraße 157","Hessen","2005-12-21","nicht biogener Abfall","Abfall (Hausmüll, Siedl.abf.)","Abfall","Ja","Kondensationsmaschine mit Entnahme","Abfall","Abfall",0.33,"OPSD (2020)",47.5,46.5,{"$f":"(1-VLOOKUP(S167,Start!$H$33:$I$40,2,FALSE)/100)*W167","v":39.524999999999999},{"$f":"VLOOKUP(R167,Start!$C$9:$D$15,2,FALSE)+VLOOKUP(R167,Start!$C$23:$D$29,2,FALSE)","v":0},{"$f":"(Y167/T167)+Start!$D$19*(VLOOKUP(R167,Start!$M$33:$N$39,2,FALSE)/T167)+VLOOKUP(S167,Start!$C$33:$D$40,2,FALSE)","v":1}]
[null,null,"Ja","SEE912583238223","In Betrieb","TEAG Thüringer Energie AG","Gasmotor 3 Jena",7745,"Jena","Rudolstädter Straße 41","Thüringen","2022-11-04","Erdgas","Erdgas, Erdölgas","Erdgas","Ja","Verbrennungsmotor","Erdgas","GuD",0.63,"Annahme basierend auf DIW (2014)",12.6,12.175000000000001,{"$f":"(1-VLOOKUP(S168,Start!$H$33:$I$40,2,FALSE)/100)*W168","v":10.59225},{"$f":"VLOOKUP(R168,Start!$C$9:$D$15,2,FALSE)+VLOOKUP(R168,Start!$C$23:$D$29,2,FALSE)","v":45.66},{"$f":"(Y168/T168)+Start!$D$19*(VLOOKUP(R168,Start!$M$33:$N$39,2,FALSE)/T168)+VLOOKUP(S168,Start!$C$33:$D$40,2,FALSE)","v":100.96761904761904}]
[null,null,"Ja","SEE912764206645","In Betrieb","Erlanger Stadtwerke AG","HKW - GuD1",91052,"Erlangen","Äußere Brucker Straße 33","Bayern","2005-09-14","Erdgas","Erdgas, Erdölgas","Erdgas","Ja","Gasturbinen mit nachgeschalteter Dampfturbine","Erdgas","GuD",0.5625,"OPSD (2020)",22.5,21.6,{"$f":"(1-VLOOKUP(S169,Start!$H$33:$I$40,2,FALSE)/100)*W169","v":18.792000000000002},{"$f":"VLOOKUP(R169,Start!$C$9:$D$15,2,FALSE)+VLOOKUP(R169,Start!$C$23:$D$29,2,FALSE)","v":45.66},{"$f":"(Y169/T169)+Start!$D$19*(VLOOKUP(R169,Start!$M$33:$N$39,2,FALSE)/T169)+VLOOKUP(S169,Start!$C$33:$D$40,2,FALSE)","v":112.90373333333334}]
[null,null,"Ja","SEE912906399075","In Betrieb","Palm Power GmbH & Co. KG","HKW Eltmann",97483,"Eltmann","Industriestraße 23","Bayern","2017-02-07","Erdgas","Erdgas, Erdölgas","Erdgas","Ja","Gasturbinen mit nachgeschalteter Dampfturbine","Erdgas","GuD",0.39269999999999999,"OPSD (2020)",62.808,62.808,{"$f":"(1-VLOOKUP(S170,Start!$H$33:$I$40,2,FALSE)/100)*W170","v":54.642960000000002},{"$f":"VLOOKUP(R170,Start!$C$9:$D$15,2,FALSE)+VLOOKUP(R170,Start!$C$23:$D$29,2,FALSE)","v":45.66},{"$f":"(Y170/T170)+Start!$D$19*(VLOOKUP(R170,Start!$M$33:$N$39,2,FALSE)/T170)+VLOOKUP(S170,Start!$C$33:$D$40,2,FALSE)","v":161.07372039724982}]
[null,null,"Ja","SEE912912423627","In Betrieb","Mineraloelraffinerie Oberrhein","Expander",76187,"Karlsruhe","Nördliche Raffineriestraße 1","Baden-Württemberg","1995-06-17","Mineralölprodukte","Andere Mineralölprodukte","Mineralölprodukte","Nein","Sonstige","Öl","Öl",0.3795,"OPSD (2020)",19,18.899999999999999,{"$f":"(1-VLOOKUP(S171,Start!$H$33:$I$40,2,FALSE)/100)*W171","v":16.064999999999998},{"$f":"VLOOKUP(R171,Start!$C$9:$D$15,2,FALSE)+VLOOKUP(R171,Start!$C$23:$D$29,2,FALSE)","v":87.17},{"$f":"(Y171/T171)+Start!$D$19*(VLOOKUP(R171,Start!$M$33:$N$39,2,FALSE)/T171)+VLOOKUP(S171,Start!$C$33:$D$40,2,FALSE)","v":293.1159420289855}]
[null,null,"Ja","SEE912935247576","In Betrieb","TotalEnergies Raffinerie Mitteldeutschland GmbH","Raffineriekraftwerk Leuna MDT",6237,"Leuna","Am Haupttor 3691","Sachsen-Anhalt","1997-01-01","Mineralölprodukte","Andere Mineralölprodukte","Mineralölprodukte","Ja","Gegendruckmaschine mit Entnahme","Öl","Öl",0.38,"OPSD (2020)",38.299999999999997,33.4,{"$f":"(1-VLOOKUP(S172,Start!$H$33:$I$40,2,FALSE)/100)*W172","v":28.389999999999997},{"$f":"VLOOKUP(R172,Start!$C$9:$D$15,2,FALSE)+VLOOKUP(R172,Start!$C$23:$D$29,2,FALSE)","v":87.17},{"$f":"(Y172/T172)+Start!$D$19*(VLOOKUP(R172,Start!$M$33:$N$39,2,FALSE)/T172)+VLOOKUP(S172,Start!$C$33:$D$40,2,FALSE)","v":292.7315789473684}]
[null,null,"Ja","SEE912975333499","In Betrieb","UPM GmbH","UPM Schongau HKW 3 GT",86956,"Schongau","Friedrich-Haindl-Straße 10","Bayern","2014-12-20","Erdgas","Erdgas, Erdölgas","Erdgas","Ja","Gasturbinen mit Abhitzekessel","Erdgas","GuD",0.40039999999999998,"OPSD (2020)",47,44.328000000000003,{"$f":"(1-VLOOKUP(S173,Start!$H$33:$I$40,2,FALSE)/100)*W173","v":38.565360000000005},{"$f":"VLOOKUP(R173,Start!$C$9:$D$15,2,FALSE)+VLOOKUP(R173,Start!$C$23:$D$29,2,FALSE)","v":45.66},{"$f":"(Y173/T173)+Start!$D$19*(VLOOKUP(R173,Start!$M$33:$N$39,2,FALSE)/T173)+VLOOKUP(S173,Start!$C$33:$D$40,2,FALSE)","v":158.00499500499501}]
[null,null,"Ja","SEE912978354040","In Betrieb","GLOBALFOUNDRIES Dresden Module One LLC & Co. KG","Gasmotoren-Blockheizkraftwerk II (Generator 6)",1468,"Moritzburg","Ringstraße 3","Sachsen","2004-11-10","Erdgas","Erdgas, Erdölgas","Erdgas","Ja","Verbrennungsmotor","Erdgas","GuD",0.54,"Annahme basierend auf DIW (2014)",3.8319999999999999,3.7719999999999998,{"$f":"(1-VLOOKUP(S174,Start!$H$33:$I$40,2,FALSE)/100)*W174","v":3.2816399999999999},{"$f":"VLOOKUP(R174,Start!$C$9:$D$15,2,FALSE)+VLOOKUP(R174,Start!$C$23:$D$29,2,FALSE)","v":45.66},{"$f":"(Y174/T174)+Start!$D$19*(VLOOKUP(R174,Start!$M$33:$N$39,2,FALSE)/T174)+VLOOKUP(S174,Start!$C$33:$D$40,2,FALSE)","v":117.54555555555554}]
[null,null,"Ja","SEE912994271871","In Betrieb","thyssenkrupp Steel Europe AG","Hamborn 3",47166,"Duisburg","Kaiser-Wilhelm-Str. 100","Nordrhein-Westfalen","1958-01-01","andere Gase","Hochofengas, Konvertergas","Sonstige Energieträger (nicht erneuerbar)","Ja","Kondensationsmaschine mit Entnahme","Erdgas","GuD",0.33,"Annahme basierend auf DIW (2014)",64,59.6,{"$f":"(1-VLOOKUP(S175,Start!$H$33:$I$40,2,FALSE)/100)*W175","v":51.852000000000004},{"$f":"VLOOKUP(R175,Start!$C$9:$D$15,2,FALSE)+VLOOKUP(R175,Start!$C$23:$D$29,2,FALSE)","v":45.66},{"$f":"(Y175/T175)+Start!$D$19*(VLOOKUP(R175,Start!$M$33:$N$39,2,FALSE)/T175)+VLOOKUP(S175,Start!$C$33:$D$40,2,FALSE)","v":191.39272727272726}]
[null,null,"Ja","SEE913088869400","In Betrieb","Städtische Werke Energie + Wärme GmbH","Kombi-HKW GT1",34134,"Kassel","Dennhäuser Straße 122","Hessen","2021-03-31","Erdgas","Erdgas, Erdölgas","Erdgas","Ja","Gasturbinen mit nachgeschalteter Dampfturbine","Erdgas","GuD",0.63,"Annahme basierend auf DIW (2014)",15.68,15.29,{"$f":"(1-VLOOKUP(S176,Start!$H$33:$I$40,2,FALSE)/100)*W176","v":13.302299999999999},{"$f":"VLOOKUP(R176,Start!$C$9:$D$15,2,FALSE)+VLOOKUP(R176,Start!$C$23:$D$29,2,FALSE)","v":45.66},{"$f":"(Y176/T176)+Start!$D$19*(VLOOKUP(R176,Start!$M$33:$N$39,2,FALSE)/T176)+VLOOKUP(S176,Start!$C$33:$D$40,2,FALSE)","v":100.96761904761904}]
[null,null,"Ja","SEE913203719740","In Betrieb","AG der Dillinger Hüttenwerke","GKW",66763,"Dillingen","Werkstraße 1","Saarland","2009-04-22","andere Gase","Hochofengas, Konvertergas","Sonstige Energieträger (nicht erneuerbar)","Ja","Kondensationsmaschine mit Entnahme","Erdgas","GuD",0.58499999999999996,"Annahme basierend auf DIW (2014)",95.558000000000007,89.337000000000003,{"$f":"(1-VLOOKUP(S177,Start!$H$33:$I$40,2,FALSE)/100)*W177","v":77.723190000000002},{"$f":"VLOOKUP(R177,Start!$C$9:$D$15,2,FALSE)+VLOOKUP(R177,Start!$C$23:$D$29,2,FALSE)","v":45.66},{"$f":"(Y177/T177)+Start!$D$19*(VLOOKUP(R177,Start!$M$33:$N$39,2,FALSE)/T177)+VLOOKUP(S177,Start!$C$33:$D$40,2,FALSE)","v":108.61897435897436}]
[null,null,"Ja","SEE913280112274","In Betrieb","K+S Minerals and Agriculture GmbH","Kraftwerk HA DT4",36269,"Philippsthal","Hattorfer Straße 1","Hessen","1962-07-02","Wärme","Dampf (zum Beispiel Prozesswärme)","Erdgas","Ja","Gegendruckmaschine mit Entnahme","Erdgas","GuD",0.39929999999999999,"OPSD (2020)",21,21,{"$f":"(1-VLOOKUP(S178,Start!$H$33:$I$40,2,FALSE)/100)*W178","v":18.27},{"$f":"VLOOKUP(R178,Start!$C$9:$D$15,2,FALSE)+VLOOKUP(R178,Start!$C$23:$D$29,2,FALSE)","v":45.66},{"$f":"(Y178/T178)+Start!$D$19*(VLOOKUP(R178,Start!$M$33:$N$39,2,FALSE)/T178)+VLOOKUP(S178,Start!$C$33:$D$40,2,FALSE)","v":158.43613824192335}]
[null,null,"Ja","SEE913282681389","In Betrieb","Südzucker AG","Dampfturbine I Südzucker Plattling",94447,"Plattling","Dr.-Ludwig-Kayser-Straße 1","Bayern","1962-07-09","Wärme","Dampf (zum Beispiel Prozesswärme)","Wärme","Ja","Gegendruckmaschine ohne Entnahme","Sonstige","Sonstige",0.33,"eigene Annahme",7.1,6.7895000000000003,{"$f":"(1-VLOOKUP(S179,Start!$H$33:$I$40,2,FALSE)/100)*W179","v":5.7710749999999997},{"$f":"VLOOKUP(R179,Start!$C$9:$D$15,2,FALSE)+VLOOKUP(R179,Start!$C$23:$D$29,2,FALSE)","v":86.87},{"$f":"(Y179/T179)+Start!$D$19*(VLOOKUP(R179,Start!$M$33:$N$39,2,FALSE)/T179)+VLOOKUP(S179,Start!$C$33:$D$40,2,FALSE)","v":319.10424242424244}]
[null,null,"Ja","SEE913516809497","In Betrieb","Uniper Kraftwerke GmbH","Datteln 4",45711,"Datteln","Im Löringhof 10","Nordrhein-Westfalen","2020-05-30","Steinkohle","Steinkohlen","Steinkohle","Ja","Kondensationsmaschine mit Entnahme","Steinkohle","Steinkohle",0.45,"https://www.uniper.energy/de/datteln-4",1100,1052,{"$f":"(1-VLOOKUP(S180,Start!$H$33:$I$40,2,FALSE)/100)*W180","v":841.6},{"$f":"VLOOKUP(R180,Start!$C$9:$D$15,2,FALSE)+VLOOKUP(R180,Start!$C$23:$D$29,2,FALSE)","v":17.84},{"$f":"(Y180/T180)+Start!$D$19*(VLOOKUP(R180,Start!$M$33:$N$39,2,FALSE)/T180)+VLOOKUP(S180,Start!$C$33:$D$40,2,FALSE)","v":104.30044444444444}]
[null,null,"Ja","SEE913556136355","In Betrieb","Evonik Operations GmbH","Rheinfelden Dampfturbine",79618,"Rheinfelden","Untere Kanalstraße 3","Baden-Württemberg","2006-01-01","Erdgas","Erdgas, Erdölgas","Erdgas","Ja","Gegendruckmaschine mit Entnahme","Erdgas","GuD",0.3619,"OPSD (2020)",6.43,6.43,{"$f":"(1-VLOOKUP(S181,Start!$H$33:$I$40,2,FALSE)/100)*W181","v":5.5941000000000001},{"$f":"VLOOKUP(R181,Start!$C$9:$D$15,2,FALSE)+VLOOKUP(R181,Start!$C$23:$D$29,2,FALSE)","v":45.66},{"$f":"(Y181/T181)+Start!$D$19*(VLOOKUP(R181,Start!$M$33:$N$39,2,FALSE)/T181)+VLOOKUP(S181,Start!$C$33:$D$40,2,FALSE)","v":174.65446255871785}]
[null,null,"Ja","SEE913600410226","In Betrieb","Iqony Gasmotoren Fenne 2 GmbH","Gasmotor 4 Mod.",66333,"Völklingen","Saarbrücker Straße 135-137","Saarland","2021-11-05","Erdgas","Erdgas, Erdölgas","Erdgas","Ja","Verbrennungsmotor","Erdgas","GuD",0.45,"https://www.steag.com/de/leistungen/konventionelle-energieerzeugung",3.3519999999999999,3.3340000000000001,{"$f":"(1-VLOOKUP(S182,Start!$H$33:$I$40,2,FALSE)/100)*W182","v":2.9005800000000002},{"$f":"VLOOKUP(R182,Start!$C$9:$D$15,2,FALSE)+VLOOKUP(R182,Start!$C$23:$D$29,2,FALSE)","v":45.66},{"$f":"(Y182/T182)+Start!$D$19*(VLOOKUP(R182,Start!$M$33:$N$39,2,FALSE)/T182)+VLOOKUP(S182,Start!$C$33:$D$40,2,FALSE)","v":140.75466666666665}]
[null,null,"Ja","SEE913609763316","In Betrieb","Infraserv GmbH & Co. Wiesbaden KG","Generator 1 Erdgas",65203,"Wiesbaden","Rheingaustraße ","Hessen","1981-08-31","Erdgas","Erdgas, Erdölgas","Erdgas","Ja","Gegendruckmaschine ohne Entnahme","Erdgas","GuD",0.3916,"OPSD (2020)",7.25,7.25,{"$f":"(1-VLOOKUP(S183,Start!$H$33:$I$40,2,FALSE)/100)*W183","v":6.3075000000000001},{"$f":"VLOOKUP(R183,Start!$C$9:$D$15,2,FALSE)+VLOOKUP(R183,Start!$C$23:$D$29,2,FALSE)","v":45.66},{"$f":"(Y183/T183)+Start!$D$19*(VLOOKUP(R183,Start!$M$33:$N$39,2,FALSE)/T183)+VLOOKUP(S183,Start!$C$33:$D$40,2,FALSE)","v":161.52196118488251}]
[null,null,"Ja","SEE913896693631","In Betrieb","Hamburger Energiewerke GmbH","GuD Tiefstack",22113,"Hamburg","Andreas-Meyer-Straße 8","Hamburg","2009-05-01","Erdgas","Erdgas, Erdölgas","Erdgas","Ja","Gasturbinen mit nachgeschalteter Dampfturbine","Erdgas","GuD",0.58050000000000002,"OPSD (2020)",129.4,127,{"$f":"(1-VLOOKUP(S184,Start!$H$33:$I$40,2,FALSE)/100)*W184","v":110.49},{"$f":"VLOOKUP(R184,Start!$C$9:$D$15,2,FALSE)+VLOOKUP(R184,Start!$C$23:$D$29,2,FALSE)","v":45.66},{"$f":"(Y184/T184)+Start!$D$19*(VLOOKUP(R184,Start!$M$33:$N$39,2,FALSE)/T184)+VLOOKUP(S184,Start!$C$33:$D$40,2,FALSE)","v":109.44935400516795}]
[null,null,"Ja","SEE913985941537","In Betrieb","medl GmbH","medl BHKW Broich Modul 2 neu",45479,"Mülheim","Duisburger Straße 50","Nordrhein-Westfalen","2020-11-30","Erdgas","Erdgas, Erdölgas","Erdgas","Ja","Verbrennungsmotor","Erdgas","GuD",0.63,"Annahme basierend auf DIW (2014)",2.673,2.673,{"$f":"(1-VLOOKUP(S185,Start!$H$33:$I$40,2,FALSE)/100)*W185","v":2.32551},{"$f":"VLOOKUP(R185,Start!$C$9:$D$15,2,FALSE)+VLOOKUP(R185,Start!$C$23:$D$29,2,FALSE)","v":45.66},{"$f":"(Y185/T185)+Start!$D$19*(VLOOKUP(R185,Start!$M$33:$N$39,2,FALSE)/T185)+VLOOKUP(S185,Start!$C$33:$D$40,2,FALSE)","v":100.96761904761904}]
[null,null,"Ja","SEE914143996840","In Betrieb","Sasol Germany GmbH","GT3",25541,"Brunsbüttel","Fritz-Staiger-Straße 15","Schleswig-Holstein","2020-10-02","Erdgas","Erdgas, Erdölgas","Erdgas","Ja","Gasturbinen mit Abhitzekessel","Erdgas","GuD",0.4,"eigene Annahme",7.4859999999999998,7.4279999999999999,{"$f":"(1-VLOOKUP(S186,Start!$H$33:$I$40,2,FALSE)/100)*W186","v":6.4623600000000003},{"$f":"VLOOKUP(R186,Start!$C$9:$D$15,2,FALSE)+VLOOKUP(R186,Start!$C$23:$D$29,2,FALSE)","v":45.66},{"$f":"(Y186/T186)+Start!$D$19*(VLOOKUP(R186,Start!$M$33:$N$39,2,FALSE)/T186)+VLOOKUP(S186,Start!$C$33:$D$40,2,FALSE)","v":158.16149999999999}]
[null,null,"Ja","SEE914179988338","In Betrieb","Enertec Hameln GmbH","Turbine 6",31789,"Hameln","Heinrich-Schoormann-Weg 1","Niedersachsen","1970-11-13","nicht biogener Abfall","Abfall (Hausmüll, Siedl.abf.)","Abfall","Ja","Gegendruckmaschine ohne Entnahme","Abfall","Abfall",0.33,"OPSD (2020)",4.25,2.5499999999999998,{"$f":"(1-VLOOKUP(S187,Start!$H$33:$I$40,2,FALSE)/100)*W187","v":2.1675},{"$f":"VLOOKUP(R187,Start!$C$9:$D$15,2,FALSE)+VLOOKUP(R187,Start!$C$23:$D$29,2,FALSE)","v":0},{"$f":"(Y187/T187)+Start!$D$19*(VLOOKUP(R187,Start!$M$33:$N$39,2,FALSE)/T187)+VLOOKUP(S187,Start!$C$33:$D$40,2,FALSE)","v":1}]
[null,null,"Ja","SEE914187135533","In Betrieb","Mineraloelraffinerie Oberrhein","Maschine 2",76187,"Karlsruhe","Nördliche Raffineriestraße 1","Baden-Württemberg","1995-06-17","Mineralölprodukte","Raffineriegas","Mineralölprodukte","Ja","Kondensationsmaschine mit Entnahme","Öl","Öl",0.3795,"OPSD (2020)",12.5,11.3,{"$f":"(1-VLOOKUP(S188,Start!$H$33:$I$40,2,FALSE)/100)*W188","v":9.6050000000000004},{"$f":"VLOOKUP(R188,Start!$C$9:$D$15,2,FALSE)+VLOOKUP(R188,Start!$C$23:$D$29,2,FALSE)","v":87.17},{"$f":"(Y188/T188)+Start!$D$19*(VLOOKUP(R188,Start!$M$33:$N$39,2,FALSE)/T188)+VLOOKUP(S188,Start!$C$33:$D$40,2,FALSE)","v":293.1159420289855}]
[null,null,"Ja","SEE914224312040","In Betrieb","GLOBALFOUNDRIES Dresden Module Two LLC & Co. KG","Gasmotoren-Blockheizkraftwerk I (Generator 1)",1468,"Moritzburg","Ringstraße 3","Sachsen","1998-09-01","Erdgas","Erdgas, Erdölgas","Erdgas","Ja","Verbrennungsmotor","Erdgas","GuD",0.38279999999999997,"OPSD (2020)",3.8839999999999999,3.879,{"$f":"(1-VLOOKUP(S189,Start!$H$33:$I$40,2,FALSE)/100)*W189","v":3.37473},{"$f":"VLOOKUP(R189,Start!$C$9:$D$15,2,FALSE)+VLOOKUP(R189,Start!$C$23:$D$29,2,FALSE)","v":45.66},{"$f":"(Y189/T189)+Start!$D$19*(VLOOKUP(R189,Start!$M$33:$N$39,2,FALSE)/T189)+VLOOKUP(S189,Start!$C$33:$D$40,2,FALSE)","v":165.20062695924764}]
[null,null,"Ja","SEE914414538991","In Betrieb","BASF SE","GuD Mitte GT12",67063,"Ludwigshafen","Carl-Bosch-Straße 38","Rheinland-Pfalz","2005-05-12","Erdgas","Erdgas, Erdölgas","Erdgas","Ja","Gasturbinen mit nachgeschalteter Dampfturbine","Erdgas","GuD",0.43,"OPSD (2020)",206,204,{"$f":"(1-VLOOKUP(S190,Start!$H$33:$I$40,2,FALSE)/100)*W190","v":177.48},{"$f":"VLOOKUP(R190,Start!$C$9:$D$15,2,FALSE)+VLOOKUP(R190,Start!$C$23:$D$29,2,FALSE)","v":45.66},{"$f":"(Y190/T190)+Start!$D$19*(VLOOKUP(R190,Start!$M$33:$N$39,2,FALSE)/T190)+VLOOKUP(S190,Start!$C$33:$D$40,2,FALSE)","v":147.23162790697674}]
[null,null,"Ja","SEE914438115895","In Betrieb","EVH GmbH","Heizkraftwerk Dieselstraße Block A",6130,"Halle","Dieselstraße 141","Sachsen-Anhalt","2020-04-01","Erdgas","Erdgas, Erdölgas","Erdgas","Ja","Gasturbinen mit nachgeschalteter Dampfturbine","Erdgas","GuD",0.39050000000000001,"OPSD (2020)",57.646000000000001,56.844999999999999,{"$f":"(1-VLOOKUP(S191,Start!$H$33:$I$40,2,FALSE)/100)*W191","v":49.455149999999996},{"$f":"VLOOKUP(R191,Start!$C$9:$D$15,2,FALSE)+VLOOKUP(R191,Start!$C$23:$D$29,2,FALSE)","v":45.66},{"$f":"(Y191/T191)+Start!$D$19*(VLOOKUP(R191,Start!$M$33:$N$39,2,FALSE)/T191)+VLOOKUP(S191,Start!$C$33:$D$40,2,FALSE)","v":161.97272727272727}]
[null,null,"Ja","SEE914662265496","In Betrieb","WMF GmbH","Dampfturbine AEG Kanis",73312,"Geislingen","WMF Platz 1","Baden-Württemberg","1965-01-01","Wärme","Dampf (zum Beispiel Prozesswärme)","Wärme","Ja","Gegendruckmaschine mit Entnahme","Sonstige","Sonstige",0.27600000000000002,"Annahme basierend auf DIW (2014)",5.5,5.47,{"$f":"(1-VLOOKUP(S192,Start!$H$33:$I$40,2,FALSE)/100)*W192","v":4.6494999999999997},{"$f":"VLOOKUP(R192,Start!$C$9:$D$15,2,FALSE)+VLOOKUP(R192,Start!$C$23:$D$29,2,FALSE)","v":86.87},{"$f":"(Y192/T192)+Start!$D$19*(VLOOKUP(R192,Start!$M$33:$N$39,2,FALSE)/T192)+VLOOKUP(S192,Start!$C$33:$D$40,2,FALSE)","v":381.34202898550723}]
[null,null,"Ja","SEE914688001801","In Betrieb","Smurfit Kappa Hoya Papier und Karton GmbH","DT 2 (KKK)",27318,"Hoya","Von-dem-Bussche-Straße 1","Niedersachsen","1996-01-01","Erdgas","Erdgas, Erdölgas","Erdgas","Ja","Gegendruckmaschine mit Entnahme","Erdgas","GuD",0.4,"eigene Annahme",4.5199999999999996,4.3390000000000004,{"$f":"(1-VLOOKUP(S193,Start!$H$33:$I$40,2,FALSE)/100)*W193","v":3.7749300000000003},{"$f":"VLOOKUP(R193,Start!$C$9:$D$15,2,FALSE)+VLOOKUP(R193,Start!$C$23:$D$29,2,FALSE)","v":45.66},{"$f":"(Y193/T193)+Start!$D$19*(VLOOKUP(R193,Start!$M$33:$N$39,2,FALSE)/T193)+VLOOKUP(S193,Start!$C$33:$D$40,2,FALSE)","v":158.16149999999999}]
[null,null,"Ja","SEE914740925915","In Betrieb","SWP Stadtwerke Pforzheim","MOT 2",75175,"Pforzheim","Hohwiesenweg 19","Baden-Württemberg","2021-06-15","Erdgas","Erdgas, Erdölgas","Erdgas","Ja","Verbrennungsmotor","Erdgas","GuD",0.45,"https://www.innio.com/de/loesungen/energieerzeugung/kraft-waerme-kopplung",10.387,10.199999999999999,{"$f":"(1-VLOOKUP(S194,Start!$H$33:$I$40,2,FALSE)/100)*W194","v":8.8739999999999988},{"$f":"VLOOKUP(R194,Start!$C$9:$D$15,2,FALSE)+VLOOKUP(R194,Start!$C$23:$D$29,2,FALSE)","v":45.66},{"$f":"(Y194/T194)+Start!$D$19*(VLOOKUP(R194,Start!$M$33:$N$39,2,FALSE)/T194)+VLOOKUP(S194,Start!$C$33:$D$40,2,FALSE)","v":140.75466666666665}]
[null,null,"Ja","SEE914749097217","In Betrieb","Daimler Truck AG","129870 Modul 1",76744,"Wörth","Daimlerstraße 1","Rheinland-Pfalz","2013-02-20","Erdgas","Erdgas, Erdölgas","Erdgas","Ja","Verbrennungsmotor","Erdgas","GuD",0.39929999999999999,"OPSD (2020)",4.49,4.4400000000000004,{"$f":"(1-VLOOKUP(S195,Start!$H$33:$I$40,2,FALSE)/100)*W195","v":3.8628000000000005},{"$f":"VLOOKUP(R195,Start!$C$9:$D$15,2,FALSE)+VLOOKUP(R195,Start!$C$23:$D$29,2,FALSE)","v":45.66},{"$f":"(Y195/T195)+Start!$D$19*(VLOOKUP(R195,Start!$M$33:$N$39,2,FALSE)/T195)+VLOOKUP(S195,Start!$C$33:$D$40,2,FALSE)","v":158.43613824192335}]
[null,null,"Ja","SEE914857304191","In Betrieb","RWE Generation SE","Dormagen GT1",41540,"Dormagen","Alte Heerstraße 1","Nordrhein-Westfalen","2000-07-23","Erdgas","Erdgas, Erdölgas","Erdgas","Ja","Gasturbinen mit Abhitzekessel","Erdgas","GuD",0.54,"OPSD (2020)",189,184,{"$f":"(1-VLOOKUP(S196,Start!$H$33:$I$40,2,FALSE)/100)*W196","v":160.08000000000001},{"$f":"VLOOKUP(R196,Start!$C$9:$D$15,2,FALSE)+VLOOKUP(R196,Start!$C$23:$D$29,2,FALSE)","v":45.66},{"$f":"(Y196/T196)+Start!$D$19*(VLOOKUP(R196,Start!$M$33:$N$39,2,FALSE)/T196)+VLOOKUP(S196,Start!$C$33:$D$40,2,FALSE)","v":117.54555555555554}]
[null,null,"Ja","SEE914878135613","In Betrieb","Energie und Wasser Potsdam GmbH","HKW Potsdam-Süd Block2",14478,"Potsdam","Zum Heizwerk 20","Brandenburg","1996-01-01","Erdgas","Erdgas, Erdölgas","Erdgas","Ja","Gasturbinen mit nachgeschalteter Dampfturbine","Erdgas","GuD",0.38059999999999999,"OPSD (2020)",42,40.9,{"$f":"(1-VLOOKUP(S197,Start!$H$33:$I$40,2,FALSE)/100)*W197","v":35.582999999999998},{"$f":"VLOOKUP(R197,Start!$C$9:$D$15,2,FALSE)+VLOOKUP(R197,Start!$C$23:$D$29,2,FALSE)","v":45.66},{"$f":"(Y197/T197)+Start!$D$19*(VLOOKUP(R197,Start!$M$33:$N$39,2,FALSE)/T197)+VLOOKUP(S197,Start!$C$33:$D$40,2,FALSE)","v":166.14687335785601}]
[null,null,"Ja","SEE914931712744","In Betrieb","EnBW Contracting GmbH","HK_001_Industrieheizkraftwerk-Walsrode_BHKW-GM1",29699,"Walsrode","Bahnhofstraße 13","Niedersachsen","2019-01-01","Erdgas","Erdgas, Erdölgas","Erdgas","Ja","Verbrennungsmotor","Erdgas","GuD",0.35089999999999999,"OPSD (2020)",3.2,3.2,{"$f":"(1-VLOOKUP(S198,Start!$H$33:$I$40,2,FALSE)/100)*W198","v":2.7840000000000003},{"$f":"VLOOKUP(R198,Start!$C$9:$D$15,2,FALSE)+VLOOKUP(R198,Start!$C$23:$D$29,2,FALSE)","v":45.66},{"$f":"(Y198/T198)+Start!$D$19*(VLOOKUP(R198,Start!$M$33:$N$39,2,FALSE)/T198)+VLOOKUP(S198,Start!$C$33:$D$40,2,FALSE)","v":180.08250213736108}]
[null,null,"Ja","SEE914989602134","In Betrieb","Infraserv GmbH & Co. Höchst KG","IPH Strom GTX2",65929,"Frankfurt","Brüningstraße 50","Hessen","2011-01-06","Erdgas","Erdgas, Erdölgas","Erdgas","Ja","Gasturbinen mit Abhitzekessel","Erdgas","GuD",0.3982,"OPSD (2020)",50,49.8,{"$f":"(1-VLOOKUP(S199,Start!$H$33:$I$40,2,FALSE)/100)*W199","v":43.326000000000001},{"$f":"VLOOKUP(R199,Start!$C$9:$D$15,2,FALSE)+VLOOKUP(R199,Start!$C$23:$D$29,2,FALSE)","v":45.66},{"$f":"(Y199/T199)+Start!$D$19*(VLOOKUP(R199,Start!$M$33:$N$39,2,FALSE)/T199)+VLOOKUP(S199,Start!$C$33:$D$40,2,FALSE)","v":158.86966348568558}]
[null,null,"Ja","SEE915096178499","In Betrieb","BASF SE","W118 GTE",67063,"Ludwigshafen","Carl-Bosch-Straße 38","Rheinland-Pfalz","1972-02-15","Druck aus Gasleitungen","","Sonstige Energieträger (nicht erneuerbar)","Nein","Sonstige","Sonstige","Sonstige",0.35,"eigene Annahme",2.2450000000000001,2.2000000000000002,{"$f":"(1-VLOOKUP(S200,Start!$H$33:$I$40,2,FALSE)/100)*W200","v":1.87},{"$f":"VLOOKUP(R200,Start!$C$9:$D$15,2,FALSE)+VLOOKUP(R200,Start!$C$23:$D$29,2,FALSE)","v":86.87},{"$f":"(Y200/T200)+Start!$D$19*(VLOOKUP(R200,Start!$M$33:$N$39,2,FALSE)/T200)+VLOOKUP(S200,Start!$C$33:$D$40,2,FALSE)","v":300.92685714285716}]
[null,null,"Ja","SEE915098640406","In Betrieb","K+S Minerals and Agriculture GmbH","ZI TR GT2",39326,"Zielitz","Farsleber Straße 1","Sachsen-Anhalt","1997-07-02","Erdgas","Erdgas, Erdölgas","Erdgas","Ja","Gasturbinen ohne Abhitzekessel","Erdgas","Gasturbine",0.38,"eigene Annahme",5.5919999999999996,5.5,{"$f":"(1-VLOOKUP(S201,Start!$H$33:$I$40,2,FALSE)/100)*W201","v":4.7850000000000001},{"$f":"VLOOKUP(R201,Start!$C$9:$D$15,2,FALSE)+VLOOKUP(R201,Start!$C$23:$D$29,2,FALSE)","v":45.66},{"$f":"(Y201/T201)+Start!$D$19*(VLOOKUP(R201,Start!$M$33:$N$39,2,FALSE)/T201)+VLOOKUP(S201,Start!$C$33:$D$40,2,FALSE)","v":165.90684210526314}]
[null,null,"Ja","SEE915108754215","In Betrieb","Basell Polyolefine GmbH","Kraftwerk Basell Wesseling",50389,"Wesseling","Brühler Straße 60","Nordrhein-Westfalen","1962-07-03","Mineralölprodukte","Andere Mineralölprodukte","Mineralölprodukte","Ja","Sonstige","Öl","Öl",0.34320000000000001,"OPSD (2020)",102,90,{"$f":"(1-VLOOKUP(S202,Start!$H$33:$I$40,2,FALSE)/100)*W202","v":76.5},{"$f":"VLOOKUP(R202,Start!$C$9:$D$15,2,FALSE)+VLOOKUP(R202,Start!$C$23:$D$29,2,FALSE)","v":87.17},{"$f":"(Y202/T202)+Start!$D$19*(VLOOKUP(R202,Start!$M$33:$N$39,2,FALSE)/T202)+VLOOKUP(S202,Start!$C$33:$D$40,2,FALSE)","v":324.0128205128205}]
[null,null,"Ja","SEE915289541482","In Betrieb","Mainova AG","HKW West Block 3",60327,"Frankfurt","Gutleutstraße 231","Hessen","1990-02-15","Steinkohle","Steinkohlen","Steinkohle","Ja","Kondensationsmaschine mit Entnahme","Steinkohle","Steinkohle",0.39750000000000002,"OPSD (2020)",69.5,61.5,{"$f":"(1-VLOOKUP(S203,Start!$H$33:$I$40,2,FALSE)/100)*W203","v":49.2},{"$f":"VLOOKUP(R203,Start!$C$9:$D$15,2,FALSE)+VLOOKUP(R203,Start!$C$23:$D$29,2,FALSE)","v":17.84},{"$f":"(Y203/T203)+Start!$D$19*(VLOOKUP(R203,Start!$M$33:$N$39,2,FALSE)/T203)+VLOOKUP(S203,Start!$C$33:$D$40,2,FALSE)","v":117.90427672955974}]
[null,null,"Ja","SEE915375007878","In Betrieb","Stadtwerke Duisburg AG","Mitte BHKW 2 Modul 4",47053,"Duisburg","Bungertstr. 27","Nordrhein-Westfalen","2023-05-17","Erdgas","Erdgas, Erdölgas","Erdgas","Ja","Verbrennungsmotor","Erdgas","GuD",0.63,"Annahme basierend auf DIW (2014)",4.5,4.4720000000000004,{"$f":"(1-VLOOKUP(S204,Start!$H$33:$I$40,2,FALSE)/100)*W204","v":3.8906400000000003},{"$f":"VLOOKUP(R204,Start!$C$9:$D$15,2,FALSE)+VLOOKUP(R204,Start!$C$23:$D$29,2,FALSE)","v":45.66},{"$f":"(Y204/T204)+Start!$D$19*(VLOOKUP(R204,Start!$M$33:$N$39,2,FALSE)/T204)+VLOOKUP(S204,Start!$C$33:$D$40,2,FALSE)","v":100.96761904761904}]
[null,null,"Ja","SEE915426748132","In Betrieb","RheinEnergie AG","Block 6 Merkenich RheinEnergie",50769,"Köln","Merkenicher Hauptstr. 2","Nordrhein-Westfalen","2010-12-16","Braunkohle","Wirbelschichtkohle","Braunkohle","Ja","Gegendruckmaschine mit Entnahme","Braunkohle","Braunkohle",0.42399999999999999,"OPSD (2020)",85.2,75.3,{"$f":"(1-VLOOKUP(S205,Start!$H$33:$I$40,2,FALSE)/100)*W205","v":65.510999999999996},{"$f":"VLOOKUP(R205,Start!$C$9:$D$15,2,FALSE)+VLOOKUP(R205,Start!$C$23:$D$29,2,FALSE)","v":3.1},{"$f":"(Y205/T205)+Start!$D$19*(VLOOKUP(R205,Start!$M$33:$N$39,2,FALSE)/T205)+VLOOKUP(S205,Start!$C$33:$D$40,2,FALSE)","v":89.620754716981153}]
[null,null,"Ja","SEE915604855232","In Betrieb","Sustainable Energy Aschaffenburg GmbH","GuD-Anlage (Gasturbine)",63741,"Aschaffenburg","Weichertstraße 7","Bayern","2013-01-28","Erdgas","Erdgas, Erdölgas","Erdgas","Ja","Gasturbinen mit nachgeschalteter Dampfturbine","Erdgas","GuD",0.59850000000000003,"OPSD (2020)",32.25,31.552,{"$f":"(1-VLOOKUP(S206,Start!$H$33:$I$40,2,FALSE)/100)*W206","v":27.450240000000001},{"$f":"VLOOKUP(R206,Start!$C$9:$D$15,2,FALSE)+VLOOKUP(R206,Start!$C$23:$D$29,2,FALSE)","v":45.66},{"$f":"(Y206/T206)+Start!$D$19*(VLOOKUP(R206,Start!$M$33:$N$39,2,FALSE)/T206)+VLOOKUP(S206,Start!$C$33:$D$40,2,FALSE)","v":106.20275689223057}]
[null,null,"Ja","SEE915645322953","In Betrieb","SWE Energie GmbH","GT 1",99087,"Erfurt","Stotternheimer Straße 40","Thüringen","1999-12-17","Erdgas","Erdgas, Erdölgas","Erdgas","Ja","Gasturbinen mit nachgeschalteter Dampfturbine","Erdgas","GuD",0.54,"Annahme basierend auf DIW (2014)",23.914000000000001,23,{"$f":"(1-VLOOKUP(S207,Start!$H$33:$I$40,2,FALSE)/100)*W207","v":20.010000000000002},{"$f":"VLOOKUP(R207,Start!$C$9:$D$15,2,FALSE)+VLOOKUP(R207,Start!$C$23:$D$29,2,FALSE)","v":45.66},{"$f":"(Y207/T207)+Start!$D$19*(VLOOKUP(R207,Start!$M$33:$N$39,2,FALSE)/T207)+VLOOKUP(S207,Start!$C$33:$D$40,2,FALSE)","v":117.54555555555554}]
[null,null,"Ja","SEE915851127786","In Betrieb","Stadtwerke Aachen AG","BHKW Schwarzer Weg",52070,"Aachen","Schwarzer Weg 19 b","Nordrhein-Westfalen","2023-04-05","Erdgas","Erdgas, Erdölgas","Erdgas","Ja","Verbrennungsmotor","Erdgas","GuD",0.63,"Annahme basierend auf DIW (2014)",22.535,21.504999999999999,{"$f":"(1-VLOOKUP(S208,Start!$H$33:$I$40,2,FALSE)/100)*W208","v":18.709350000000001},{"$f":"VLOOKUP(R208,Start!$C$9:$D$15,2,FALSE)+VLOOKUP(R208,Start!$C$23:$D$29,2,FALSE)","v":45.66},{"$f":"(Y208/T208)+Start!$D$19*(VLOOKUP(R208,Start!$M$33:$N$39,2,FALSE)/T208)+VLOOKUP(S208,Start!$C$33:$D$40,2,FALSE)","v":100.96761904761904}]
[null,null,"Ja","SEE915883553447","In Betrieb","Gemeinschaftskraftwerk Irsching GmbH","Irsching 5 DT",85088,"Vohburg","Paarstraße 30","Bayern","2010-01-01","Erdgas","Erdgas, Erdölgas","Erdgas","Nein","Gasturbinen mit nachgeschalteter Dampfturbine","Erdgas","GuD",0.59699999999999998,"OPSD (2020)",286,282,{"$f":"(1-VLOOKUP(S209,Start!$H$33:$I$40,2,FALSE)/100)*W209","v":245.34},{"$f":"VLOOKUP(R209,Start!$C$9:$D$15,2,FALSE)+VLOOKUP(R209,Start!$C$23:$D$29,2,FALSE)","v":45.66},{"$f":"(Y209/T209)+Start!$D$19*(VLOOKUP(R209,Start!$M$33:$N$39,2,FALSE)/T209)+VLOOKUP(S209,Start!$C$33:$D$40,2,FALSE)","v":106.46582914572863}]
[null,null,"Ja","SEE915885358156","In Betrieb","Stadtwerke Duisburg AG","HKW III  Block B",47249,"Duisburg","Wanheimer Str. 439","Nordrhein-Westfalen","2004-09-13","Erdgas","Erdgas, Erdölgas","Erdgas","Ja","Gasturbinen mit Abhitzekessel","Erdgas","GuD",0.5625,"OPSD (2020)",75.3,75.2,{"$f":"(1-VLOOKUP(S210,Start!$H$33:$I$40,2,FALSE)/100)*W210","v":65.424000000000007},{"$f":"VLOOKUP(R210,Start!$C$9:$D$15,2,FALSE)+VLOOKUP(R210,Start!$C$23:$D$29,2,FALSE)","v":45.66},{"$f":"(Y210/T210)+Start!$D$19*(VLOOKUP(R210,Start!$M$33:$N$39,2,FALSE)/T210)+VLOOKUP(S210,Start!$C$33:$D$40,2,FALSE)","v":112.90373333333334}]
[null,null,"Ja","SEE915966254872","In Betrieb","thyssenkrupp Steel Europe AG","Hamborn 5",47166,"Duisburg","Kaiser-Wilhelm-Str. 100","Nordrhein-Westfalen","2003-01-01","andere Gase","Hochofengas, Konvertergas","Sonstige Energieträger (nicht erneuerbar)","Ja","Kondensationsmaschine mit Entnahme","Erdgas","GuD",0.54,"Annahme basierend auf DIW (2014)",241,225,{"$f":"(1-VLOOKUP(S211,Start!$H$33:$I$40,2,FALSE)/100)*W211","v":195.75},{"$f":"VLOOKUP(R211,Start!$C$9:$D$15,2,FALSE)+VLOOKUP(R211,Start!$C$23:$D$29,2,FALSE)","v":45.66},{"$f":"(Y211/T211)+Start!$D$19*(VLOOKUP(R211,Start!$M$33:$N$39,2,FALSE)/T211)+VLOOKUP(S211,Start!$C$33:$D$40,2,FALSE)","v":117.54555555555554}]
[null,null,"Ja","SEE916030519361","In Betrieb","Mineraloelraffinerie Oberrhein","TG-1902",76187,"Karlsruhe","Nördliche Raffineriestraße 1","Baden-Württemberg","1995-06-17","Mineralölprodukte","Raffineriegas","Mineralölprodukte","Ja","Kondensationsmaschine mit Entnahme","Öl","Öl",0.3795,"OPSD (2020)",8.1,7.3,{"$f":"(1-VLOOKUP(S212,Start!$H$33:$I$40,2,FALSE)/100)*W212","v":6.2050000000000001},{"$f":"VLOOKUP(R212,Start!$C$9:$D$15,2,FALSE)+VLOOKUP(R212,Start!$C$23:$D$29,2,FALSE)","v":87.17},{"$f":"(Y212/T212)+Start!$D$19*(VLOOKUP(R212,Start!$M$33:$N$39,2,FALSE)/T212)+VLOOKUP(S212,Start!$C$33:$D$40,2,FALSE)","v":293.1159420289855}]
[null,null,"Ja","SEE916115669219","In Betrieb","Stadtwerke Kiel AG","Küstenkraftwerk K.I.E.L Motor 11",24149,"Kiel","Hasselfelde 30","Schleswig-Holstein","2018-08-21","Erdgas","Erdgas, Erdölgas","Erdgas","Ja","Verbrennungsmotor","Erdgas","GuD",0.40589999999999998,"OPSD (2020)",9.5709999999999997,9.4559999999999995,{"$f":"(1-VLOOKUP(S213,Start!$H$33:$I$40,2,FALSE)/100)*W213","v":8.2267200000000003},{"$f":"VLOOKUP(R213,Start!$C$9:$D$15,2,FALSE)+VLOOKUP(R213,Start!$C$23:$D$29,2,FALSE)","v":45.66},{"$f":"(Y213/T213)+Start!$D$19*(VLOOKUP(R213,Start!$M$33:$N$39,2,FALSE)/T213)+VLOOKUP(S213,Start!$C$33:$D$40,2,FALSE)","v":155.88433111603842}]
[null,null,"Ja","SEE916435406600","In Betrieb","Stadtwerke Kiel AG","Küstenkraftwerk K.I.E.L Motor 9",24149,"Kiel","Hasselfelde 30","Schleswig-Holstein","2018-10-04","Erdgas","Erdgas, Erdölgas","Erdgas","Ja","Verbrennungsmotor","Erdgas","GuD",0.40589999999999998,"OPSD (2020)",9.5709999999999997,9.4559999999999995,{"$f":"(1-VLOOKUP(S214,Start!$H$33:$I$40,2,FALSE)/100)*W214","v":8.2267200000000003},{"$f":"VLOOKUP(R214,Start!$C$9:$D$15,2,FALSE)+VLOOKUP(R214,Start!$C$23:$D$29,2,FALSE)","v":45.66},{"$f":"(Y214/T214)+Start!$D$19*(VLOOKUP(R214,Start!$M$33:$N$39,2,FALSE)/T214)+VLOOKUP(S214,Start!$C$33:$D$40,2,FALSE)","v":155.88433111603842}]
[null,null,"Ja","SEE916495905242","In Betrieb","Stadtwerke Duisburg AG","HKW III  Block B",47249,"Duisburg","Wanheimer Str. 439","Nordrhein-Westfalen","2005-02-25","Wärme","Dampf (zum Beispiel Prozesswärme)","Erdgas","Ja","Kondensationsmaschine mit Entnahme","Erdgas","GuD",0.5625,"OPSD (2020)",88.3,84,{"$f":"(1-VLOOKUP(S215,Start!$H$33:$I$40,2,FALSE)/100)*W215","v":73.08},{"$f":"VLOOKUP(R215,Start!$C$9:$D$15,2,FALSE)+VLOOKUP(R215,Start!$C$23:$D$29,2,FALSE)","v":45.66},{"$f":"(Y215/T215)+Start!$D$19*(VLOOKUP(R215,Start!$M$33:$N$39,2,FALSE)/T215)+VLOOKUP(S215,Start!$C$33:$D$40,2,FALSE)","v":112.90373333333334}]
[null,null,"Ja","SEE916609233650","In Betrieb","RheinEnergie AG","DT Niehl 2 RheinEnergie",50735,"Köln","Am Molenkopf 3","Nordrhein-Westfalen","2005-03-26","Wärme","Dampf (zum Beispiel Prozesswärme)","Erdgas","Ja","Kondensationsmaschine mit Entnahme","Erdgas","GuD",0.57999999999999996,"OPSD (2020)",147.001,147,{"$f":"(1-VLOOKUP(S216,Start!$H$33:$I$40,2,FALSE)/100)*W216","v":127.89},{"$f":"VLOOKUP(R216,Start!$C$9:$D$15,2,FALSE)+VLOOKUP(R216,Start!$C$23:$D$29,2,FALSE)","v":45.66},{"$f":"(Y216/T216)+Start!$D$19*(VLOOKUP(R216,Start!$M$33:$N$39,2,FALSE)/T216)+VLOOKUP(S216,Start!$C$33:$D$40,2,FALSE)","v":109.54241379310344}]
[null,null,"Ja","SEE916662059105","In Betrieb","Stadtwerke Rostock Aktiengesellschaft","GuD-Block 1",18069,"Rostock","Schmarler Damm 5","Mecklenburg-Vorpommern","1996-06-13","Erdgas","Erdgas, Erdölgas","Erdgas","Ja","Gasturbinen mit nachgeschalteter Dampfturbine","Erdgas","GuD",0.52200000000000002,"OPSD (2020)",37,36,{"$f":"(1-VLOOKUP(S217,Start!$H$33:$I$40,2,FALSE)/100)*W217","v":31.32},{"$f":"VLOOKUP(R217,Start!$C$9:$D$15,2,FALSE)+VLOOKUP(R217,Start!$C$23:$D$29,2,FALSE)","v":45.66},{"$f":"(Y217/T217)+Start!$D$19*(VLOOKUP(R217,Start!$M$33:$N$39,2,FALSE)/T217)+VLOOKUP(S217,Start!$C$33:$D$40,2,FALSE)","v":121.5471264367816}]
[null,null,"Ja","SEE916683222854","In Betrieb","Currenta GmbH & Co. OHG","UER L57 M3",47829,"Krefeld","Rheinuferstraße 7","Nordrhein-Westfalen","1964-04-07","Steinkohle","Steinkohlen","Steinkohle","Ja","Kondensationsmaschine ohne Entnahme","Steinkohle","Steinkohle",0.3175,"OPSD (2020)",7.6920000000000002,7.2249999999999996,{"$f":"(1-VLOOKUP(S218,Start!$H$33:$I$40,2,FALSE)/100)*W218","v":5.78},{"$f":"VLOOKUP(R218,Start!$C$9:$D$15,2,FALSE)+VLOOKUP(R218,Start!$C$23:$D$29,2,FALSE)","v":17.84},{"$f":"(Y218/T218)+Start!$D$19*(VLOOKUP(R218,Start!$M$33:$N$39,2,FALSE)/T218)+VLOOKUP(S218,Start!$C$33:$D$40,2,FALSE)","v":147.2848818897638}]
[null,null,"Ja","SEE916689752430","In Betrieb","BASF SE","N822 GE2",67063,"Ludwigshafen","Carl-Bosch-Straße 38","Rheinland-Pfalz","1991-01-01","Wärme","Dampf (zum Beispiel Prozesswärme)","Wärme","Nein","Gegendruckmaschine ohne Entnahme","Sonstige","Sonstige",0.38500000000000001,"eigene Annahme",2.7,2.65,{"$f":"(1-VLOOKUP(S219,Start!$H$33:$I$40,2,FALSE)/100)*W219","v":2.2524999999999999},{"$f":"VLOOKUP(R219,Start!$C$9:$D$15,2,FALSE)+VLOOKUP(R219,Start!$C$23:$D$29,2,FALSE)","v":86.87},{"$f":"(Y219/T219)+Start!$D$19*(VLOOKUP(R219,Start!$M$33:$N$39,2,FALSE)/T219)+VLOOKUP(S219,Start!$C$33:$D$40,2,FALSE)","v":273.6607792207792}]
[null,null,"Ja","SEE916733797554","In Betrieb","Julius Glatz","Turbine 1",67468,"Neidenfels"," ","Rheinland-Pfalz","1955-01-01","Erdgas","Erdgas, Erdölgas","Erdgas","Ja","Kondensationsmaschine mit Entnahme","Erdgas","GuD",0.4,"eigene Annahme",4.5,4.1500000000000004,{"$f":"(1-VLOOKUP(S220,Start!$H$33:$I$40,2,FALSE)/100)*W220","v":3.6105000000000005},{"$f":"VLOOKUP(R220,Start!$C$9:$D$15,2,FALSE)+VLOOKUP(R220,Start!$C$23:$D$29,2,FALSE)","v":45.66},{"$f":"(Y220/T220)+Start!$D$19*(VLOOKUP(R220,Start!$M$33:$N$39,2,FALSE)/T220)+VLOOKUP(S220,Start!$C$33:$D$40,2,FALSE)","v":158.16149999999999}]
[null,null,"Ja","SEE916830465356","In Betrieb","Kraftwerke Mainz-Wiesbaden AG","BHKW KW5 5A",55120,"Mainz","Kraftwerkallee 1","Rheinland-Pfalz","2020-12-23","Erdgas","Erdgas, Erdölgas","Erdgas","Ja","Verbrennungsmotor","Erdgas","GuD",0.45,"https://www.kmw-ag.de/anlagen/blockheizkraftwerk/",10.02,9.93,{"$f":"(1-VLOOKUP(S221,Start!$H$33:$I$40,2,FALSE)/100)*W221","v":8.6390999999999991},{"$f":"VLOOKUP(R221,Start!$C$9:$D$15,2,FALSE)+VLOOKUP(R221,Start!$C$23:$D$29,2,FALSE)","v":45.66},{"$f":"(Y221/T221)+Start!$D$19*(VLOOKUP(R221,Start!$M$33:$N$39,2,FALSE)/T221)+VLOOKUP(S221,Start!$C$33:$D$40,2,FALSE)","v":140.75466666666665}]
[null,null,"Ja","SEE916865356940","In Betrieb","K+S Minerals and Agriculture GmbH","Kraftwerk HA GT4",36269,"Philippsthal","Hattorfer Straße 1","Hessen","2012-02-01","Erdgas","Erdgas, Erdölgas","Erdgas","Ja","Gasturbinen mit Abhitzekessel","Erdgas","GuD",0.39929999999999999,"OPSD (2020)",32.603999999999999,32,{"$f":"(1-VLOOKUP(S222,Start!$H$33:$I$40,2,FALSE)/100)*W222","v":27.84},{"$f":"VLOOKUP(R222,Start!$C$9:$D$15,2,FALSE)+VLOOKUP(R222,Start!$C$23:$D$29,2,FALSE)","v":45.66},{"$f":"(Y222/T222)+Start!$D$19*(VLOOKUP(R222,Start!$M$33:$N$39,2,FALSE)/T222)+VLOOKUP(S222,Start!$C$33:$D$40,2,FALSE)","v":158.43613824192335}]
[null,null,"Ja","SEE916877868585","In Betrieb","thyssenkrupp Steel Europe AG","Hamborn 4",47166,"Duisburg","Kaiser-Wilhelm-Str. 100","Nordrhein-Westfalen","1976-01-01","andere Gase","Hochofengas, Konvertergas","Sonstige Energieträger (nicht erneuerbar)","Ja","Kondensationsmaschine mit Entnahme","Erdgas","GuD",0.45,"Annahme basierend auf DIW (2014)",108,101.3,{"$f":"(1-VLOOKUP(S223,Start!$H$33:$I$40,2,FALSE)/100)*W223","v":88.131},{"$f":"VLOOKUP(R223,Start!$C$9:$D$15,2,FALSE)+VLOOKUP(R223,Start!$C$23:$D$29,2,FALSE)","v":45.66},{"$f":"(Y223/T223)+Start!$D$19*(VLOOKUP(R223,Start!$M$33:$N$39,2,FALSE)/T223)+VLOOKUP(S223,Start!$C$33:$D$40,2,FALSE)","v":140.75466666666665}]
[null,null,"Ja","SEE916894674336","In Betrieb","GLOBALFOUNDRIES Dresden Module One LLC & Co. KG","Gasmotoren-Blockheizkraftwerk II (Generator 3)",1468,"Moritzburg","Ringstraße 3","Sachsen","2004-11-10","Erdgas","Erdgas, Erdölgas","Erdgas","Ja","Verbrennungsmotor","Erdgas","GuD",0.54,"Annahme basierend auf DIW (2014)",3.8319999999999999,3.7719999999999998,{"$f":"(1-VLOOKUP(S224,Start!$H$33:$I$40,2,FALSE)/100)*W224","v":3.2816399999999999},{"$f":"VLOOKUP(R224,Start!$C$9:$D$15,2,FALSE)+VLOOKUP(R224,Start!$C$23:$D$29,2,FALSE)","v":45.66},{"$f":"(Y224/T224)+Start!$D$19*(VLOOKUP(R224,Start!$M$33:$N$39,2,FALSE)/T224)+VLOOKUP(S224,Start!$C$33:$D$40,2,FALSE)","v":117.54555555555554}]
[null,null,"Ja","SEE917033307511","In Betrieb","Currenta GmbH & Co. OHG","UER N230 VST4",47829,"Krefeld","Rheinuferstraße 7","Nordrhein-Westfalen","1967-07-03","Erdgas","Erdgas, Erdölgas","Erdgas","Ja","Gegendruckmaschine ohne Entnahme","Erdgas","GuD",0.35249999999999998,"OPSD (2020)",14.9,13.3,{"$f":"(1-VLOOKUP(S225,Start!$H$33:$I$40,2,FALSE)/100)*W225","v":11.571},{"$f":"VLOOKUP(R225,Start!$C$9:$D$15,2,FALSE)+VLOOKUP(R225,Start!$C$23:$D$29,2,FALSE)","v":45.66},{"$f":"(Y225/T225)+Start!$D$19*(VLOOKUP(R225,Start!$M$33:$N$39,2,FALSE)/T225)+VLOOKUP(S225,Start!$C$33:$D$40,2,FALSE)","v":179.27191489361704}]
[null,null,"Ja","SEE917096062495","In Betrieb","ExxonMobil Production Deutschland GmbH","KWK Anlage Großenkneten",26197,"Großenkneten","Vor dem Esch 12","Niedersachsen","2014-05-05","Erdgas","Erdgas, Erdölgas","Erdgas","Ja","Gasturbinen mit Abhitzekessel","Erdgas","GuD",0.58499999999999996,"Annahme basierend auf DIW (2014)",30.495999999999999,30.16,{"$f":"(1-VLOOKUP(S226,Start!$H$33:$I$40,2,FALSE)/100)*W226","v":26.2392},{"$f":"VLOOKUP(R226,Start!$C$9:$D$15,2,FALSE)+VLOOKUP(R226,Start!$C$23:$D$29,2,FALSE)","v":45.66},{"$f":"(Y226/T226)+Start!$D$19*(VLOOKUP(R226,Start!$M$33:$N$39,2,FALSE)/T226)+VLOOKUP(S226,Start!$C$33:$D$40,2,FALSE)","v":108.61897435897436}]
[null,null,"Ja","SEE917110358740","In Betrieb","Steinbeis Energie GmbH","Steinbeis Energie EBS Kessel 6",25348,"Glückstadt","Stadtstraße 20","Schleswig-Holstein","2010-09-27","nicht biogener Abfall","Abfall (Hausmüll, Siedl.abf.)","Abfall","Ja","Kondensationsmaschine mit Entnahme","Abfall","Abfall",0.33,"OPSD (2020)",21.4,17,{"$f":"(1-VLOOKUP(S227,Start!$H$33:$I$40,2,FALSE)/100)*W227","v":14.45},{"$f":"VLOOKUP(R227,Start!$C$9:$D$15,2,FALSE)+VLOOKUP(R227,Start!$C$23:$D$29,2,FALSE)","v":0},{"$f":"(Y227/T227)+Start!$D$19*(VLOOKUP(R227,Start!$M$33:$N$39,2,FALSE)/T227)+VLOOKUP(S227,Start!$C$33:$D$40,2,FALSE)","v":1}]
[null,null,"Ja","SEE917303295586","In Betrieb","eins energie in sachsen GmbH & Co. KG","Motor-Heizkraftwerk Chemnitz-Süd, Motor 4",9125,"Chemnitz","Südstraße 1","Sachsen","2022-12-21","Erdgas","Erdgas, Erdölgas","Erdgas","Ja","Verbrennungsmotor","Erdgas","GuD",0.63,"Annahme basierend auf DIW (2014)",12.9,12.731399999999999,{"$f":"(1-VLOOKUP(S228,Start!$H$33:$I$40,2,FALSE)/100)*W228","v":11.076317999999999},{"$f":"VLOOKUP(R228,Start!$C$9:$D$15,2,FALSE)+VLOOKUP(R228,Start!$C$23:$D$29,2,FALSE)","v":45.66},{"$f":"(Y228/T228)+Start!$D$19*(VLOOKUP(R228,Start!$M$33:$N$39,2,FALSE)/T228)+VLOOKUP(S228,Start!$C$33:$D$40,2,FALSE)","v":100.96761904761904}]
[null,null,"Ja","SEE917331286914","In Betrieb","BMW AG","Werk 1.1 KWK 2",80809,"München","Lerchenauer Straße 76","Bayern","2019-02-20","Erdgas","Erdgas, Erdölgas","Erdgas","Ja","Verbrennungsmotor","Erdgas","GuD",0.40589999999999998,"OPSD (2020)",4.5,4.5,{"$f":"(1-VLOOKUP(S229,Start!$H$33:$I$40,2,FALSE)/100)*W229","v":3.915},{"$f":"VLOOKUP(R229,Start!$C$9:$D$15,2,FALSE)+VLOOKUP(R229,Start!$C$23:$D$29,2,FALSE)","v":45.66},{"$f":"(Y229/T229)+Start!$D$19*(VLOOKUP(R229,Start!$M$33:$N$39,2,FALSE)/T229)+VLOOKUP(S229,Start!$C$33:$D$40,2,FALSE)","v":155.88433111603842}]
[null,null,"Ja","SEE917432813484","In Betrieb","Volkswagen AG","HKW West Block 2",38440,"Wolfsburg","Berliner Ring 2","Niedersachsen","1985-05-01","Steinkohle","Steinkohlen","Steinkohle","Ja","Kondensationsmaschine mit Entnahme","Steinkohle","Steinkohle",0.38750000000000001,"OPSD (2020)",153,138.5,{"$f":"(1-VLOOKUP(S230,Start!$H$33:$I$40,2,FALSE)/100)*W230","v":110.80000000000001},{"$f":"VLOOKUP(R230,Start!$C$9:$D$15,2,FALSE)+VLOOKUP(R230,Start!$C$23:$D$29,2,FALSE)","v":17.84},{"$f":"(Y230/T230)+Start!$D$19*(VLOOKUP(R230,Start!$M$33:$N$39,2,FALSE)/T230)+VLOOKUP(S230,Start!$C$33:$D$40,2,FALSE)","v":120.91341935483869}]
[null,null,"Ja","SEE917448747254","In Betrieb","Henkel AG & Co. KGaA","F13ND5",40589,"Düsseldorf","Henkelstraße 67","Nordrhein-Westfalen","2009-01-01","Mineralölprodukte","Heizöl, leicht","Mineralölprodukte","Nein","Verbrennungsmotor","Öl","Öl",0.32779999999999998,"OPSD (2020)",1.28,1.1672,{"$f":"(1-VLOOKUP(S231,Start!$H$33:$I$40,2,FALSE)/100)*W231","v":0.99212},{"$f":"VLOOKUP(R231,Start!$C$9:$D$15,2,FALSE)+VLOOKUP(R231,Start!$C$23:$D$29,2,FALSE)","v":87.17},{"$f":"(Y231/T231)+Start!$D$19*(VLOOKUP(R231,Start!$M$33:$N$39,2,FALSE)/T231)+VLOOKUP(S231,Start!$C$33:$D$40,2,FALSE)","v":339.18791946308727}]
[null,null,"Ja","SEE917497526305","In Betrieb","Aluminium Oxid Stade GmbH","KWK GT1",21683,"Stade","Johann-Rathje-Köser Straße ","Niedersachsen","2012-05-01","Erdgas","Erdgas, Erdölgas","Erdgas","Ja","Gasturbinen mit Abhitzekessel","Erdgas","GuD",0.41120000000000001,"OPSD (2020)",15.551500000000001,15.36,{"$f":"(1-VLOOKUP(S232,Start!$H$33:$I$40,2,FALSE)/100)*W232","v":13.363199999999999},{"$f":"VLOOKUP(R232,Start!$C$9:$D$15,2,FALSE)+VLOOKUP(R232,Start!$C$23:$D$29,2,FALSE)","v":45.66},{"$f":"(Y232/T232)+Start!$D$19*(VLOOKUP(R232,Start!$M$33:$N$39,2,FALSE)/T232)+VLOOKUP(S232,Start!$C$33:$D$40,2,FALSE)","v":153.89445525291828}]
[null,null,"Ja","SEE917568874298","In Betrieb","Sachsenmilch Leppersdorf GmbH","7710MKA10-DT",1454,"Wachau","An den Breiten ","Sachsen","2014-07-21","Wärme","Dampf (zum Beispiel Prozesswärme)","Erdgas","Ja","Gegendruckmaschine mit Entnahme","Erdgas","GuD",0.4,"eigene Annahme",6.44,5.8739999999999997,{"$f":"(1-VLOOKUP(S233,Start!$H$33:$I$40,2,FALSE)/100)*W233","v":5.1103799999999993},{"$f":"VLOOKUP(R233,Start!$C$9:$D$15,2,FALSE)+VLOOKUP(R233,Start!$C$23:$D$29,2,FALSE)","v":45.66},{"$f":"(Y233/T233)+Start!$D$19*(VLOOKUP(R233,Start!$M$33:$N$39,2,FALSE)/T233)+VLOOKUP(S233,Start!$C$33:$D$40,2,FALSE)","v":158.16149999999999}]
[null,null,"Ja","SEE917925869486","In Betrieb","Nordland Papier GmbH","Nordland GuD-Anlage HD-DTS",26892,"Dörpen","Nordlandallee 1","Niedersachsen","2022-05-23","Erdgas","Erdgas, Erdölgas","Erdgas","Ja","Gegendruckmaschine ohne Entnahme","Erdgas","GuD",0.63,"Annahme basierend auf DIW (2014)",23.84,22.61,{"$f":"(1-VLOOKUP(S234,Start!$H$33:$I$40,2,FALSE)/100)*W234","v":19.6707},{"$f":"VLOOKUP(R234,Start!$C$9:$D$15,2,FALSE)+VLOOKUP(R234,Start!$C$23:$D$29,2,FALSE)","v":45.66},{"$f":"(Y234/T234)+Start!$D$19*(VLOOKUP(R234,Start!$M$33:$N$39,2,FALSE)/T234)+VLOOKUP(S234,Start!$C$33:$D$40,2,FALSE)","v":100.96761904761904}]
[null,null,"Ja","SEE917943562765","In Betrieb","Mainova AG","HKW West Block 2",60327,"Frankfurt","Gutleutstraße 231","Hessen","1990-02-01","Steinkohle","Steinkohlen","Steinkohle","Ja","Kondensationsmaschine mit Entnahme","Steinkohle","Steinkohle",0.39500000000000002,"OPSD (2020)",69.5,61.5,{"$f":"(1-VLOOKUP(S235,Start!$H$33:$I$40,2,FALSE)/100)*W235","v":49.2},{"$f":"VLOOKUP(R235,Start!$C$9:$D$15,2,FALSE)+VLOOKUP(R235,Start!$C$23:$D$29,2,FALSE)","v":17.84},{"$f":"(Y235/T235)+Start!$D$19*(VLOOKUP(R235,Start!$M$33:$N$39,2,FALSE)/T235)+VLOOKUP(S235,Start!$C$33:$D$40,2,FALSE)","v":118.64227848101265}]
[null,null,"Ja","SEE917960395155","In Betrieb","Nordland Papier GmbH","Nordland GuD-Anlage Gasturbine",26892,"Dörpen","Nordlandallee 1","Niedersachsen","2022-05-03","Erdgas","Erdgas, Erdölgas","Erdgas","Ja","Gasturbinen mit nachgeschalteter Dampfturbine","Erdgas","Gasturbine",0.47,"Annahme basierend auf DIW (2014)",61.491999999999997,58.680999999999997,{"$f":"(1-VLOOKUP(S236,Start!$H$33:$I$40,2,FALSE)/100)*W236","v":51.05247},{"$f":"VLOOKUP(R236,Start!$C$9:$D$15,2,FALSE)+VLOOKUP(R236,Start!$C$23:$D$29,2,FALSE)","v":45.66},{"$f":"(Y236/T236)+Start!$D$19*(VLOOKUP(R236,Start!$M$33:$N$39,2,FALSE)/T236)+VLOOKUP(S236,Start!$C$33:$D$40,2,FALSE)","v":134.32893617021276}]
[null,null,"Ja","SEE917962193414","In Betrieb","Vereinigte Wertach Elektrizitätswerke GmbH","DKW Leinau Diesel 2",87666,"Pforzen","Am Kraftwerk 2","Bayern","1979-01-01","Mineralölprodukte","Heizöl, leicht","Mineralölprodukte","Nein","Verbrennungsmotor","Öl","Öl",0.36080000000000001,"OPSD (2020)",3.8,3.8,{"$f":"(1-VLOOKUP(S237,Start!$H$33:$I$40,2,FALSE)/100)*W237","v":3.23},{"$f":"VLOOKUP(R237,Start!$C$9:$D$15,2,FALSE)+VLOOKUP(R237,Start!$C$23:$D$29,2,FALSE)","v":87.17},{"$f":"(Y237/T237)+Start!$D$19*(VLOOKUP(R237,Start!$M$33:$N$39,2,FALSE)/T237)+VLOOKUP(S237,Start!$C$33:$D$40,2,FALSE)","v":308.2560975609756}]
[null,null,"Ja","SEE918056935682","In Betrieb","Evonik Operations GmbH","Kraftwerk III, DT310",45772,"Marl","Paul-Baumann-Straße 1","Nordrhein-Westfalen","1973-08-01","Erdgas","Erdgas, Erdölgas","Erdgas","Ja","Gegendruckmaschine ohne Entnahme","Erdgas","GuD",0.27,"OPSD (2020)",35.450000000000003,35.450000000000003,{"$f":"(1-VLOOKUP(S238,Start!$H$33:$I$40,2,FALSE)/100)*W238","v":30.841500000000003},{"$f":"VLOOKUP(R238,Start!$C$9:$D$15,2,FALSE)+VLOOKUP(R238,Start!$C$23:$D$29,2,FALSE)","v":45.66},{"$f":"(Y238/T238)+Start!$D$19*(VLOOKUP(R238,Start!$M$33:$N$39,2,FALSE)/T238)+VLOOKUP(S238,Start!$C$33:$D$40,2,FALSE)","v":233.59111111111108}]
[null,null,"Ja","SEE918100281437","In Betrieb","BMW AG","KWK 7",84130,"Dingolfing","Karl-Dompert-Straße 7","Bayern","2019-03-26","Erdgas","Erdgas, Erdölgas","Erdgas","Ja","Verbrennungsmotor","Erdgas","GuD",0.40589999999999998,"OPSD (2020)",4.5,4.5,{"$f":"(1-VLOOKUP(S239,Start!$H$33:$I$40,2,FALSE)/100)*W239","v":3.915},{"$f":"VLOOKUP(R239,Start!$C$9:$D$15,2,FALSE)+VLOOKUP(R239,Start!$C$23:$D$29,2,FALSE)","v":45.66},{"$f":"(Y239/T239)+Start!$D$19*(VLOOKUP(R239,Start!$M$33:$N$39,2,FALSE)/T239)+VLOOKUP(S239,Start!$C$33:$D$40,2,FALSE)","v":155.88433111603842}]
[null,null,"Ja","SEE918111432224","In Betrieb","Sappi Ehingen GmbH","Turbinengenerator3-SiemensT1915",89584,"Ehingen","Biberacher Straße 73","Baden-Württemberg","1961-08-07","Erdgas","Erdgas, Erdölgas","Erdgas","Ja","Gegendruckmaschine ohne Entnahme","Erdgas","GuD",0.38,"OPSD (2020)",7.1849999999999996,5.17,{"$f":"(1-VLOOKUP(S240,Start!$H$33:$I$40,2,FALSE)/100)*W240","v":4.4978999999999996},{"$f":"VLOOKUP(R240,Start!$C$9:$D$15,2,FALSE)+VLOOKUP(R240,Start!$C$23:$D$29,2,FALSE)","v":45.66},{"$f":"(Y240/T240)+Start!$D$19*(VLOOKUP(R240,Start!$M$33:$N$39,2,FALSE)/T240)+VLOOKUP(S240,Start!$C$33:$D$40,2,FALSE)","v":166.40684210526314}]
[null,null,"Ja","SEE918143230942","In Betrieb","STEAG Walsum 10 Kraftwerksgesellschaft","Walsum 10",47179,"Duisburg","Dr.-Wilhelm-Roelen-Str. 129","Nordrhein-Westfalen","2013-12-20","Steinkohle","Steinkohlen","Steinkohle","Ja","Kondensationsmaschine mit Entnahme","Steinkohle","Steinkohle",0.45,"OPSD (2020)",790,725,{"$f":"(1-VLOOKUP(S241,Start!$H$33:$I$40,2,FALSE)/100)*W241","v":580},{"$f":"VLOOKUP(R241,Start!$C$9:$D$15,2,FALSE)+VLOOKUP(R241,Start!$C$23:$D$29,2,FALSE)","v":17.84},{"$f":"(Y241/T241)+Start!$D$19*(VLOOKUP(R241,Start!$M$33:$N$39,2,FALSE)/T241)+VLOOKUP(S241,Start!$C$33:$D$40,2,FALSE)","v":104.30044444444444}]
[null,null,"Ja","SEE918373264410","In Betrieb","Stadtwerke Augsburg Energie GmbH","BHKW GT-Ost",86167,"Augsburg","Beim Grenzgraben 10","Bayern","2004-01-15","Erdgas","Erdgas, Erdölgas","Erdgas","Ja","Gasturbinen mit Abhitzekessel","Erdgas","GuD",0.39040000000000002,"OPSD (2020)",31,30.7,{"$f":"(1-VLOOKUP(S242,Start!$H$33:$I$40,2,FALSE)/100)*W242","v":26.709},{"$f":"VLOOKUP(R242,Start!$C$9:$D$15,2,FALSE)+VLOOKUP(R242,Start!$C$23:$D$29,2,FALSE)","v":45.66},{"$f":"(Y242/T242)+Start!$D$19*(VLOOKUP(R242,Start!$M$33:$N$39,2,FALSE)/T242)+VLOOKUP(S242,Start!$C$33:$D$40,2,FALSE)","v":162.01383196721309}]
[null,null,"Ja","SEE918407219966","In Betrieb","Neptune Energy Deutschland GmbH","GuD Steinitz - HKW 1",29410,"Salzwedel","Bobbenmärsche 11","Sachsen-Anhalt","1994-07-01","Erdgas","Erdgas, Erdölgas","Erdgas","Ja","Gasturbinen mit nachgeschalteter Dampfturbine","Erdgas","GuD",0.38390000000000002,"OPSD (2020)",11.81,11.6,{"$f":"(1-VLOOKUP(S243,Start!$H$33:$I$40,2,FALSE)/100)*W243","v":10.092000000000001},{"$f":"VLOOKUP(R243,Start!$C$9:$D$15,2,FALSE)+VLOOKUP(R243,Start!$C$23:$D$29,2,FALSE)","v":45.66},{"$f":"(Y243/T243)+Start!$D$19*(VLOOKUP(R243,Start!$M$33:$N$39,2,FALSE)/T243)+VLOOKUP(S243,Start!$C$33:$D$40,2,FALSE)","v":164.73157072154206}]
[null,null,"Ja","SEE918506212059","In Betrieb","Energieversorgung Oberhausen","Gasmotoren Danziger Straße",46045,"Oberhausen","Danziger Str. 31","Nordrhein-Westfalen","2021-05-10","Erdgas","Erdgas, Erdölgas","Erdgas","Ja","Verbrennungsmotor","Erdgas","GuD",0.63,"Annahme basierend auf DIW (2014)",9,8.81,{"$f":"(1-VLOOKUP(S244,Start!$H$33:$I$40,2,FALSE)/100)*W244","v":7.6647000000000007},{"$f":"VLOOKUP(R244,Start!$C$9:$D$15,2,FALSE)+VLOOKUP(R244,Start!$C$23:$D$29,2,FALSE)","v":45.66},{"$f":"(Y244/T244)+Start!$D$19*(VLOOKUP(R244,Start!$M$33:$N$39,2,FALSE)/T244)+VLOOKUP(S244,Start!$C$33:$D$40,2,FALSE)","v":100.96761904761904}]
[null,null,"Ja","SEE918541277334","In Betrieb","RhönEnergie Fulda GmbH","Kraftwerk Fulda Aggregat 3C",36043,"Fulda","Frankfurter Straße 4","Hessen","2010-01-01","Mineralölprodukte","Dieselkraftstoff","Mineralölprodukte","Nein","Verbrennungsmotor","Öl","Öl",0.39710000000000001,"OPSD (2020)",2.8450000000000002,2.76,{"$f":"(1-VLOOKUP(S245,Start!$H$33:$I$40,2,FALSE)/100)*W245","v":2.3459999999999996},{"$f":"VLOOKUP(R245,Start!$C$9:$D$15,2,FALSE)+VLOOKUP(R245,Start!$C$23:$D$29,2,FALSE)","v":87.17},{"$f":"(Y245/T245)+Start!$D$19*(VLOOKUP(R245,Start!$M$33:$N$39,2,FALSE)/T245)+VLOOKUP(S245,Start!$C$33:$D$40,2,FALSE)","v":280.1689750692521}]
[null,null,"Ja","SEE918548652318","In Betrieb","RhönEnergie Fulda GmbH","Kraftwerk Fulda Aggregat 1",36043,"Fulda","Frankfurter Straße ","Hessen","2010-01-01","Mineralölprodukte","Dieselkraftstoff","Mineralölprodukte","Nein","Verbrennungsmotor","Öl","Öl",0.39710000000000001,"OPSD (2020)",3.75,3.6,{"$f":"(1-VLOOKUP(S246,Start!$H$33:$I$40,2,FALSE)/100)*W246","v":3.06},{"$f":"VLOOKUP(R246,Start!$C$9:$D$15,2,FALSE)+VLOOKUP(R246,Start!$C$23:$D$29,2,FALSE)","v":87.17},{"$f":"(Y246/T246)+Start!$D$19*(VLOOKUP(R246,Start!$M$33:$N$39,2,FALSE)/T246)+VLOOKUP(S246,Start!$C$33:$D$40,2,FALSE)","v":280.1689750692521}]
[null,null,"Ja","SEE918583974024","In Betrieb","Stadtwerke Kiel AG","Küstenkraftwerk K.I.E.L Motor 2",24149,"Kiel","Hasselfelde 30","Schleswig-Holstein","2018-11-21","Erdgas","Erdgas, Erdölgas","Erdgas","Ja","Verbrennungsmotor","Erdgas","GuD",0.40589999999999998,"OPSD (2020)",9.5709999999999997,9.4559999999999995,{"$f":"(1-VLOOKUP(S247,Start!$H$33:$I$40,2,FALSE)/100)*W247","v":8.2267200000000003},{"$f":"VLOOKUP(R247,Start!$C$9:$D$15,2,FALSE)+VLOOKUP(R247,Start!$C$23:$D$29,2,FALSE)","v":45.66},{"$f":"(Y247/T247)+Start!$D$19*(VLOOKUP(R247,Start!$M$33:$N$39,2,FALSE)/T247)+VLOOKUP(S247,Start!$C$33:$D$40,2,FALSE)","v":155.88433111603842}]
[null,null,"Ja","SEE918609979057","In Betrieb","Stadtwerke Leipzig GmbH","Heizkraftwerk Leipzig Süd GTA 9A",4279,"Leipzig","Bornaische Straße 120","Sachsen","2022-11-03","Erdgas","Erdgas, Erdölgas","Erdgas","Ja","Gasturbinen mit Abhitzekessel","Erdgas","Gasturbine",0.432,"Annahme basierend auf DIW (2014)",69,67.5,{"$f":"(1-VLOOKUP(S248,Start!$H$33:$I$40,2,FALSE)/100)*W248","v":58.725000000000001},{"$f":"VLOOKUP(R248,Start!$C$9:$D$15,2,FALSE)+VLOOKUP(R248,Start!$C$23:$D$29,2,FALSE)","v":45.66},{"$f":"(Y248/T248)+Start!$D$19*(VLOOKUP(R248,Start!$M$33:$N$39,2,FALSE)/T248)+VLOOKUP(S248,Start!$C$33:$D$40,2,FALSE)","v":146.05694444444444}]
[null,null,"Ja","SEE918623387630","In Betrieb","EEW Energy from Waste Stapelfeld GmbH","EEW Stapelfeld GmbH",22145,"Stapelfeld","Ahrensburger Weg 4","Schleswig-Holstein","1979-10-01","nicht biogener Abfall","Abfall (Hausmüll, Siedl.abf.)","Abfall","Ja","Kondensationsmaschine mit Entnahme","Abfall","Abfall",0.33,"OPSD (2020)",16.399999999999999,11.4,{"$f":"(1-VLOOKUP(S249,Start!$H$33:$I$40,2,FALSE)/100)*W249","v":9.69},{"$f":"VLOOKUP(R249,Start!$C$9:$D$15,2,FALSE)+VLOOKUP(R249,Start!$C$23:$D$29,2,FALSE)","v":0},{"$f":"(Y249/T249)+Start!$D$19*(VLOOKUP(R249,Start!$M$33:$N$39,2,FALSE)/T249)+VLOOKUP(S249,Start!$C$33:$D$40,2,FALSE)","v":1}]
[null,null,"Ja","SEE918705951896","In Betrieb","BASF Schwarzheide GmbH","GT2",1987,"Schwarzheide","Schipkauer Straße 1","Brandenburg","1994-11-28","Erdgas","Erdgas, Erdölgas","Erdgas","Ja","Gasturbinen mit nachgeschalteter Dampfturbine","Erdgas","GuD",0.51300000000000001,"OPSD (2020)",40.94,40.491999999999997,{"$f":"(1-VLOOKUP(S250,Start!$H$33:$I$40,2,FALSE)/100)*W250","v":35.22804},{"$f":"VLOOKUP(R250,Start!$C$9:$D$15,2,FALSE)+VLOOKUP(R250,Start!$C$23:$D$29,2,FALSE)","v":45.66},{"$f":"(Y250/T250)+Start!$D$19*(VLOOKUP(R250,Start!$M$33:$N$39,2,FALSE)/T250)+VLOOKUP(S250,Start!$C$33:$D$40,2,FALSE)","v":123.65321637426899}]
[null,null,"Ja","SEE918791805134","In Betrieb","INEOS Manufacturing Deutschland","Turbine 23",50769,"Köln","Alte Str. 201","Nordrhein-Westfalen","1963-10-30","andere Gase","Sonstige hergestellte Gase","Sonstige Energieträger (nicht erneuerbar)","Ja","Gegendruckmaschine ohne Entnahme","Sonstige","Sonstige",0.27600000000000002,"Annahme basierend auf DIW (2014)",17.899999999999999,15.5,{"$f":"(1-VLOOKUP(S251,Start!$H$33:$I$40,2,FALSE)/100)*W251","v":13.174999999999999},{"$f":"VLOOKUP(R251,Start!$C$9:$D$15,2,FALSE)+VLOOKUP(R251,Start!$C$23:$D$29,2,FALSE)","v":86.87},{"$f":"(Y251/T251)+Start!$D$19*(VLOOKUP(R251,Start!$M$33:$N$39,2,FALSE)/T251)+VLOOKUP(S251,Start!$C$33:$D$40,2,FALSE)","v":381.34202898550723}]
[null,null,"Ja","SEE918857857947","In Betrieb","Technische Werke Ludwigshafen am Rhein","FHKW GT4",67063,"Ludwigshafen","Industriestraße 3","Rheinland-Pfalz","1995-08-26","Erdgas","Erdgas, Erdölgas","Erdgas","Ja","Gasturbinen mit Abhitzekessel","Erdgas","GuD",0.33,"OPSD (2020)",4.8,4.3892700000000007,{"$f":"(1-VLOOKUP(S252,Start!$H$33:$I$40,2,FALSE)/100)*W252","v":3.8186649000000004},{"$f":"VLOOKUP(R252,Start!$C$9:$D$15,2,FALSE)+VLOOKUP(R252,Start!$C$23:$D$29,2,FALSE)","v":45.66},{"$f":"(Y252/T252)+Start!$D$19*(VLOOKUP(R252,Start!$M$33:$N$39,2,FALSE)/T252)+VLOOKUP(S252,Start!$C$33:$D$40,2,FALSE)","v":191.39272727272726}]
[null,null,"Ja","SEE918916993708","In Betrieb","envia THERM GmbH","Wolfen GT",6766,"Bitterfeld-Wolfen","Sensientstraße 7","Sachsen-Anhalt","1996-12-31","Erdgas","Erdgas, Erdölgas","Erdgas","Nein","Gasturbinen ohne Abhitzekessel","Erdgas","Gasturbine",0.38169999999999998,"OPSD (2020)",50,50,{"$f":"(1-VLOOKUP(S253,Start!$H$33:$I$40,2,FALSE)/100)*W253","v":43.5},{"$f":"VLOOKUP(R253,Start!$C$9:$D$15,2,FALSE)+VLOOKUP(R253,Start!$C$23:$D$29,2,FALSE)","v":45.66},{"$f":"(Y253/T253)+Start!$D$19*(VLOOKUP(R253,Start!$M$33:$N$39,2,FALSE)/T253)+VLOOKUP(S253,Start!$C$33:$D$40,2,FALSE)","v":165.17238669111867}]
[null,null,"Ja","SEE919134316447","In Betrieb","Saale Energie GmbH","Schkopau A+B Bahngenerator",6258,"Schkopau","An der Bober 100","Sachsen-Anhalt","1996-01-01","Wärme","","Braunkohle","Nein","Kondensationsmaschine ohne Entnahme","Braunkohle","Braunkohle",0.4,"Annahme basierend auf DIW (2014)",112,110,{"$f":"(1-VLOOKUP(S254,Start!$H$33:$I$40,2,FALSE)/100)*W254","v":95.7},{"$f":"VLOOKUP(R254,Start!$C$9:$D$15,2,FALSE)+VLOOKUP(R254,Start!$C$23:$D$29,2,FALSE)","v":3.1},{"$f":"(Y254/T254)+Start!$D$19*(VLOOKUP(R254,Start!$M$33:$N$39,2,FALSE)/T254)+VLOOKUP(S254,Start!$C$33:$D$40,2,FALSE)","v":94.896000000000001}]
[null,null,"Ja","SEE919137629452","In Betrieb","Infraserv GmbH & Co. Höchst KG","IPH Strom VT1",65929,"Frankfurt","Brüningstraße 50","Hessen","1982-01-01","Erdgas","Erdgas, Erdölgas","Erdgas","Nein","Gegendruckmaschine ohne Entnahme","Erdgas","GuD",0.39750000000000002,"OPSD (2020)",18.559999999999999,17.38,{"$f":"(1-VLOOKUP(S255,Start!$H$33:$I$40,2,FALSE)/100)*W255","v":15.1206},{"$f":"VLOOKUP(R255,Start!$C$9:$D$15,2,FALSE)+VLOOKUP(R255,Start!$C$23:$D$29,2,FALSE)","v":45.66},{"$f":"(Y255/T255)+Start!$D$19*(VLOOKUP(R255,Start!$M$33:$N$39,2,FALSE)/T255)+VLOOKUP(S255,Start!$C$33:$D$40,2,FALSE)","v":159.14679245283017}]
[null,null,"Ja","SEE919189403703","In Betrieb","Infraserv GmbH & Co. Wiesbaden KG","Generator 7",65203,"Wiesbaden","Rheingaustraße 190-196","Hessen","2021-03-31","Erdgas","Erdgas, Erdölgas","Erdgas","Ja","Gasturbinen mit Abhitzekessel","Erdgas","GuD",0.3916,"OPSD (2020)",22.111000000000001,22.111000000000001,{"$f":"(1-VLOOKUP(S256,Start!$H$33:$I$40,2,FALSE)/100)*W256","v":19.23657},{"$f":"VLOOKUP(R256,Start!$C$9:$D$15,2,FALSE)+VLOOKUP(R256,Start!$C$23:$D$29,2,FALSE)","v":45.66},{"$f":"(Y256/T256)+Start!$D$19*(VLOOKUP(R256,Start!$M$33:$N$39,2,FALSE)/T256)+VLOOKUP(S256,Start!$C$33:$D$40,2,FALSE)","v":161.52196118488251}]
[null,null,"Ja","SEE919286948329","In Betrieb","Gunvor Raffinerie Ingolstadt GmbH","Kraftwerk GRI",85092,"Kösching","Essostr. 1","Bayern","1964-01-01","Erdgas","Erdgas, Erdölgas","Erdgas","Ja","Gegendruckmaschine mit Entnahme","Erdgas","GuD",0.4,"eigene Annahme",7.8,7.8,{"$f":"(1-VLOOKUP(S257,Start!$H$33:$I$40,2,FALSE)/100)*W257","v":6.7859999999999996},{"$f":"VLOOKUP(R257,Start!$C$9:$D$15,2,FALSE)+VLOOKUP(R257,Start!$C$23:$D$29,2,FALSE)","v":45.66},{"$f":"(Y257/T257)+Start!$D$19*(VLOOKUP(R257,Start!$M$33:$N$39,2,FALSE)/T257)+VLOOKUP(S257,Start!$C$33:$D$40,2,FALSE)","v":158.16149999999999}]
[null,null,"Ja","SEE919296928137","In Betrieb","Kraftwerk Obernburg","Sammelschienen-Kraftwerk Gas- und Dampfturbinen",63906,"Erlenbach","Glanzstoffstr. 1","Bayern","1956-06-01","Erdgas","Erdgas, Erdölgas","Erdgas","Ja","Gasturbinen mit nachgeschalteter Dampfturbine","Erdgas","GuD",0.51749999999999996,"OPSD (2020)",116.149,112.71899999999999,{"$f":"(1-VLOOKUP(S258,Start!$H$33:$I$40,2,FALSE)/100)*W258","v":98.065529999999995},{"$f":"VLOOKUP(R258,Start!$C$9:$D$15,2,FALSE)+VLOOKUP(R258,Start!$C$23:$D$29,2,FALSE)","v":45.66},{"$f":"(Y258/T258)+Start!$D$19*(VLOOKUP(R258,Start!$M$33:$N$39,2,FALSE)/T258)+VLOOKUP(S258,Start!$C$33:$D$40,2,FALSE)","v":122.59101449275363}]
[null,null,"Ja","SEE919366422664","In Betrieb","Essity Operations Mannheim GmbH","DTS 3",68305,"Mannheim","Sandhofer Straße 176","Baden-Württemberg","2012-11-21","Erdgas","Erdgas, Erdölgas","Erdgas","Ja","Gegendruckmaschine mit Entnahme","Erdgas","GuD",0.38,"OPSD (2020)",17.04,17.009,{"$f":"(1-VLOOKUP(S259,Start!$H$33:$I$40,2,FALSE)/100)*W259","v":14.797829999999999},{"$f":"VLOOKUP(R259,Start!$C$9:$D$15,2,FALSE)+VLOOKUP(R259,Start!$C$23:$D$29,2,FALSE)","v":45.66},{"$f":"(Y259/T259)+Start!$D$19*(VLOOKUP(R259,Start!$M$33:$N$39,2,FALSE)/T259)+VLOOKUP(S259,Start!$C$33:$D$40,2,FALSE)","v":166.40684210526314}]
[null,null,"Ja","SEE919393178787","befristete Strommarktrückkehr","STEAG Power GmbH","Fenne MKV",66333,"Völklingen","Saarbrücker Straße 135","Saarland","1982-08-01","Steinkohle","Steinkohlen","Steinkohle","Ja","Kondensationsmaschine mit Entnahme","Steinkohle","Steinkohle",0.4,"OPSD (2020)",195,179,{"$f":"(1-VLOOKUP(S260,Start!$H$33:$I$40,2,FALSE)/100)*W260","v":143.20000000000002},{"$f":"VLOOKUP(R260,Start!$C$9:$D$15,2,FALSE)+VLOOKUP(R260,Start!$C$23:$D$29,2,FALSE)","v":17.84},{"$f":"(Y260/T260)+Start!$D$19*(VLOOKUP(R260,Start!$M$33:$N$39,2,FALSE)/T260)+VLOOKUP(S260,Start!$C$33:$D$40,2,FALSE)","v":117.17549999999999}]
[null,null,"Ja","SEE919395394109","In Betrieb","BMW AG","Leipzig KWK 2",4349,"Leipzig","BMW Allee 1","Sachsen","2016-12-14","Erdgas","Erdgas, Erdölgas","Erdgas","Ja","Verbrennungsmotor","Erdgas","GuD",0.4,"eigene Annahme",3.36,3.36,{"$f":"(1-VLOOKUP(S261,Start!$H$33:$I$40,2,FALSE)/100)*W261","v":2.9232},{"$f":"VLOOKUP(R261,Start!$C$9:$D$15,2,FALSE)+VLOOKUP(R261,Start!$C$23:$D$29,2,FALSE)","v":45.66},{"$f":"(Y261/T261)+Start!$D$19*(VLOOKUP(R261,Start!$M$33:$N$39,2,FALSE)/T261)+VLOOKUP(S261,Start!$C$33:$D$40,2,FALSE)","v":158.16149999999999}]
[null,null,"Ja","SEE919939073064","In Betrieb","Volkswagen AG","GT 31 GuD Süd Wolfsburg",38440,"Wolfsburg","Berliner Ring 2","Niedersachsen","2021-12-27","Erdgas","Erdgas, Erdölgas","Erdgas","Ja","Gasturbinen mit nachgeschalteter Dampfturbine","Erdgas","GuD",0.63,"Annahme basierend auf DIW (2014)",49.5,49.4,{"$f":"(1-VLOOKUP(S262,Start!$H$33:$I$40,2,FALSE)/100)*W262","v":42.978000000000002},{"$f":"VLOOKUP(R262,Start!$C$9:$D$15,2,FALSE)+VLOOKUP(R262,Start!$C$23:$D$29,2,FALSE)","v":45.66},{"$f":"(Y262/T262)+Start!$D$19*(VLOOKUP(R262,Start!$M$33:$N$39,2,FALSE)/T262)+VLOOKUP(S262,Start!$C$33:$D$40,2,FALSE)","v":100.96761904761904}]
[null,null,"Ja","SEE920193460095","In Betrieb","Stadtwerke Kiel AG","HKWH Gasturbine 6",24116,"Kiel","Goethestraße 14","Schleswig-Holstein","2005-04-27","Erdgas","Erdgas, Erdölgas","Erdgas","Ja","Gasturbinen mit Abhitzekessel","Erdgas","GuD",0.39050000000000001,"OPSD (2020)",5.52,5.4240000000000004,{"$f":"(1-VLOOKUP(S263,Start!$H$33:$I$40,2,FALSE)/100)*W263","v":4.7188800000000004},{"$f":"VLOOKUP(R263,Start!$C$9:$D$15,2,FALSE)+VLOOKUP(R263,Start!$C$23:$D$29,2,FALSE)","v":45.66},{"$f":"(Y263/T263)+Start!$D$19*(VLOOKUP(R263,Start!$M$33:$N$39,2,FALSE)/T263)+VLOOKUP(S263,Start!$C$33:$D$40,2,FALSE)","v":161.97272727272727}]
[null,null,"Ja","SEE920201147345","In Betrieb","K+S Minerals and Agriculture GmbH","Kraftwerk WI DT5",36266,"Heringen","In der Aue 1","Hessen","1974-01-01","Wärme","","Wärme","Ja","Gegendruckmaschine ohne Entnahme","Sonstige","Sonstige",0.35,"eigene Annahme",5,5,{"$f":"(1-VLOOKUP(S264,Start!$H$33:$I$40,2,FALSE)/100)*W264","v":4.25},{"$f":"VLOOKUP(R264,Start!$C$9:$D$15,2,FALSE)+VLOOKUP(R264,Start!$C$23:$D$29,2,FALSE)","v":86.87},{"$f":"(Y264/T264)+Start!$D$19*(VLOOKUP(R264,Start!$M$33:$N$39,2,FALSE)/T264)+VLOOKUP(S264,Start!$C$33:$D$40,2,FALSE)","v":300.92685714285716}]
[null,null,"Ja","SEE920494524915","In Betrieb","BASF SE","GuD Mitte GT11",67063,"Ludwigshafen","Carl-Bosch-Straße 38","Rheinland-Pfalz","2005-05-12","Erdgas","Erdgas, Erdölgas","Erdgas","Ja","Gasturbinen mit nachgeschalteter Dampfturbine","Erdgas","GuD",0.43,"OPSD (2020)",206,204,{"$f":"(1-VLOOKUP(S265,Start!$H$33:$I$40,2,FALSE)/100)*W265","v":177.48},{"$f":"VLOOKUP(R265,Start!$C$9:$D$15,2,FALSE)+VLOOKUP(R265,Start!$C$23:$D$29,2,FALSE)","v":45.66},{"$f":"(Y265/T265)+Start!$D$19*(VLOOKUP(R265,Start!$M$33:$N$39,2,FALSE)/T265)+VLOOKUP(S265,Start!$C$33:$D$40,2,FALSE)","v":147.23162790697674}]
[null,null,"Ja","SEE920556442270","In Betrieb","BASF SE","NSD-102",67063,"Ludwigshafen","Carl-Bosch-Straße 38","Rheinland-Pfalz","1988-05-12","Mineralölprodukte","Dieselkraftstoff","Mineralölprodukte","Nein","Verbrennungsmotor","Öl","Öl",0.38,"eigene Annahme",5,4.875,{"$f":"(1-VLOOKUP(S266,Start!$H$33:$I$40,2,FALSE)/100)*W266","v":4.1437499999999998},{"$f":"VLOOKUP(R266,Start!$C$9:$D$15,2,FALSE)+VLOOKUP(R266,Start!$C$23:$D$29,2,FALSE)","v":87.17},{"$f":"(Y266/T266)+Start!$D$19*(VLOOKUP(R266,Start!$M$33:$N$39,2,FALSE)/T266)+VLOOKUP(S266,Start!$C$33:$D$40,2,FALSE)","v":292.7315789473684}]
[null,null,"Ja","SEE920560912882","In Betrieb","SWM Services GmbH","SWM HKW Freimann GT12",80807,"München","Frankfurter Ring 181","Bayern","2021-01-01","Erdgas","Erdgas, Erdölgas","Erdgas","Ja","Gasturbinen mit Abhitzekessel","Erdgas","GuD",0.4,"eigene Annahme",53.468000000000004,52.768000000000001,{"$f":"(1-VLOOKUP(S267,Start!$H$33:$I$40,2,FALSE)/100)*W267","v":45.908160000000002},{"$f":"VLOOKUP(R267,Start!$C$9:$D$15,2,FALSE)+VLOOKUP(R267,Start!$C$23:$D$29,2,FALSE)","v":45.66},{"$f":"(Y267/T267)+Start!$D$19*(VLOOKUP(R267,Start!$M$33:$N$39,2,FALSE)/T267)+VLOOKUP(S267,Start!$C$33:$D$40,2,FALSE)","v":158.16149999999999}]
[null,null,"Ja","SEE920575296687","In Betrieb","Evonik Operations GmbH","Kraftwerk VII, Block 71, GT711",45772,"Marl","Paul-Baumann-Straße 1","Nordrhein-Westfalen","2022-12-12","Erdgas","Erdgas, Erdölgas","Erdgas","Ja","Gasturbinen mit nachgeschalteter Dampfturbine","Erdgas","Gasturbine",0.47,"Annahme basierend auf DIW (2014)",55,53.5,{"$f":"(1-VLOOKUP(S268,Start!$H$33:$I$40,2,FALSE)/100)*W268","v":46.545000000000002},{"$f":"VLOOKUP(R268,Start!$C$9:$D$15,2,FALSE)+VLOOKUP(R268,Start!$C$23:$D$29,2,FALSE)","v":45.66},{"$f":"(Y268/T268)+Start!$D$19*(VLOOKUP(R268,Start!$M$33:$N$39,2,FALSE)/T268)+VLOOKUP(S268,Start!$C$33:$D$40,2,FALSE)","v":134.32893617021276}]
[null,null,"Ja","SEE920672219015","In Betrieb","KÄMMERER Energie GmbH","Generator 5",49090,"Osnabrück","Römereschstraße 33","Niedersachsen","1977-01-10","Braunkohle","Wirbelschichtkohle","Braunkohle","Ja","Sonstige","Braunkohle","Braunkohle",0.33,"eigene Annahme",16.5,9.8000000000000007,{"$f":"(1-VLOOKUP(S269,Start!$H$33:$I$40,2,FALSE)/100)*W269","v":8.5259999999999998},{"$f":"VLOOKUP(R269,Start!$C$9:$D$15,2,FALSE)+VLOOKUP(R269,Start!$C$23:$D$29,2,FALSE)","v":3.1},{"$f":"(Y269/T269)+Start!$D$19*(VLOOKUP(R269,Start!$M$33:$N$39,2,FALSE)/T269)+VLOOKUP(S269,Start!$C$33:$D$40,2,FALSE)","v":114.66484848484849}]
[null,null,"Ja","SEE920801236685","In Betrieb","Evonik Operations GmbH","Kraftwerk VII, Block 71, DT710",45772,"Marl","Paul-Baumann-Straße 1","Nordrhein-Westfalen","2022-12-12","Erdgas","Erdgas, Erdölgas","Erdgas","Ja","Gegendruckmaschine mit Entnahme","Erdgas","GuD",0.63,"Annahme basierend auf DIW (2014)",37,36.9,{"$f":"(1-VLOOKUP(S270,Start!$H$33:$I$40,2,FALSE)/100)*W270","v":32.103000000000002},{"$f":"VLOOKUP(R270,Start!$C$9:$D$15,2,FALSE)+VLOOKUP(R270,Start!$C$23:$D$29,2,FALSE)","v":45.66},{"$f":"(Y270/T270)+Start!$D$19*(VLOOKUP(R270,Start!$M$33:$N$39,2,FALSE)/T270)+VLOOKUP(S270,Start!$C$33:$D$40,2,FALSE)","v":100.96761904761904}]
[null,null,"Ja","SEE920825895844","In Betrieb","Kraftwerke Mainz-Wiesbaden AG","BHKW KW5 54",55120,"Mainz","Kraftwerkallee 1","Rheinland-Pfalz","2020-12-23","Erdgas","Erdgas, Erdölgas","Erdgas","Ja","Verbrennungsmotor","Erdgas","GuD",0.45,"https://www.kmw-ag.de/anlagen/blockheizkraftwerk/",10.02,9.93,{"$f":"(1-VLOOKUP(S271,Start!$H$33:$I$40,2,FALSE)/100)*W271","v":8.6390999999999991},{"$f":"VLOOKUP(R271,Start!$C$9:$D$15,2,FALSE)+VLOOKUP(R271,Start!$C$23:$D$29,2,FALSE)","v":45.66},{"$f":"(Y271/T271)+Start!$D$19*(VLOOKUP(R271,Start!$M$33:$N$39,2,FALSE)/T271)+VLOOKUP(S271,Start!$C$33:$D$40,2,FALSE)","v":140.75466666666665}]
[null,null,"Ja","SEE920837459195","In Betrieb","Volkswagen AG","HKW Nord Generator B",38440,"Wolfsburg","Berliner Ring 2","Niedersachsen","1998-09-18","Steinkohle","Steinkohlen","Steinkohle","Ja","Gegendruckmaschine mit Entnahme","Steinkohle","Steinkohle",0.42499999999999999,"OPSD (2020)",68.2,61,{"$f":"(1-VLOOKUP(S272,Start!$H$33:$I$40,2,FALSE)/100)*W272","v":48.800000000000004},{"$f":"VLOOKUP(R272,Start!$C$9:$D$15,2,FALSE)+VLOOKUP(R272,Start!$C$23:$D$29,2,FALSE)","v":17.84},{"$f":"(Y272/T272)+Start!$D$19*(VLOOKUP(R272,Start!$M$33:$N$39,2,FALSE)/T272)+VLOOKUP(S272,Start!$C$33:$D$40,2,FALSE)","v":110.35929411764705}]
[null,null,"Ja","SEE920864082298","In Betrieb","Dow Deutschland Anlagengesellschaft mbH","01 Std GT1",21683,"Stade","Bützflether Sand 9","Niedersachsen","2014-04-16","Erdgas","Erdgas, Erdölgas","Erdgas","Ja","Gasturbinen mit Abhitzekessel","Erdgas","GuD",0.60750000000000004,"OPSD (2020)",47.970999999999997,44.975000000000001,{"$f":"(1-VLOOKUP(S273,Start!$H$33:$I$40,2,FALSE)/100)*W273","v":39.128250000000001},{"$f":"VLOOKUP(R273,Start!$C$9:$D$15,2,FALSE)+VLOOKUP(R273,Start!$C$23:$D$29,2,FALSE)","v":45.66},{"$f":"(Y273/T273)+Start!$D$19*(VLOOKUP(R273,Start!$M$33:$N$39,2,FALSE)/T273)+VLOOKUP(S273,Start!$C$33:$D$40,2,FALSE)","v":104.65160493827159}]
[null,null,"Ja","SEE920992144554","In Betrieb","Braunschweiger Versorgungs-AG & Co. KG","HKW Mitte GuD",38114,"Braunschweig","Reiherstraße 3","Niedersachsen","2010-12-30","Erdgas","Erdgas, Erdölgas","Erdgas","Ja","Gasturbinen mit nachgeschalteter Dampfturbine","Erdgas","GuD",0.58499999999999996,"OPSD (2020)",76.400000000000006,74,{"$f":"(1-VLOOKUP(S274,Start!$H$33:$I$40,2,FALSE)/100)*W274","v":64.38},{"$f":"VLOOKUP(R274,Start!$C$9:$D$15,2,FALSE)+VLOOKUP(R274,Start!$C$23:$D$29,2,FALSE)","v":45.66},{"$f":"(Y274/T274)+Start!$D$19*(VLOOKUP(R274,Start!$M$33:$N$39,2,FALSE)/T274)+VLOOKUP(S274,Start!$C$33:$D$40,2,FALSE)","v":108.61897435897436}]
[null,null,"Ja","SEE921008505376","In Betrieb","GLOBALFOUNDRIES Dresden Module One LLC & Co. KG","Gasmotoren-Blockheizkraftwerk II (Generator 2)",1468,"Moritzburg","Ringstraße 3","Sachsen","2004-11-10","Erdgas","Erdgas, Erdölgas","Erdgas","Ja","Verbrennungsmotor","Erdgas","GuD",0.54,"Annahme basierend auf DIW (2014)",3.8319999999999999,3.7719999999999998,{"$f":"(1-VLOOKUP(S275,Start!$H$33:$I$40,2,FALSE)/100)*W275","v":3.2816399999999999},{"$f":"VLOOKUP(R275,Start!$C$9:$D$15,2,FALSE)+VLOOKUP(R275,Start!$C$23:$D$29,2,FALSE)","v":45.66},{"$f":"(Y275/T275)+Start!$D$19*(VLOOKUP(R275,Start!$M$33:$N$39,2,FALSE)/T275)+VLOOKUP(S275,Start!$C$33:$D$40,2,FALSE)","v":117.54555555555554}]
[null,null,"Ja","SEE921059219284","In Betrieb","Stadtwerke Kiel AG","Küstenkraftwerk K.I.E.L Motor 7",24149,"Kiel","Hasselfelde 30","Schleswig-Holstein","2018-09-28","Erdgas","Erdgas, Erdölgas","Erdgas","Ja","Verbrennungsmotor","Erdgas","GuD",0.40589999999999998,"OPSD (2020)",9.5709999999999997,9.4559999999999995,{"$f":"(1-VLOOKUP(S276,Start!$H$33:$I$40,2,FALSE)/100)*W276","v":8.2267200000000003},{"$f":"VLOOKUP(R276,Start!$C$9:$D$15,2,FALSE)+VLOOKUP(R276,Start!$C$23:$D$29,2,FALSE)","v":45.66},{"$f":"(Y276/T276)+Start!$D$19*(VLOOKUP(R276,Start!$M$33:$N$39,2,FALSE)/T276)+VLOOKUP(S276,Start!$C$33:$D$40,2,FALSE)","v":155.88433111603842}]
[null,null,"Ja","SEE921098709050","In Betrieb","RWE Generation SE","Emsland C GT1",49808,"Lingen","Schüttorfer Straße 100","Niedersachsen","2011-12-23","Erdgas","Erdgas, Erdölgas","Erdgas","Nein","Sonstige","Erdgas","GuD",0.46,"OPSD (2020)",60,58,{"$f":"(1-VLOOKUP(S277,Start!$H$33:$I$40,2,FALSE)/100)*W277","v":50.46},{"$f":"VLOOKUP(R277,Start!$C$9:$D$15,2,FALSE)+VLOOKUP(R277,Start!$C$23:$D$29,2,FALSE)","v":45.66},{"$f":"(Y277/T277)+Start!$D$19*(VLOOKUP(R277,Start!$M$33:$N$39,2,FALSE)/T277)+VLOOKUP(S277,Start!$C$33:$D$40,2,FALSE)","v":137.7273913043478}]
[null,null,"Ja","SEE921316314745","In Betrieb","Stadtwerke Tübingen GmbH","BHKW Obere Viehweide M3 (Waldhäuser Str 100)",72076,"Tübingen","Waldhäuser Straße 100","Baden-Württemberg","2013-11-07","Erdgas","Erdgas, Erdölgas","Erdgas","Ja","Verbrennungsmotor","Erdgas","GuD",0.38500000000000001,"OPSD (2020)",3.3519999999999999,3.2879999999999998,{"$f":"(1-VLOOKUP(S278,Start!$H$33:$I$40,2,FALSE)/100)*W278","v":2.86056},{"$f":"VLOOKUP(R278,Start!$C$9:$D$15,2,FALSE)+VLOOKUP(R278,Start!$C$23:$D$29,2,FALSE)","v":45.66},{"$f":"(Y278/T278)+Start!$D$19*(VLOOKUP(R278,Start!$M$33:$N$39,2,FALSE)/T278)+VLOOKUP(S278,Start!$C$33:$D$40,2,FALSE)","v":164.2651948051948}]
[null,null,"Ja","SEE921399860047","In Betrieb","Stadtwerke Rosenheim GmbH & Co. KG","GM2",83022,"Rosenheim","Färberstraße 47","Bayern","2011-08-01","Erdgas","Erdgas, Erdölgas","Erdgas","Ja","Verbrennungsmotor","Erdgas","GuD",0.45739999999999997,"OPSD (2020)",3.3519999999999999,3.2850000000000001,{"$f":"(1-VLOOKUP(S279,Start!$H$33:$I$40,2,FALSE)/100)*W279","v":2.8579500000000002},{"$f":"VLOOKUP(R279,Start!$C$9:$D$15,2,FALSE)+VLOOKUP(R279,Start!$C$23:$D$29,2,FALSE)","v":45.66},{"$f":"(Y279/T279)+Start!$D$19*(VLOOKUP(R279,Start!$M$33:$N$39,2,FALSE)/T279)+VLOOKUP(S279,Start!$C$33:$D$40,2,FALSE)","v":138.50174901617839}]
[null,null,"Ja","SEE921449009914","In Betrieb","CropEnergies Bioethanol GmbH","Dampfturbine IV CropEnergies Zeitz",6712,"Zeitz","Albrechtstraße 54","Sachsen-Anhalt","2004-01-01","Wärme","Dampf (zum Beispiel Prozesswärme)","Braunkohle","Ja","Gegendruckmaschine ohne Entnahme","Braunkohle","Braunkohle",0.4,"Annahme basierend auf DIW (2014)",20.273,17.773,{"$f":"(1-VLOOKUP(S280,Start!$H$33:$I$40,2,FALSE)/100)*W280","v":15.46251},{"$f":"VLOOKUP(R280,Start!$C$9:$D$15,2,FALSE)+VLOOKUP(R280,Start!$C$23:$D$29,2,FALSE)","v":3.1},{"$f":"(Y280/T280)+Start!$D$19*(VLOOKUP(R280,Start!$M$33:$N$39,2,FALSE)/T280)+VLOOKUP(S280,Start!$C$33:$D$40,2,FALSE)","v":94.896000000000001}]
[null,null,"Ja","SEE921479798321","In Betrieb","EkoCity","Generator C",42349,"Wuppertal","Korzert 15","Nordrhein-Westfalen","2017-12-20","nicht biogener Abfall","Abfall (Hausmüll, Siedl.abf.)","Abfall","Ja","Gegendruckmaschine ohne Entnahme","Abfall","Abfall",0.40699999999999997,"Eigene Annahme",9.3759999999999994,9.3759999999999994,{"$f":"(1-VLOOKUP(S281,Start!$H$33:$I$40,2,FALSE)/100)*W281","v":7.9695999999999989},{"$f":"VLOOKUP(R281,Start!$C$9:$D$15,2,FALSE)+VLOOKUP(R281,Start!$C$23:$D$29,2,FALSE)","v":0},{"$f":"(Y281/T281)+Start!$D$19*(VLOOKUP(R281,Start!$M$33:$N$39,2,FALSE)/T281)+VLOOKUP(S281,Start!$C$33:$D$40,2,FALSE)","v":1}]
[null,null,"Ja","SEE921499316925","In Betrieb","Flughafen München GmbH","BHKW 1 - AGG5",85356,"München-Flughafen","Nordallee 18","Bayern","1992-05-08","Mineralölprodukte","Heizöl, leicht","Mineralölprodukte","Ja","Verbrennungsmotor","Öl","Öl",0.37619999999999998,"OPSD (2020)",1.58,1.52,{"$f":"(1-VLOOKUP(S282,Start!$H$33:$I$40,2,FALSE)/100)*W282","v":1.292},{"$f":"VLOOKUP(R282,Start!$C$9:$D$15,2,FALSE)+VLOOKUP(R282,Start!$C$23:$D$29,2,FALSE)","v":87.17},{"$f":"(Y282/T282)+Start!$D$19*(VLOOKUP(R282,Start!$M$33:$N$39,2,FALSE)/T282)+VLOOKUP(S282,Start!$C$33:$D$40,2,FALSE)","v":295.67836257309943}]
[null,null,"Ja","SEE921503407342","In Betrieb","Wacker Chemie AG","Turbine/Generator 10",84489,"Burghausen","Johannes-Hess-Straße 24","Bayern","2014-07-17","Erdgas","Erdgas, Erdölgas","Erdgas","Ja","Gegendruckmaschine mit Entnahme","Erdgas","GuD",0.3619,"OPSD (2020)",37.799999999999997,37.6,{"$f":"(1-VLOOKUP(S283,Start!$H$33:$I$40,2,FALSE)/100)*W283","v":32.712000000000003},{"$f":"VLOOKUP(R283,Start!$C$9:$D$15,2,FALSE)+VLOOKUP(R283,Start!$C$23:$D$29,2,FALSE)","v":45.66},{"$f":"(Y283/T283)+Start!$D$19*(VLOOKUP(R283,Start!$M$33:$N$39,2,FALSE)/T283)+VLOOKUP(S283,Start!$C$33:$D$40,2,FALSE)","v":174.65446255871785}]
[null,null,"Ja","SEE921785427038","In Betrieb","OQ Chemicals Produktion GmbH & Co.KG","T/G 6",46147,"Oberhausen","Otto-Roelen-Strasse 3","Nordrhein-Westfalen","1951-01-01","Mineralölprodukte","Andere Mineralölprodukte","Mineralölprodukte","Nein","Kondensationsmaschine ohne Entnahme","Öl","Öl",0.33,"Annahme basierend auf DIW (2014)",25,12,{"$f":"(1-VLOOKUP(S284,Start!$H$33:$I$40,2,FALSE)/100)*W284","v":10.199999999999999},{"$f":"VLOOKUP(R284,Start!$C$9:$D$15,2,FALSE)+VLOOKUP(R284,Start!$C$23:$D$29,2,FALSE)","v":87.17},{"$f":"(Y284/T284)+Start!$D$19*(VLOOKUP(R284,Start!$M$33:$N$39,2,FALSE)/T284)+VLOOKUP(S284,Start!$C$33:$D$40,2,FALSE)","v":336.93333333333328}]
[null,null,"Ja","SEE921877855527","In Betrieb","Solvay Chemicals GmbH","Gasturbine 01 Industriekraftwerk",6406,"Bernburg","Köthensche Straße 0.0416666666666667","Sachsen-Anhalt","2019-12-16","Erdgas","Erdgas, Erdölgas","Erdgas","Ja","Gasturbinen mit nachgeschalteter Dampfturbine","Erdgas","GuD",0.63,"OPSD (2020)",63.5,58.5,{"$f":"(1-VLOOKUP(S285,Start!$H$33:$I$40,2,FALSE)/100)*W285","v":50.895000000000003},{"$f":"VLOOKUP(R285,Start!$C$9:$D$15,2,FALSE)+VLOOKUP(R285,Start!$C$23:$D$29,2,FALSE)","v":45.66},{"$f":"(Y285/T285)+Start!$D$19*(VLOOKUP(R285,Start!$M$33:$N$39,2,FALSE)/T285)+VLOOKUP(S285,Start!$C$33:$D$40,2,FALSE)","v":100.96761904761904}]
[null,null,"Ja","SEE921888721163","In Betrieb","FairEnergie GmbH","BHKW Hauffstraße",72762,"Reutlingen","Hauffstraße 89","Baden-Württemberg","2011-02-21","Erdgas","Erdgas, Erdölgas","Erdgas","Ja","Verbrennungsmotor","Erdgas","GuD",0.45739999999999997,"OPSD (2020)",2.016,1.968,{"$f":"(1-VLOOKUP(S286,Start!$H$33:$I$40,2,FALSE)/100)*W286","v":1.7121599999999999},{"$f":"VLOOKUP(R286,Start!$C$9:$D$15,2,FALSE)+VLOOKUP(R286,Start!$C$23:$D$29,2,FALSE)","v":45.66},{"$f":"(Y286/T286)+Start!$D$19*(VLOOKUP(R286,Start!$M$33:$N$39,2,FALSE)/T286)+VLOOKUP(S286,Start!$C$33:$D$40,2,FALSE)","v":138.50174901617839}]
[null,null,"Ja","SEE921905907730","In Betrieb","RWE Power AG","Niederaußem G",50129,"Bergheim","Werkstr. ","Nordrhein-Westfalen","1974-10-23","Braunkohle","Rohbraunkohlen","Braunkohle","Ja","Kondensationsmaschine mit Entnahme","Braunkohle","Braunkohle",0.41920000000000002,"OPSD (2020)",668,628,{"$f":"(1-VLOOKUP(S287,Start!$H$33:$I$40,2,FALSE)/100)*W287","v":546.36},{"$f":"VLOOKUP(R287,Start!$C$9:$D$15,2,FALSE)+VLOOKUP(R287,Start!$C$23:$D$29,2,FALSE)","v":3.1},{"$f":"(Y287/T287)+Start!$D$19*(VLOOKUP(R287,Start!$M$33:$N$39,2,FALSE)/T287)+VLOOKUP(S287,Start!$C$33:$D$40,2,FALSE)","v":90.627480916030535}]
[null,null,"Ja","SEE922153723905","In Betrieb","Energieversorgung Oberhausen","Heizkraftwerk I",46045,"Oberhausen","Danziger Str. 31","Nordrhein-Westfalen","1971-01-20","Erdgas","Erdgas, Erdölgas","Erdgas","Ja","Verbrennungsmotor","Erdgas","GuD",0.35310000000000002,"OPSD (2020)",24.1,21.45,{"$f":"(1-VLOOKUP(S288,Start!$H$33:$I$40,2,FALSE)/100)*W288","v":18.6615},{"$f":"VLOOKUP(R288,Start!$C$9:$D$15,2,FALSE)+VLOOKUP(R288,Start!$C$23:$D$29,2,FALSE)","v":45.66},{"$f":"(Y288/T288)+Start!$D$19*(VLOOKUP(R288,Start!$M$33:$N$39,2,FALSE)/T288)+VLOOKUP(S288,Start!$C$33:$D$40,2,FALSE)","v":178.96983857264229}]
[null,null,"Ja","SEE922395631839","In Betrieb","Salzgitter Flachstahl GmbH","Block1",38239,"Salzgitter","Eisenhüttenstraße 99","Niedersachsen","2010-06-15","andere Gase","Hochofengas, Konvertergas","Sonstige Energieträger (nicht erneuerbar)","Ja","Kondensationsmaschine mit Entnahme","Erdgas","GuD",0.58499999999999996,"Annahme basierend auf DIW (2014)",110,97,{"$f":"(1-VLOOKUP(S289,Start!$H$33:$I$40,2,FALSE)/100)*W289","v":84.39},{"$f":"VLOOKUP(R289,Start!$C$9:$D$15,2,FALSE)+VLOOKUP(R289,Start!$C$23:$D$29,2,FALSE)","v":45.66},{"$f":"(Y289/T289)+Start!$D$19*(VLOOKUP(R289,Start!$M$33:$N$39,2,FALSE)/T289)+VLOOKUP(S289,Start!$C$33:$D$40,2,FALSE)","v":108.61897435897436}]
[null,null,"Ja","SEE922477386435","in Betrieb","Uniper Kraftwerke GmbH","Franken DT2",90449,"Nürnberg","Felsenstraße 14","Bayern","1975-01-01","Erdgas","Erdgas, Erdölgas","Erdgas","Ja","Kondensationsmaschine mit Entnahme","Erdgas","GuD",0.432,"OPSD (2020)",395,387,{"$f":"(1-VLOOKUP(S290,Start!$H$33:$I$40,2,FALSE)/100)*W290","v":336.69},{"$f":"VLOOKUP(R290,Start!$C$9:$D$15,2,FALSE)+VLOOKUP(R290,Start!$C$23:$D$29,2,FALSE)","v":45.66},{"$f":"(Y290/T290)+Start!$D$19*(VLOOKUP(R290,Start!$M$33:$N$39,2,FALSE)/T290)+VLOOKUP(S290,Start!$C$33:$D$40,2,FALSE)","v":146.55694444444444}]
[null,null,"Ja","SEE922559384908","In Betrieb","BASF SE","NSD-101",67063,"Ludwigshafen","Carl-Bosch-Straße 38","Rheinland-Pfalz","1988-05-12","Mineralölprodukte","Dieselkraftstoff","Mineralölprodukte","Nein","Verbrennungsmotor","Öl","Öl",0.38,"eigene Annahme",5,4.875,{"$f":"(1-VLOOKUP(S291,Start!$H$33:$I$40,2,FALSE)/100)*W291","v":4.1437499999999998},{"$f":"VLOOKUP(R291,Start!$C$9:$D$15,2,FALSE)+VLOOKUP(R291,Start!$C$23:$D$29,2,FALSE)","v":87.17},{"$f":"(Y291/T291)+Start!$D$19*(VLOOKUP(R291,Start!$M$33:$N$39,2,FALSE)/T291)+VLOOKUP(S291,Start!$C$33:$D$40,2,FALSE)","v":292.7315789473684}]
[null,null,"Ja","SEE922579581844","In Betrieb","Smurfit Kappa Zülpich Papier GmbH","GT2",53909,"Zülpich","Zum Mühlengraben 1","Nordrhein-Westfalen","1996-04-01","Erdgas","Erdgas, Erdölgas","Erdgas","Ja","Gasturbinen mit Abhitzekessel","Erdgas","GuD",0.38059999999999999,"OPSD (2020)",5.9894999999999996,4.9459999999999997,{"$f":"(1-VLOOKUP(S292,Start!$H$33:$I$40,2,FALSE)/100)*W292","v":4.3030200000000001},{"$f":"VLOOKUP(R292,Start!$C$9:$D$15,2,FALSE)+VLOOKUP(R292,Start!$C$23:$D$29,2,FALSE)","v":45.66},{"$f":"(Y292/T292)+Start!$D$19*(VLOOKUP(R292,Start!$M$33:$N$39,2,FALSE)/T292)+VLOOKUP(S292,Start!$C$33:$D$40,2,FALSE)","v":166.14687335785601}]
[null,null,"Ja","SEE922849915072","In Betrieb","MHB Hamm Betriebsführungsgesellschaft mbH","MVA Hamm Turbine 1",59075,"Hamm","Am Lausbach 2","Nordrhein-Westfalen","1985-01-01","nicht biogener Abfall","Abfall (Hausmüll, Siedl.abf.)","Abfall","Ja","Kondensationsmaschine mit Entnahme","Abfall","Abfall",0.33,"OPSD (2020)",9.0939999999999994,6.6,{"$f":"(1-VLOOKUP(S293,Start!$H$33:$I$40,2,FALSE)/100)*W293","v":5.6099999999999994},{"$f":"VLOOKUP(R293,Start!$C$9:$D$15,2,FALSE)+VLOOKUP(R293,Start!$C$23:$D$29,2,FALSE)","v":0},{"$f":"(Y293/T293)+Start!$D$19*(VLOOKUP(R293,Start!$M$33:$N$39,2,FALSE)/T293)+VLOOKUP(S293,Start!$C$33:$D$40,2,FALSE)","v":1}]
[null,null,"Ja","SEE922855765289","In Betrieb","Stadtwerke Duisburg AG","HKW III  Block B",47249,"Duisburg","Wanheimer Str. 439","Nordrhein-Westfalen","2004-09-23","Erdgas","Erdgas, Erdölgas","Erdgas","Ja","Gasturbinen mit Abhitzekessel","Erdgas","GuD",0.5625,"OPSD (2020)",75.3,75.2,{"$f":"(1-VLOOKUP(S294,Start!$H$33:$I$40,2,FALSE)/100)*W294","v":65.424000000000007},{"$f":"VLOOKUP(R294,Start!$C$9:$D$15,2,FALSE)+VLOOKUP(R294,Start!$C$23:$D$29,2,FALSE)","v":45.66},{"$f":"(Y294/T294)+Start!$D$19*(VLOOKUP(R294,Start!$M$33:$N$39,2,FALSE)/T294)+VLOOKUP(S294,Start!$C$33:$D$40,2,FALSE)","v":112.90373333333334}]
[null,null,"Ja","SEE922877375398","In Betrieb","Julius Schulte Trebsen GmbH & Co. KG","GuD Anlage GT",4687,"Trebsen","Pauschwitzer Straße 45","Sachsen","2013-09-18","Erdgas","Erdgas, Erdölgas","Erdgas","Ja","Gasturbinen mit nachgeschalteter Dampfturbine","Erdgas","GuD",0.55000000000000004,"eigene Annahme",9.0229999999999997,9.0229999999999997,{"$f":"(1-VLOOKUP(S295,Start!$H$33:$I$40,2,FALSE)/100)*W295","v":7.8500099999999993},{"$f":"VLOOKUP(R295,Start!$C$9:$D$15,2,FALSE)+VLOOKUP(R295,Start!$C$23:$D$29,2,FALSE)","v":45.66},{"$f":"(Y295/T295)+Start!$D$19*(VLOOKUP(R295,Start!$M$33:$N$39,2,FALSE)/T295)+VLOOKUP(S295,Start!$C$33:$D$40,2,FALSE)","v":115.43563636363635}]
[null,null,"Ja","SEE922964729325","In Betrieb","Vereinigte Wertach Elektrizitätswerke GmbH","DKW Leinau Diesel 3",87666,"Pforzen","Am Kraftwerk 2","Bayern","1983-01-01","Mineralölprodukte","Heizöl, leicht","Mineralölprodukte","Nein","Verbrennungsmotor","Öl","Öl",0.36080000000000001,"OPSD (2020)",3.8,3.8,{"$f":"(1-VLOOKUP(S296,Start!$H$33:$I$40,2,FALSE)/100)*W296","v":3.23},{"$f":"VLOOKUP(R296,Start!$C$9:$D$15,2,FALSE)+VLOOKUP(R296,Start!$C$23:$D$29,2,FALSE)","v":87.17},{"$f":"(Y296/T296)+Start!$D$19*(VLOOKUP(R296,Start!$M$33:$N$39,2,FALSE)/T296)+VLOOKUP(S296,Start!$C$33:$D$40,2,FALSE)","v":308.2560975609756}]
[null,null,"Ja","SEE922981583535","In Betrieb","Stadtwerke Lemgo GmbH","HKW-West Gasturbine 1",32657,"Lemgo","Liemer Weg 71","Nordrhein-Westfalen","1988-07-01","Erdgas","Erdgas, Erdölgas","Erdgas","Ja","Gasturbinen mit Abhitzekessel","Erdgas","GuD",0.3861,"OPSD (2020)",5.16,5.0999999999999996,{"$f":"(1-VLOOKUP(S297,Start!$H$33:$I$40,2,FALSE)/100)*W297","v":4.4369999999999994},{"$f":"VLOOKUP(R297,Start!$C$9:$D$15,2,FALSE)+VLOOKUP(R297,Start!$C$23:$D$29,2,FALSE)","v":45.66},{"$f":"(Y297/T297)+Start!$D$19*(VLOOKUP(R297,Start!$M$33:$N$39,2,FALSE)/T297)+VLOOKUP(S297,Start!$C$33:$D$40,2,FALSE)","v":163.80147630147627}]
[null,null,"Ja","SEE923082939436","In Betrieb","eins energie in sachsen GmbH & Co. KG","HKW Chemnitz Nord II, Block B",9114,"Chemnitz","Dammweg 10","Sachsen","1988-08-26","Braunkohle","Rohbraunkohlen","Braunkohle","Ja","Gegendruckmaschine mit Entnahme","Braunkohle","Braunkohle",0.37119999999999997,"OPSD (2020)",67,58.171999999999997,{"$f":"(1-VLOOKUP(S298,Start!$H$33:$I$40,2,FALSE)/100)*W298","v":50.609639999999999},{"$f":"VLOOKUP(R298,Start!$C$9:$D$15,2,FALSE)+VLOOKUP(R298,Start!$C$23:$D$29,2,FALSE)","v":3.1},{"$f":"(Y298/T298)+Start!$D$19*(VLOOKUP(R298,Start!$M$33:$N$39,2,FALSE)/T298)+VLOOKUP(S298,Start!$C$33:$D$40,2,FALSE)","v":102.12672413793103}]
[null,null,"Ja","SEE923129957027","In Betrieb","Stadtwerke Duisburg AG","Mitte BHKW 2 Modul 3",47053,"Duisburg","Bungertstr. 27","Nordrhein-Westfalen","2023-05-17","Erdgas","Erdgas, Erdölgas","Erdgas","Ja","Verbrennungsmotor","Erdgas","GuD",0.63,"Annahme basierend auf DIW (2014)",4.5,4.4720000000000004,{"$f":"(1-VLOOKUP(S299,Start!$H$33:$I$40,2,FALSE)/100)*W299","v":3.8906400000000003},{"$f":"VLOOKUP(R299,Start!$C$9:$D$15,2,FALSE)+VLOOKUP(R299,Start!$C$23:$D$29,2,FALSE)","v":45.66},{"$f":"(Y299/T299)+Start!$D$19*(VLOOKUP(R299,Start!$M$33:$N$39,2,FALSE)/T299)+VLOOKUP(S299,Start!$C$33:$D$40,2,FALSE)","v":100.96761904761904}]
[null,null,"Ja","SEE923244371197","In Betrieb","Stadtwerke Leipzig GmbH","Heizkraftwerk Leipzig Nord GT81",4105,"Leipzig","Eutritzscher Straße 14b","Sachsen","1996-02-05","Erdgas","","Erdgas","Ja","Gasturbinen mit nachgeschalteter Dampfturbine","Erdgas","GuD",0.58499999999999996,"OPSD (2020)",64.783000000000001,63.54,{"$f":"(1-VLOOKUP(S300,Start!$H$33:$I$40,2,FALSE)/100)*W300","v":55.279800000000002},{"$f":"VLOOKUP(R300,Start!$C$9:$D$15,2,FALSE)+VLOOKUP(R300,Start!$C$23:$D$29,2,FALSE)","v":45.66},{"$f":"(Y300/T300)+Start!$D$19*(VLOOKUP(R300,Start!$M$33:$N$39,2,FALSE)/T300)+VLOOKUP(S300,Start!$C$33:$D$40,2,FALSE)","v":108.61897435897436}]
[null,null,"Ja","SEE923271533315","In Betrieb","RZR II Herten GmbH","RZR II Turbine3",45699,"Herten","Im Emscherbruch 11","Nordrhein-Westfalen","2009-01-01","nicht biogener Abfall","Abfall (Hausmüll, Siedl.abf.)","Abfall","Nein","Kondensationsmaschine mit Entnahme","Abfall","Abfall",0.33,"OPSD (2020)",23.585000000000001,23.5,{"$f":"(1-VLOOKUP(S301,Start!$H$33:$I$40,2,FALSE)/100)*W301","v":19.974999999999998},{"$f":"VLOOKUP(R301,Start!$C$9:$D$15,2,FALSE)+VLOOKUP(R301,Start!$C$23:$D$29,2,FALSE)","v":0},{"$f":"(Y301/T301)+Start!$D$19*(VLOOKUP(R301,Start!$M$33:$N$39,2,FALSE)/T301)+VLOOKUP(S301,Start!$C$33:$D$40,2,FALSE)","v":1}]
[null,null,"Ja","SEE923340224045","In Betrieb","SWN Stadtwerke Neumünster GmbH","D4",24534,"Neumünster","Bismarckstraße 51","Schleswig-Holstein","2021-01-18","Mineralölprodukte","Heizöl, leicht","Mineralölprodukte","Nein","Verbrennungsmotor","Öl","Öl",0.4,"eigene Annahme",1.8,1.746,{"$f":"(1-VLOOKUP(S302,Start!$H$33:$I$40,2,FALSE)/100)*W302","v":1.4841},{"$f":"VLOOKUP(R302,Start!$C$9:$D$15,2,FALSE)+VLOOKUP(R302,Start!$C$23:$D$29,2,FALSE)","v":87.17},{"$f":"(Y302/T302)+Start!$D$19*(VLOOKUP(R302,Start!$M$33:$N$39,2,FALSE)/T302)+VLOOKUP(S302,Start!$C$33:$D$40,2,FALSE)","v":278.14499999999998}]
[null,null,"Ja","SEE923401813959","In Betrieb","Vattenfall Wärme Berlin AG","GuD Lichterfelde Gasturbine",12207,"Berlin","Ostpreußendamm 61","Berlin","2019-04-11","Erdgas","Erdgas, Erdölgas","Erdgas","Ja","Kondensationsmaschine mit Entnahme","Erdgas","GuD",0.40589999999999998,"OPSD (2020)",190,185,{"$f":"(1-VLOOKUP(S303,Start!$H$33:$I$40,2,FALSE)/100)*W303","v":160.94999999999999},{"$f":"VLOOKUP(R303,Start!$C$9:$D$15,2,FALSE)+VLOOKUP(R303,Start!$C$23:$D$29,2,FALSE)","v":45.66},{"$f":"(Y303/T303)+Start!$D$19*(VLOOKUP(R303,Start!$M$33:$N$39,2,FALSE)/T303)+VLOOKUP(S303,Start!$C$33:$D$40,2,FALSE)","v":155.88433111603842}]
[null,null,"Ja","SEE923412553844","In Betrieb","DREWSEN Spezialpapiere GmbH & Co. KG","GuD Anlage DREWSEN Spezialpapiere (Dampfturbine)",29331,"Lachendorf","Georg-Drewsen-Weg 2","Niedersachsen","2000-08-22","Erdgas","Erdgas, Erdölgas","Erdgas","Ja","Gasturbinen mit nachgeschalteter Dampfturbine","Erdgas","GuD",0.54,"OPSD (2020)",9.2799999999999994,9,{"$f":"(1-VLOOKUP(S304,Start!$H$33:$I$40,2,FALSE)/100)*W304","v":7.83},{"$f":"VLOOKUP(R304,Start!$C$9:$D$15,2,FALSE)+VLOOKUP(R304,Start!$C$23:$D$29,2,FALSE)","v":45.66},{"$f":"(Y304/T304)+Start!$D$19*(VLOOKUP(R304,Start!$M$33:$N$39,2,FALSE)/T304)+VLOOKUP(S304,Start!$C$33:$D$40,2,FALSE)","v":117.54555555555554}]
[null,null,"Ja","SEE923421872301","In Betrieb","BASF SE","GuD Süd GT2",67063,"Ludwigshafen","Carl-Bosch-Straße 38","Rheinland-Pfalz","1997-07-14","Erdgas","Erdgas, Erdölgas","Erdgas","Ja","Gasturbinen mit nachgeschalteter Dampfturbine","Erdgas","GuD",0.52649999999999997,"OPSD (2020)",167.5,165.5,{"$f":"(1-VLOOKUP(S305,Start!$H$33:$I$40,2,FALSE)/100)*W305","v":143.98499999999999},{"$f":"VLOOKUP(R305,Start!$C$9:$D$15,2,FALSE)+VLOOKUP(R305,Start!$C$23:$D$29,2,FALSE)","v":45.66},{"$f":"(Y305/T305)+Start!$D$19*(VLOOKUP(R305,Start!$M$33:$N$39,2,FALSE)/T305)+VLOOKUP(S305,Start!$C$33:$D$40,2,FALSE)","v":120.52108262108263}]
[null,null,"Ja","SEE923485223774","In Betrieb","STEAG Power GmbH","Fenne MKV Gasturbine",66333,"Völklingen","Saarbrücker Straße 135","Saarland","1982-08-01","Mineralölprodukte","Heizöl, leicht","Mineralölprodukte","Ja","Gasturbinen ohne Abhitzekessel","Öl","Öl",0.4,"eigene Annahme",35,34.86,{"$f":"(1-VLOOKUP(S306,Start!$H$33:$I$40,2,FALSE)/100)*W306","v":29.631},{"$f":"VLOOKUP(R306,Start!$C$9:$D$15,2,FALSE)+VLOOKUP(R306,Start!$C$23:$D$29,2,FALSE)","v":87.17},{"$f":"(Y306/T306)+Start!$D$19*(VLOOKUP(R306,Start!$M$33:$N$39,2,FALSE)/T306)+VLOOKUP(S306,Start!$C$33:$D$40,2,FALSE)","v":278.14499999999998}]
[null,null,"Ja","SEE923577153439","befristete Strommarktrückkehr","Evonik Operations GmbH","Kraftwerk I,  T15",45772,"Marl","Paul-Baumann-Straße 1","Nordrhein-Westfalen","1983-10-15","Steinkohle","Steinkohlen","Steinkohle","Ja","Gegendruckmaschine ohne Entnahme","Steinkohle","Steinkohle",0.46350000000000002,"OPSD (2020)",76.099999999999994,68.400000000000006,{"$f":"(1-VLOOKUP(S307,Start!$H$33:$I$40,2,FALSE)/100)*W307","v":54.720000000000006},{"$f":"VLOOKUP(R307,Start!$C$9:$D$15,2,FALSE)+VLOOKUP(R307,Start!$C$23:$D$29,2,FALSE)","v":17.84},{"$f":"(Y307/T307)+Start!$D$19*(VLOOKUP(R307,Start!$M$33:$N$39,2,FALSE)/T307)+VLOOKUP(S307,Start!$C$33:$D$40,2,FALSE)","v":101.30043149946061}]
[null,null,"Ja","SEE923597137761","In Betrieb","Sasol Germany GmbH","DT1",25541,"Brunsbüttel","Fritz-Staiger-Straße 15","Schleswig-Holstein","1993-01-15","Wärme","Dampf (zum Beispiel Prozesswärme)","Wärme","Nein","Kondensationsmaschine ohne Entnahme","Sonstige","Sonstige",0.38500000000000001,"eigene Annahme",1.45,1.31,{"$f":"(1-VLOOKUP(S308,Start!$H$33:$I$40,2,FALSE)/100)*W308","v":1.1134999999999999},{"$f":"VLOOKUP(R308,Start!$C$9:$D$15,2,FALSE)+VLOOKUP(R308,Start!$C$23:$D$29,2,FALSE)","v":86.87},{"$f":"(Y308/T308)+Start!$D$19*(VLOOKUP(R308,Start!$M$33:$N$39,2,FALSE)/T308)+VLOOKUP(S308,Start!$C$33:$D$40,2,FALSE)","v":273.6607792207792}]
[null,null,"Ja","SEE923729511377","In Betrieb","Freiberger Erdgas GmbH","BHKW2 Chemnitzer Straße 40",9599,"Freiberg","Chemnitzer Straße 40","Sachsen","2013-07-01","Erdgas","Erdgas, Erdölgas","Erdgas","Ja","Verbrennungsmotor","Erdgas","GuD",0.39929999999999999,"OPSD (2020)",4.4009999999999998,4.3129999999999997,{"$f":"(1-VLOOKUP(S309,Start!$H$33:$I$40,2,FALSE)/100)*W309","v":3.7523099999999996},{"$f":"VLOOKUP(R309,Start!$C$9:$D$15,2,FALSE)+VLOOKUP(R309,Start!$C$23:$D$29,2,FALSE)","v":45.66},{"$f":"(Y309/T309)+Start!$D$19*(VLOOKUP(R309,Start!$M$33:$N$39,2,FALSE)/T309)+VLOOKUP(S309,Start!$C$33:$D$40,2,FALSE)","v":158.43613824192335}]
[null,null,"Ja","SEE923769915258","In Betrieb","N-ERGIE Kraftwerke GmbH","HKW Sandreuth (GT1)",90441,"Nürnberg","Sandreuthstraße 55 a","Bayern","2005-05-03","Erdgas","Erdgas, Erdölgas","Erdgas","Ja","Gasturbinen mit nachgeschalteter Dampfturbine","Erdgas","GuD",0.5625,"OPSD (2020)",53.692999999999998,53,{"$f":"(1-VLOOKUP(S310,Start!$H$33:$I$40,2,FALSE)/100)*W310","v":46.11},{"$f":"VLOOKUP(R310,Start!$C$9:$D$15,2,FALSE)+VLOOKUP(R310,Start!$C$23:$D$29,2,FALSE)","v":45.66},{"$f":"(Y310/T310)+Start!$D$19*(VLOOKUP(R310,Start!$M$33:$N$39,2,FALSE)/T310)+VLOOKUP(S310,Start!$C$33:$D$40,2,FALSE)","v":112.90373333333334}]
[null,null,"Ja","SEE923791565131","In Betrieb","Zweckverband Müllheizkraftwerk Stadt und Landkreis Bamberg","Rheinstraße",96052,"Bamberg","Rheinstraße 6","Bayern","2014-08-07","nicht biogener Abfall","Abfall (Hausmüll, Siedl.abf.)","Abfall","Ja","Kondensationsmaschine mit Entnahme","Abfall","Abfall",0.33,"OPSD (2020)",11.326000000000001,9.3000000000000007,{"$f":"(1-VLOOKUP(S311,Start!$H$33:$I$40,2,FALSE)/100)*W311","v":7.9050000000000002},{"$f":"VLOOKUP(R311,Start!$C$9:$D$15,2,FALSE)+VLOOKUP(R311,Start!$C$23:$D$29,2,FALSE)","v":0},{"$f":"(Y311/T311)+Start!$D$19*(VLOOKUP(R311,Start!$M$33:$N$39,2,FALSE)/T311)+VLOOKUP(S311,Start!$C$33:$D$40,2,FALSE)","v":1}]
[null,null,"Ja","SEE923793340132","In Betrieb","DREWAG - Stadtwerke Dresden GmbH","Gasmotoren-Heizkraftwerk Dresden-Reick - Aggregat VIII",1277,"Dresden","Liebstädter Straße 1","Sachsen","2022-02-18","Erdgas","Erdgas, Erdölgas","Erdgas","Ja","Gasturbinen mit Abhitzekessel","Erdgas","GuD",0.63,"Annahme basierend auf DIW (2014)",11.76,11.5,{"$f":"(1-VLOOKUP(S312,Start!$H$33:$I$40,2,FALSE)/100)*W312","v":10.005000000000001},{"$f":"VLOOKUP(R312,Start!$C$9:$D$15,2,FALSE)+VLOOKUP(R312,Start!$C$23:$D$29,2,FALSE)","v":45.66},{"$f":"(Y312/T312)+Start!$D$19*(VLOOKUP(R312,Start!$M$33:$N$39,2,FALSE)/T312)+VLOOKUP(S312,Start!$C$33:$D$40,2,FALSE)","v":100.96761904761904}]
[null,null,"Ja","SEE923918497345","In Betrieb","GLOBALFOUNDRIES Dresden Module Two LLC & Co. KG","Gasmotoren-Blockheizkraftwerk I (Generator 4)",1468,"Moritzburg","Ringstraße 3","Sachsen","1998-09-01","Erdgas","Erdgas, Erdölgas","Erdgas","Ja","Verbrennungsmotor","Erdgas","GuD",0.38279999999999997,"OPSD (2020)",3.8839999999999999,3.879,{"$f":"(1-VLOOKUP(S313,Start!$H$33:$I$40,2,FALSE)/100)*W313","v":3.37473},{"$f":"VLOOKUP(R313,Start!$C$9:$D$15,2,FALSE)+VLOOKUP(R313,Start!$C$23:$D$29,2,FALSE)","v":45.66},{"$f":"(Y313/T313)+Start!$D$19*(VLOOKUP(R313,Start!$M$33:$N$39,2,FALSE)/T313)+VLOOKUP(S313,Start!$C$33:$D$40,2,FALSE)","v":165.20062695924764}]
[null,null,"Ja","SEE923943268279","In Betrieb","Lausitz Energie Kraftwerke AG","Kraftwerk Jänschwalde Block D",3185,"Teichland","Am Kraftwerk ","Brandenburg","1985-10-06","Braunkohle","Rohbraunkohlen","Braunkohle","Ja","Kondensationsmaschine mit Entnahme","Braunkohle","Braunkohle",0.375,"OPSD (2020)",535,500,{"$f":"(1-VLOOKUP(S314,Start!$H$33:$I$40,2,FALSE)/100)*W314","v":435},{"$f":"VLOOKUP(R314,Start!$C$9:$D$15,2,FALSE)+VLOOKUP(R314,Start!$C$23:$D$29,2,FALSE)","v":3.1},{"$f":"(Y314/T314)+Start!$D$19*(VLOOKUP(R314,Start!$M$33:$N$39,2,FALSE)/T314)+VLOOKUP(S314,Start!$C$33:$D$40,2,FALSE)","v":101.10906666666668}]
[null,null,"Ja","SEE923959807806","In Betrieb","BASF SE","Turbine 3",68169,"Mannheim","Otto-Hahn-Straße 1","Baden-Württemberg","2006-11-10","nicht biogener Abfall","Abfall (Hausmüll, Siedl.abf.)","Abfall","Ja","Kondensationsmaschine mit Entnahme","Abfall","Abfall",0.33,"OPSD (2020)",11.3,11.14,{"$f":"(1-VLOOKUP(S315,Start!$H$33:$I$40,2,FALSE)/100)*W315","v":9.4689999999999994},{"$f":"VLOOKUP(R315,Start!$C$9:$D$15,2,FALSE)+VLOOKUP(R315,Start!$C$23:$D$29,2,FALSE)","v":0},{"$f":"(Y315/T315)+Start!$D$19*(VLOOKUP(R315,Start!$M$33:$N$39,2,FALSE)/T315)+VLOOKUP(S315,Start!$C$33:$D$40,2,FALSE)","v":1}]
[null,null,"Ja","SEE924053403383","In Betrieb","Shell Deutschland GmbH","Shell Energy and Chemicals Park, Kraftwerk Wesseling, Turbine 5",50389,"Wesseling","Ludwigshafener Str. 1","Nordrhein-Westfalen","1979-01-01","Mineralölprodukte","Heizöl, schwer","Mineralölprodukte","Ja","Kondensationsmaschine mit Entnahme","Öl","Öl",0.36299999999999999,"Annahme basierend auf DIW (2014)",34.299999999999997,30,{"$f":"(1-VLOOKUP(S316,Start!$H$33:$I$40,2,FALSE)/100)*W316","v":25.5},{"$f":"VLOOKUP(R316,Start!$C$9:$D$15,2,FALSE)+VLOOKUP(R316,Start!$C$23:$D$29,2,FALSE)","v":87.17},{"$f":"(Y316/T316)+Start!$D$19*(VLOOKUP(R316,Start!$M$33:$N$39,2,FALSE)/T316)+VLOOKUP(S316,Start!$C$33:$D$40,2,FALSE)","v":306.39393939393938}]
[null,null,"Ja","SEE924172977710","In Betrieb","swb Erzeugung AG & Co. KG","Mittelsbüren GT3",28237,"Bremen","Auf den Delben 35","Bremen","1975-01-01","Mineralölprodukte","Heizöl, leicht","Mineralölprodukte","Nein","Gasturbinen ohne Abhitzekessel","Öl","Öl",0.315,"OPSD (2020)",87,86,{"$f":"(1-VLOOKUP(S317,Start!$H$33:$I$40,2,FALSE)/100)*W317","v":73.099999999999994},{"$f":"VLOOKUP(R317,Start!$C$9:$D$15,2,FALSE)+VLOOKUP(R317,Start!$C$23:$D$29,2,FALSE)","v":87.17},{"$f":"(Y317/T317)+Start!$D$19*(VLOOKUP(R317,Start!$M$33:$N$39,2,FALSE)/T317)+VLOOKUP(S317,Start!$C$33:$D$40,2,FALSE)","v":352.93015873015872}]
[null,null,"Ja","SEE924235173530","In Betrieb","Grace GmbH","GT1",67547,"Worms","In der Hollerhecke 1","Rheinland-Pfalz","1991-08-27","Erdgas","Erdgas, Erdölgas","Erdgas","Ja","Gasturbinen mit Abhitzekessel","Erdgas","GuD",0.37509999999999999,"OPSD (2020)",6.5,6.41,{"$f":"(1-VLOOKUP(S318,Start!$H$33:$I$40,2,FALSE)/100)*W318","v":5.5766999999999998},{"$f":"VLOOKUP(R318,Start!$C$9:$D$15,2,FALSE)+VLOOKUP(R318,Start!$C$23:$D$29,2,FALSE)","v":45.66},{"$f":"(Y318/T318)+Start!$D$19*(VLOOKUP(R318,Start!$M$33:$N$39,2,FALSE)/T318)+VLOOKUP(S318,Start!$C$33:$D$40,2,FALSE)","v":168.56105038656358}]
[null,null,"Ja","SEE924286409503","In Betrieb","IKW Rüdersdorf","IKW Rüdersdorf",15562,"Rüdersdorf","Siedlerweg 11","Brandenburg","2007-12-12","nicht biogener Abfall","Industrieabfall","Abfall","Ja","Kondensationsmaschine mit Entnahme","Abfall","Abfall",0.33,"OPSD (2020)",35.54,30,{"$f":"(1-VLOOKUP(S319,Start!$H$33:$I$40,2,FALSE)/100)*W319","v":25.5},{"$f":"VLOOKUP(R319,Start!$C$9:$D$15,2,FALSE)+VLOOKUP(R319,Start!$C$23:$D$29,2,FALSE)","v":0},{"$f":"(Y319/T319)+Start!$D$19*(VLOOKUP(R319,Start!$M$33:$N$39,2,FALSE)/T319)+VLOOKUP(S319,Start!$C$33:$D$40,2,FALSE)","v":1}]
[null,null,"Ja","SEE924302504816","In Betrieb","Energie- und Wasserversorgung Bonn/Rhein-Sieg GmbH","HKW Bonn-Nord, Turbogruppe 4",53115,"Bonn","Karlstr. 2","Nordrhein-Westfalen","1991-04-01","Wärme","Dampf (zum Beispiel Prozesswärme)","Abfall","Nein","Kondensationsmaschine mit Entnahme","Abfall","Abfall",0.33,"OPSD (2020)",14.12,12.12,{"$f":"(1-VLOOKUP(S320,Start!$H$33:$I$40,2,FALSE)/100)*W320","v":10.302},{"$f":"VLOOKUP(R320,Start!$C$9:$D$15,2,FALSE)+VLOOKUP(R320,Start!$C$23:$D$29,2,FALSE)","v":0},{"$f":"(Y320/T320)+Start!$D$19*(VLOOKUP(R320,Start!$M$33:$N$39,2,FALSE)/T320)+VLOOKUP(S320,Start!$C$33:$D$40,2,FALSE)","v":1}]
[null,null,"Ja","SEE924343365650","In Betrieb","Mercedes-Benz AG","W050-TS_Mercedes-Benz Werk Sindelfingen HKW Gasturbine 1",71063,"Sindelfingen","Bela-Barenyi-Str. ","Baden-Württemberg","2013-11-07","Erdgas","Erdgas, Erdölgas","Erdgas","Ja","Gasturbinen mit Abhitzekessel","Erdgas","GuD",0.39929999999999999,"OPSD (2020)",31.516999999999999,29.940999999999999,{"$f":"(1-VLOOKUP(S321,Start!$H$33:$I$40,2,FALSE)/100)*W321","v":26.048669999999998},{"$f":"VLOOKUP(R321,Start!$C$9:$D$15,2,FALSE)+VLOOKUP(R321,Start!$C$23:$D$29,2,FALSE)","v":45.66},{"$f":"(Y321/T321)+Start!$D$19*(VLOOKUP(R321,Start!$M$33:$N$39,2,FALSE)/T321)+VLOOKUP(S321,Start!$C$33:$D$40,2,FALSE)","v":158.43613824192335}]
[null,null,"Ja","SEE924373150776","In Betrieb","SWE Energie GmbH","GT 2",99087,"Erfurt","Stotternheimer Straße 40","Thüringen","1999-12-17","Erdgas","Erdgas, Erdölgas","Erdgas","Ja","Gasturbinen mit nachgeschalteter Dampfturbine","Erdgas","GuD",0.54,"Annahme basierend auf DIW (2014)",23.914000000000001,23,{"$f":"(1-VLOOKUP(S322,Start!$H$33:$I$40,2,FALSE)/100)*W322","v":20.010000000000002},{"$f":"VLOOKUP(R322,Start!$C$9:$D$15,2,FALSE)+VLOOKUP(R322,Start!$C$23:$D$29,2,FALSE)","v":45.66},{"$f":"(Y322/T322)+Start!$D$19*(VLOOKUP(R322,Start!$M$33:$N$39,2,FALSE)/T322)+VLOOKUP(S322,Start!$C$33:$D$40,2,FALSE)","v":117.54555555555554}]
[null,null,"Ja","SEE924562445072","In Betrieb","DREWAG - Stadtwerke Dresden GmbH","Gasmotoren-Heizkraftwerk Dresden-Reick - Aggregat V",1277,"Dresden","Liebstädter Straße 1","Sachsen","2022-02-18","Erdgas","Erdgas, Erdölgas","Erdgas","Ja","Gasturbinen mit Abhitzekessel","Erdgas","GuD",0.63,"Annahme basierend auf DIW (2014)",11.76,11.5,{"$f":"(1-VLOOKUP(S323,Start!$H$33:$I$40,2,FALSE)/100)*W323","v":10.005000000000001},{"$f":"VLOOKUP(R323,Start!$C$9:$D$15,2,FALSE)+VLOOKUP(R323,Start!$C$23:$D$29,2,FALSE)","v":45.66},{"$f":"(Y323/T323)+Start!$D$19*(VLOOKUP(R323,Start!$M$33:$N$39,2,FALSE)/T323)+VLOOKUP(S323,Start!$C$33:$D$40,2,FALSE)","v":100.96761904761904}]
[null,null,"Ja","SEE924780675428","In Betrieb","Gemeinschaftskraftwerk Irsching GmbH","Irsching 5 GT2",85088,"Vohburg","Paarstraße 30","Bayern","2010-01-01","Erdgas","Erdgas, Erdölgas","Erdgas","Nein","Gasturbinen mit nachgeschalteter Dampfturbine","Erdgas","GuD",0.59699999999999998,"OPSD (2020)",287,282,{"$f":"(1-VLOOKUP(S324,Start!$H$33:$I$40,2,FALSE)/100)*W324","v":245.34},{"$f":"VLOOKUP(R324,Start!$C$9:$D$15,2,FALSE)+VLOOKUP(R324,Start!$C$23:$D$29,2,FALSE)","v":45.66},{"$f":"(Y324/T324)+Start!$D$19*(VLOOKUP(R324,Start!$M$33:$N$39,2,FALSE)/T324)+VLOOKUP(S324,Start!$C$33:$D$40,2,FALSE)","v":106.46582914572863}]
[null,null,"Ja","SEE924909675933","In Betrieb","Stadtwerke Münster GmbH","Gasturbine 2",48155,"Münster","Am Mittelhafen 11","Nordrhein-Westfalen","2005-12-30","Erdgas","Erdgas, Erdölgas","Erdgas","Ja","Gasturbinen mit Abhitzekessel","Erdgas","GuD",0.5625,"OPSD (2020)",32,31,{"$f":"(1-VLOOKUP(S325,Start!$H$33:$I$40,2,FALSE)/100)*W325","v":26.97},{"$f":"VLOOKUP(R325,Start!$C$9:$D$15,2,FALSE)+VLOOKUP(R325,Start!$C$23:$D$29,2,FALSE)","v":45.66},{"$f":"(Y325/T325)+Start!$D$19*(VLOOKUP(R325,Start!$M$33:$N$39,2,FALSE)/T325)+VLOOKUP(S325,Start!$C$33:$D$40,2,FALSE)","v":112.90373333333334}]
[null,null,"Ja","SEE925011950635","In Betrieb","Zweckverband Müllverwertungsanlage Ingolstadt","Turbine VE 40 ZV MVA IN",85055,"Ingolstadt","Am Mailinger Bach 141","Bayern","1996-09-10","nicht biogener Abfall","Abfall (Hausmüll, Siedl.abf.)","Abfall","Ja","Kondensationsmaschine mit Entnahme","Abfall","Abfall",0.33,"OPSD (2020)",22.8,18.239999999999998,{"$f":"(1-VLOOKUP(S326,Start!$H$33:$I$40,2,FALSE)/100)*W326","v":15.503999999999998},{"$f":"VLOOKUP(R326,Start!$C$9:$D$15,2,FALSE)+VLOOKUP(R326,Start!$C$23:$D$29,2,FALSE)","v":0},{"$f":"(Y326/T326)+Start!$D$19*(VLOOKUP(R326,Start!$M$33:$N$39,2,FALSE)/T326)+VLOOKUP(S326,Start!$C$33:$D$40,2,FALSE)","v":1}]
[null,null,"Ja","SEE925076352665","In Betrieb","Bayernwerk Natur GmbH","GT 2",83734,"Hausham","Brentenstraße 3","Bayern","1982-11-01","Mineralölprodukte","Heizöl, leicht","Mineralölprodukte","Nein","Gasturbinen ohne Abhitzekessel","Öl","Öl",0.3332,"OPSD (2020)",23.2,23.2,{"$f":"(1-VLOOKUP(S327,Start!$H$33:$I$40,2,FALSE)/100)*W327","v":19.72},{"$f":"VLOOKUP(R327,Start!$C$9:$D$15,2,FALSE)+VLOOKUP(R327,Start!$C$23:$D$29,2,FALSE)","v":87.17},{"$f":"(Y327/T327)+Start!$D$19*(VLOOKUP(R327,Start!$M$33:$N$39,2,FALSE)/T327)+VLOOKUP(S327,Start!$C$33:$D$40,2,FALSE)","v":333.70708283313326}]
[null,null,"Ja","SEE925192446583","In Betrieb","RWE Generation SE","Emsland C GT2",49808,"Lingen","Schüttorfer Straße 100","Niedersachsen","2011-12-23","Erdgas","Erdgas, Erdölgas","Erdgas","Nein","Sonstige","Erdgas","GuD",0.46,"OPSD (2020)",60,58,{"$f":"(1-VLOOKUP(S328,Start!$H$33:$I$40,2,FALSE)/100)*W328","v":50.46},{"$f":"VLOOKUP(R328,Start!$C$9:$D$15,2,FALSE)+VLOOKUP(R328,Start!$C$23:$D$29,2,FALSE)","v":45.66},{"$f":"(Y328/T328)+Start!$D$19*(VLOOKUP(R328,Start!$M$33:$N$39,2,FALSE)/T328)+VLOOKUP(S328,Start!$C$33:$D$40,2,FALSE)","v":137.7273913043478}]
[null,null,"Ja","SEE925388069183","In Betrieb","TWS Thüringer Wärme Service GmbH","HKW Schwarza GT 6",7407,"Rudolstadt","Breitscheidstraße 160","Thüringen","1992-07-23","Erdgas","Erdgas, Erdölgas","Erdgas","Ja","Gasturbinen mit Abhitzekessel","Erdgas","GuD",0.38,"eigene Annahme",5.0140000000000002,4.9390000000000001,{"$f":"(1-VLOOKUP(S329,Start!$H$33:$I$40,2,FALSE)/100)*W329","v":4.2969299999999997},{"$f":"VLOOKUP(R329,Start!$C$9:$D$15,2,FALSE)+VLOOKUP(R329,Start!$C$23:$D$29,2,FALSE)","v":45.66},{"$f":"(Y329/T329)+Start!$D$19*(VLOOKUP(R329,Start!$M$33:$N$39,2,FALSE)/T329)+VLOOKUP(S329,Start!$C$33:$D$40,2,FALSE)","v":166.40684210526314}]
[null,null,"Ja","SEE925411264011","In Betrieb","EGK Entsorgungsgesellschaft Krefeld GmbH & Co. KG","Turbine 5",47829,"Krefeld","Parkstraße 234","Nordrhein-Westfalen","1997-12-01","Wärme","Dampf (zum Beispiel Prozesswärme)","Abfall","Ja","Gegendruckmaschine ohne Entnahme","Abfall","Abfall",0.33,"OPSD (2020)",2.9,1.93,{"$f":"(1-VLOOKUP(S330,Start!$H$33:$I$40,2,FALSE)/100)*W330","v":1.6404999999999998},{"$f":"VLOOKUP(R330,Start!$C$9:$D$15,2,FALSE)+VLOOKUP(R330,Start!$C$23:$D$29,2,FALSE)","v":0},{"$f":"(Y330/T330)+Start!$D$19*(VLOOKUP(R330,Start!$M$33:$N$39,2,FALSE)/T330)+VLOOKUP(S330,Start!$C$33:$D$40,2,FALSE)","v":1}]
[null,null,"Ja","SEE925599434282","In Betrieb","RWE Power AG","Neurath F",41517,"Grevenbroich","Energiestraße 101","Nordrhein-Westfalen","2012-08-03","Braunkohle","Rohbraunkohlen","Braunkohle","Nein","Kondensationsmaschine mit Entnahme","Braunkohle","Braunkohle",0.43,"OPSD (2020)",1110,1060,{"$f":"(1-VLOOKUP(S331,Start!$H$33:$I$40,2,FALSE)/100)*W331","v":922.2},{"$f":"VLOOKUP(R331,Start!$C$9:$D$15,2,FALSE)+VLOOKUP(R331,Start!$C$23:$D$29,2,FALSE)","v":3.1},{"$f":"(Y331/T331)+Start!$D$19*(VLOOKUP(R331,Start!$M$33:$N$39,2,FALSE)/T331)+VLOOKUP(S331,Start!$C$33:$D$40,2,FALSE)","v":88.393953488372091}]
[null,null,"Ja","SEE925623713673","In Betrieb","Flughafen München GmbH","BHKW 2 - GOM 4",85356,"München-Flughafen","Nordallee 18","Bayern","2014-12-11","Erdgas","Erdgas, Erdölgas","Erdgas","Ja","Verbrennungsmotor","Erdgas","GuD",0.40039999999999998,"OPSD (2020)",4.3,4.2069999999999999,{"$f":"(1-VLOOKUP(S332,Start!$H$33:$I$40,2,FALSE)/100)*W332","v":3.6600899999999998},{"$f":"VLOOKUP(R332,Start!$C$9:$D$15,2,FALSE)+VLOOKUP(R332,Start!$C$23:$D$29,2,FALSE)","v":45.66},{"$f":"(Y332/T332)+Start!$D$19*(VLOOKUP(R332,Start!$M$33:$N$39,2,FALSE)/T332)+VLOOKUP(S332,Start!$C$33:$D$40,2,FALSE)","v":158.00499500499501}]
[null,null,"Ja","SEE925631744058","In Betrieb","Papierfabrik Adolf Jass GmbH & Co. KG","G20",36039,"Fulda","Hermann-Muth-Straße 6","Hessen","1982-03-30","Erdgas","Erdgas, Erdölgas","Erdgas","Ja","Gegendruckmaschine ohne Entnahme","Erdgas","GuD",0.36520000000000002,"OPSD (2020)",8,7.4820000000000002,{"$f":"(1-VLOOKUP(S333,Start!$H$33:$I$40,2,FALSE)/100)*W333","v":6.5093399999999999},{"$f":"VLOOKUP(R333,Start!$C$9:$D$15,2,FALSE)+VLOOKUP(R333,Start!$C$23:$D$29,2,FALSE)","v":45.66},{"$f":"(Y333/T333)+Start!$D$19*(VLOOKUP(R333,Start!$M$33:$N$39,2,FALSE)/T333)+VLOOKUP(S333,Start!$C$33:$D$40,2,FALSE)","v":173.08981380065714}]
[null,null,"Ja","SEE925652456091","In Betrieb","Müllheizkraftwerk Kassel GmbH","Müllheizkraftwerk Kassel M7",34123,"Kassel","Am Lossewerk 8","Hessen","1985-12-17","nicht biogener Abfall","Abfall (Hausmüll, Siedl.abf.)","Abfall","Ja","Kondensationsmaschine mit Entnahme","Abfall","Abfall",0.33,"OPSD (2020)",10.5,8,{"$f":"(1-VLOOKUP(S334,Start!$H$33:$I$40,2,FALSE)/100)*W334","v":6.8},{"$f":"VLOOKUP(R334,Start!$C$9:$D$15,2,FALSE)+VLOOKUP(R334,Start!$C$23:$D$29,2,FALSE)","v":0},{"$f":"(Y334/T334)+Start!$D$19*(VLOOKUP(R334,Start!$M$33:$N$39,2,FALSE)/T334)+VLOOKUP(S334,Start!$C$33:$D$40,2,FALSE)","v":1}]
[null,null,"Ja","SEE925683830624","In Betrieb","Südzucker AG","Dampfturbine II Südzucker Offenau",74254,"Offenau","Ludwig-Kayser Straße 1","Baden-Württemberg","1971-09-20","Wärme","Dampf (zum Beispiel Prozesswärme)","Wärme","Ja","Gegendruckmaschine ohne Entnahme","Sonstige","Sonstige",0.35,"eigene Annahme",8.64,7.3440000000000003,{"$f":"(1-VLOOKUP(S335,Start!$H$33:$I$40,2,FALSE)/100)*W335","v":6.2423999999999999},{"$f":"VLOOKUP(R335,Start!$C$9:$D$15,2,FALSE)+VLOOKUP(R335,Start!$C$23:$D$29,2,FALSE)","v":86.87},{"$f":"(Y335/T335)+Start!$D$19*(VLOOKUP(R335,Start!$M$33:$N$39,2,FALSE)/T335)+VLOOKUP(S335,Start!$C$33:$D$40,2,FALSE)","v":300.92685714285716}]
[null,null,"Ja","SEE925705511180","In Betrieb","Flughafen München GmbH","BHKW 2 - GOM 3",85356,"München-Flughafen","Nordallee 18","Bayern","2014-12-10","Erdgas","Erdgas, Erdölgas","Erdgas","Ja","Verbrennungsmotor","Erdgas","GuD",0.40039999999999998,"OPSD (2020)",4.3,4.2069999999999999,{"$f":"(1-VLOOKUP(S336,Start!$H$33:$I$40,2,FALSE)/100)*W336","v":3.6600899999999998},{"$f":"VLOOKUP(R336,Start!$C$9:$D$15,2,FALSE)+VLOOKUP(R336,Start!$C$23:$D$29,2,FALSE)","v":45.66},{"$f":"(Y336/T336)+Start!$D$19*(VLOOKUP(R336,Start!$M$33:$N$39,2,FALSE)/T336)+VLOOKUP(S336,Start!$C$33:$D$40,2,FALSE)","v":158.00499500499501}]
[null,null,"Ja","SEE925720506642","In Betrieb","K+S Minerals and Agriculture GmbH","Kraftwerk WI GT",36266,"Heringen","In der Aue 1","Hessen","1962-01-01","Erdgas","Erdgas, Erdölgas","Erdgas","Ja","Gasturbinen mit Abhitzekessel","Erdgas","GuD",0.58050000000000002,"OPSD (2020)",17.5,16.8,{"$f":"(1-VLOOKUP(S337,Start!$H$33:$I$40,2,FALSE)/100)*W337","v":14.616},{"$f":"VLOOKUP(R337,Start!$C$9:$D$15,2,FALSE)+VLOOKUP(R337,Start!$C$23:$D$29,2,FALSE)","v":45.66},{"$f":"(Y337/T337)+Start!$D$19*(VLOOKUP(R337,Start!$M$33:$N$39,2,FALSE)/T337)+VLOOKUP(S337,Start!$C$33:$D$40,2,FALSE)","v":109.44935400516795}]
[null,null,"Ja","SEE925723270861","In Betrieb","J. M. Voith SE & Co. KG","HDH_004_Industrieheizkraftwerk-Heidenheim_GM1",89522,"Heidenheim","Alexanderstraße 8","Baden-Württemberg","2014-01-01","Erdgas","Erdgas, Erdölgas","Erdgas","Ja","Verbrennungsmotor","Erdgas","GuD",0.40039999999999998,"OPSD (2020)",4.4009999999999998,4.2249999999999996,{"$f":"(1-VLOOKUP(S338,Start!$H$33:$I$40,2,FALSE)/100)*W338","v":3.6757499999999999},{"$f":"VLOOKUP(R338,Start!$C$9:$D$15,2,FALSE)+VLOOKUP(R338,Start!$C$23:$D$29,2,FALSE)","v":45.66},{"$f":"(Y338/T338)+Start!$D$19*(VLOOKUP(R338,Start!$M$33:$N$39,2,FALSE)/T338)+VLOOKUP(S338,Start!$C$33:$D$40,2,FALSE)","v":158.00499500499501}]
[null,null,"Ja","SEE925794342412","In Betrieb","MVV Umwelt Asset GmbH","TREA Leuna 2",6237,"Leuna","An der B 91 Tor 12","Sachsen-Anhalt","2007-06-19","nicht biogener Abfall","Abfall (Hausmüll, Siedl.abf.)","Abfall","Nein","Kondensationsmaschine ohne Entnahme","Abfall","Abfall",0.33,"OPSD (2020)",18.545000000000002,16.245000000000001,{"$f":"(1-VLOOKUP(S339,Start!$H$33:$I$40,2,FALSE)/100)*W339","v":13.808250000000001},{"$f":"VLOOKUP(R339,Start!$C$9:$D$15,2,FALSE)+VLOOKUP(R339,Start!$C$23:$D$29,2,FALSE)","v":0},{"$f":"(Y339/T339)+Start!$D$19*(VLOOKUP(R339,Start!$M$33:$N$39,2,FALSE)/T339)+VLOOKUP(S339,Start!$C$33:$D$40,2,FALSE)","v":1}]
[null,null,"Ja","SEE926090463146","In Betrieb","Vattenfall Wärme Berlin AG","HKW Charlottenburg Gasturbine 4",10589,"Berlin","Am Spreebord 5","Berlin","1976-02-03","Erdgas","Erdgas, Erdölgas","Erdgas","Ja","Gasturbinen mit Abhitzekessel","Erdgas","GuD",0.35749999999999998,"OPSD (2020)",73,72,{"$f":"(1-VLOOKUP(S340,Start!$H$33:$I$40,2,FALSE)/100)*W340","v":62.64},{"$f":"VLOOKUP(R340,Start!$C$9:$D$15,2,FALSE)+VLOOKUP(R340,Start!$C$23:$D$29,2,FALSE)","v":45.66},{"$f":"(Y340/T340)+Start!$D$19*(VLOOKUP(R340,Start!$M$33:$N$39,2,FALSE)/T340)+VLOOKUP(S340,Start!$C$33:$D$40,2,FALSE)","v":176.7855944055944}]
[null,null,"Ja","SEE926239714443","In Betrieb","Cargill Deutschland GmbH","DT Kre",47809,"Krefeld","Düsseldorfer Strasse 191","Nordrhein-Westfalen","1964-04-29","Erdgas","Erdgas, Erdölgas","Erdgas","Ja","Gegendruckmaschine mit Entnahme","Erdgas","GuD",0.38390000000000002,"OPSD (2020)",26.774999999999999,25.713999999999999,{"$f":"(1-VLOOKUP(S341,Start!$H$33:$I$40,2,FALSE)/100)*W341","v":22.371179999999999},{"$f":"VLOOKUP(R341,Start!$C$9:$D$15,2,FALSE)+VLOOKUP(R341,Start!$C$23:$D$29,2,FALSE)","v":45.66},{"$f":"(Y341/T341)+Start!$D$19*(VLOOKUP(R341,Start!$M$33:$N$39,2,FALSE)/T341)+VLOOKUP(S341,Start!$C$33:$D$40,2,FALSE)","v":164.73157072154206}]
[null,null,"Ja","SEE926313104276","In Betrieb","Evonik Operations GmbH","Kraftwerk VI, Block 62, GT621",45772,"Marl","Paul-Baumann-Straße 1","Nordrhein-Westfalen","2022-09-09","Erdgas","Erdgas, Erdölgas","Erdgas","Ja","Gasturbinen mit nachgeschalteter Dampfturbine","Erdgas","Gasturbine",0.47,"Annahme basierend auf DIW (2014)",55,53.5,{"$f":"(1-VLOOKUP(S342,Start!$H$33:$I$40,2,FALSE)/100)*W342","v":46.545000000000002},{"$f":"VLOOKUP(R342,Start!$C$9:$D$15,2,FALSE)+VLOOKUP(R342,Start!$C$23:$D$29,2,FALSE)","v":45.66},{"$f":"(Y342/T342)+Start!$D$19*(VLOOKUP(R342,Start!$M$33:$N$39,2,FALSE)/T342)+VLOOKUP(S342,Start!$C$33:$D$40,2,FALSE)","v":134.32893617021276}]
[null,null,"Ja","SEE926418118239","In Betrieb","Crespel & Deiters GmbH ＆ Co. KG","GTS4",49479,"Ibbenbüren","Groner Allee 76","Nordrhein-Westfalen","2013-06-07","Erdgas","Erdgas, Erdölgas","Erdgas","Ja","Gasturbinen ohne Abhitzekessel","Erdgas","Gasturbine",0.4,"eigene Annahme",1.853,1.8223,{"$f":"(1-VLOOKUP(S343,Start!$H$33:$I$40,2,FALSE)/100)*W343","v":1.5854010000000001},{"$f":"VLOOKUP(R343,Start!$C$9:$D$15,2,FALSE)+VLOOKUP(R343,Start!$C$23:$D$29,2,FALSE)","v":45.66},{"$f":"(Y343/T343)+Start!$D$19*(VLOOKUP(R343,Start!$M$33:$N$39,2,FALSE)/T343)+VLOOKUP(S343,Start!$C$33:$D$40,2,FALSE)","v":157.66149999999999}]
[null,null,"Ja","SEE926471060193","In Betrieb","K+S Minerals and Agriculture GmbH","Kraftwerk UB DT1",36414,"Unterbreizbach","Schachtstraße 10","Thüringen","2002-07-02","Wärme","Dampf (zum Beispiel Prozesswärme)","Erdgas","Ja","Gegendruckmaschine ohne Entnahme","Erdgas","GuD",0.3795,"OPSD (2020)",11.493,11.3,{"$f":"(1-VLOOKUP(S344,Start!$H$33:$I$40,2,FALSE)/100)*W344","v":9.8310000000000013},{"$f":"VLOOKUP(R344,Start!$C$9:$D$15,2,FALSE)+VLOOKUP(R344,Start!$C$23:$D$29,2,FALSE)","v":45.66},{"$f":"(Y344/T344)+Start!$D$19*(VLOOKUP(R344,Start!$M$33:$N$39,2,FALSE)/T344)+VLOOKUP(S344,Start!$C$33:$D$40,2,FALSE)","v":166.62411067193676}]
[null,null,"Ja","SEE926582462244","In Betrieb","WUN Pellets GmbH","WUN Pellets - BHKW-Modul III",95632,"Wunsiedel","Am Energiepark 1","Bayern","2018-10-01","Erdgas","Erdgas, Erdölgas","Erdgas","Ja","Verbrennungsmotor","Erdgas","GuD",0.4,"eigene Annahme",4.5,4.41,{"$f":"(1-VLOOKUP(S345,Start!$H$33:$I$40,2,FALSE)/100)*W345","v":3.8367},{"$f":"VLOOKUP(R345,Start!$C$9:$D$15,2,FALSE)+VLOOKUP(R345,Start!$C$23:$D$29,2,FALSE)","v":45.66},{"$f":"(Y345/T345)+Start!$D$19*(VLOOKUP(R345,Start!$M$33:$N$39,2,FALSE)/T345)+VLOOKUP(S345,Start!$C$33:$D$40,2,FALSE)","v":158.16149999999999}]
[null,null,"Ja","SEE926897163430","In Betrieb","Dow Deutschland Anlagengesellschaft mbH","01 Std GT2",21683,"Stade","Bützflether Sand 9","Niedersachsen","2014-03-07","Erdgas","Erdgas, Erdölgas","Erdgas","Ja","Gasturbinen mit Abhitzekessel","Erdgas","GuD",0.60750000000000004,"OPSD (2020)",47.645000000000003,44.975000000000001,{"$f":"(1-VLOOKUP(S346,Start!$H$33:$I$40,2,FALSE)/100)*W346","v":39.128250000000001},{"$f":"VLOOKUP(R346,Start!$C$9:$D$15,2,FALSE)+VLOOKUP(R346,Start!$C$23:$D$29,2,FALSE)","v":45.66},{"$f":"(Y346/T346)+Start!$D$19*(VLOOKUP(R346,Start!$M$33:$N$39,2,FALSE)/T346)+VLOOKUP(S346,Start!$C$33:$D$40,2,FALSE)","v":104.65160493827159}]
[null,null,"Ja","SEE926900618322","In Betrieb","envia THERM GmbH","Sermuth BHKW 1",4680,"Colditz","Am Umspannwerk 2","Sachsen","1995-10-01","Mineralölprodukte","Heizöl, leicht","Mineralölprodukte","Nein","Verbrennungsmotor","Öl","Öl",0.3795,"OPSD (2020)",7.2,5.7,{"$f":"(1-VLOOKUP(S347,Start!$H$33:$I$40,2,FALSE)/100)*W347","v":4.8449999999999998},{"$f":"VLOOKUP(R347,Start!$C$9:$D$15,2,FALSE)+VLOOKUP(R347,Start!$C$23:$D$29,2,FALSE)","v":87.17},{"$f":"(Y347/T347)+Start!$D$19*(VLOOKUP(R347,Start!$M$33:$N$39,2,FALSE)/T347)+VLOOKUP(S347,Start!$C$33:$D$40,2,FALSE)","v":293.1159420289855}]
[null,null,"Ja","SEE926990956885","In Betrieb","Fernheizwerk Neukölln AG","Fernheizwerk 2-BHKW 5",12059,"Berlin","Thiemannstr. 36","Berlin","2013-11-05","Erdgas","Erdgas, Erdölgas","Erdgas","Ja","Verbrennungsmotor","Erdgas","GuD",0.4,"eigene Annahme",2.028,2.028,{"$f":"(1-VLOOKUP(S348,Start!$H$33:$I$40,2,FALSE)/100)*W348","v":1.7643599999999999},{"$f":"VLOOKUP(R348,Start!$C$9:$D$15,2,FALSE)+VLOOKUP(R348,Start!$C$23:$D$29,2,FALSE)","v":45.66},{"$f":"(Y348/T348)+Start!$D$19*(VLOOKUP(R348,Start!$M$33:$N$39,2,FALSE)/T348)+VLOOKUP(S348,Start!$C$33:$D$40,2,FALSE)","v":158.16149999999999}]
[null,null,"Ja","SEE927032372373","In Betrieb","Bremerhavener Entsorgungsgesellschaft mbH","MHKW, Generator 1+2",27570,"Bremerhaven","Zur Hexenbrücke 16","Bremen","1977-03-17","nicht biogener Abfall","Abfall (Hausmüll, Siedl.abf.)","Abfall","Ja","Kondensationsmaschine mit Entnahme","Abfall","Abfall",0.33,"OPSD (2020)",20,14,{"$f":"(1-VLOOKUP(S349,Start!$H$33:$I$40,2,FALSE)/100)*W349","v":11.9},{"$f":"VLOOKUP(R349,Start!$C$9:$D$15,2,FALSE)+VLOOKUP(R349,Start!$C$23:$D$29,2,FALSE)","v":0},{"$f":"(Y349/T349)+Start!$D$19*(VLOOKUP(R349,Start!$M$33:$N$39,2,FALSE)/T349)+VLOOKUP(S349,Start!$C$33:$D$40,2,FALSE)","v":1}]
[null,null,"Ja","SEE927282130440","In Betrieb","Energie SaarLorLux AG","Gasmotorenkraftwerk Römerbrücke",66121,"Saarbrücken","Bismarckstraße 153","Saarland","2022-07-01","Erdgas","Erdgas, Erdölgas","Erdgas","Ja","Verbrennungsmotor","Erdgas","GuD",0.63,"Annahme basierend auf DIW (2014)",53.109000000000002,52.496000000000002,{"$f":"(1-VLOOKUP(S350,Start!$H$33:$I$40,2,FALSE)/100)*W350","v":45.671520000000001},{"$f":"VLOOKUP(R350,Start!$C$9:$D$15,2,FALSE)+VLOOKUP(R350,Start!$C$23:$D$29,2,FALSE)","v":45.66},{"$f":"(Y350/T350)+Start!$D$19*(VLOOKUP(R350,Start!$M$33:$N$39,2,FALSE)/T350)+VLOOKUP(S350,Start!$C$33:$D$40,2,FALSE)","v":100.96761904761904}]
[null,null,"Ja","SEE927303933470","In Betrieb","Nordland Papier GmbH","Nordland GuD-Anlage ND-DTS",26892,"Dörpen","Nordlandallee 1","Niedersachsen","2022-05-23","Erdgas","Erdgas, Erdölgas","Erdgas","Ja","Gegendruckmaschine ohne Entnahme","Erdgas","GuD",0.63,"Annahme basierend auf DIW (2014)",4.0999999999999996,3.9950000000000001,{"$f":"(1-VLOOKUP(S351,Start!$H$33:$I$40,2,FALSE)/100)*W351","v":3.4756499999999999},{"$f":"VLOOKUP(R351,Start!$C$9:$D$15,2,FALSE)+VLOOKUP(R351,Start!$C$23:$D$29,2,FALSE)","v":45.66},{"$f":"(Y351/T351)+Start!$D$19*(VLOOKUP(R351,Start!$M$33:$N$39,2,FALSE)/T351)+VLOOKUP(S351,Start!$C$33:$D$40,2,FALSE)","v":100.96761904761904}]
[null,null,"Ja","SEE927436598478","In Betrieb","BMW AG","Werk 1.5 KWK 4",80937,"München","Knorrstraße 147","Bayern","2019-04-30","Erdgas","Erdgas, Erdölgas","Erdgas","Ja","Verbrennungsmotor","Erdgas","GuD",0.40589999999999998,"eigene Annahme",3.431,3.36,{"$f":"(1-VLOOKUP(S352,Start!$H$33:$I$40,2,FALSE)/100)*W352","v":2.9232},{"$f":"VLOOKUP(R352,Start!$C$9:$D$15,2,FALSE)+VLOOKUP(R352,Start!$C$23:$D$29,2,FALSE)","v":45.66},{"$f":"(Y352/T352)+Start!$D$19*(VLOOKUP(R352,Start!$M$33:$N$39,2,FALSE)/T352)+VLOOKUP(S352,Start!$C$33:$D$40,2,FALSE)","v":155.88433111603842}]
[null,null,"Ja","SEE927473609168","In Betrieb","InfraServ GmbH & Co. Gendorf KG","BNA0174",84508,"Burgkirchen","Industrieparkstraße 1","Bayern","1967-07-01","Erdgas","Erdgas, Erdölgas","Erdgas","Ja","Sonstige","Erdgas","GuD",0.38719999999999999,"OPSD (2020)",73.563000000000002,72.459999999999994,{"$f":"(1-VLOOKUP(S353,Start!$H$33:$I$40,2,FALSE)/100)*W353","v":63.040199999999992},{"$f":"VLOOKUP(R353,Start!$C$9:$D$15,2,FALSE)+VLOOKUP(R353,Start!$C$23:$D$29,2,FALSE)","v":45.66},{"$f":"(Y353/T353)+Start!$D$19*(VLOOKUP(R353,Start!$M$33:$N$39,2,FALSE)/T353)+VLOOKUP(S353,Start!$C$33:$D$40,2,FALSE)","v":163.34039256198346}]
[null,null,"Ja","SEE927630371594","In Betrieb","ROMONTA GmbH","Grubenheizkraftwerk Amsdorf",6317,"Seegebiet Mansfelder Land","Chausseestraße 1","Sachsen-Anhalt","1960-04-01","Braunkohle","Staub- und Trockenkohle","Braunkohle","Ja","Gegendruckmaschine mit Entnahme","Braunkohle","Braunkohle",0.34960000000000002,"OPSD (2020)",54.6,45.89,{"$f":"(1-VLOOKUP(S354,Start!$H$33:$I$40,2,FALSE)/100)*W354","v":39.924300000000002},{"$f":"VLOOKUP(R354,Start!$C$9:$D$15,2,FALSE)+VLOOKUP(R354,Start!$C$23:$D$29,2,FALSE)","v":3.1},{"$f":"(Y354/T354)+Start!$D$19*(VLOOKUP(R354,Start!$M$33:$N$39,2,FALSE)/T354)+VLOOKUP(S354,Start!$C$33:$D$40,2,FALSE)","v":108.33157894736841}]
[null,null,"Ja","SEE927716043575","In Betrieb","EEW Energy from Waste Hannover GmbH","MVA EEW Hannover",30659,"Hannover","Moorwaldweg 310","Niedersachsen","2005-06-01","nicht biogener Abfall","Abfall (Hausmüll, Siedl.abf.)","Abfall","Ja","Kondensationsmaschine mit Entnahme","Abfall","Abfall",0.33,"OPSD (2020)",29.6,27.2,{"$f":"(1-VLOOKUP(S355,Start!$H$33:$I$40,2,FALSE)/100)*W355","v":23.119999999999997},{"$f":"VLOOKUP(R355,Start!$C$9:$D$15,2,FALSE)+VLOOKUP(R355,Start!$C$23:$D$29,2,FALSE)","v":0},{"$f":"(Y355/T355)+Start!$D$19*(VLOOKUP(R355,Start!$M$33:$N$39,2,FALSE)/T355)+VLOOKUP(S355,Start!$C$33:$D$40,2,FALSE)","v":1}]
[null,null,"Ja","SEE927727929912","In Betrieb","MVA Weisweiler GmbH & Co. KG","MVA-Turbine",52249,"Eschweiler","Zum Hagelkreuz 22","Nordrhein-Westfalen","1996-10-01","nicht biogener Abfall","Abfall (Hausmüll, Siedl.abf.)","Abfall","Nein","Kondensationsmaschine mit Entnahme","Abfall","Abfall",0.33,"OPSD (2020)",33,27,{"$f":"(1-VLOOKUP(S356,Start!$H$33:$I$40,2,FALSE)/100)*W356","v":22.95},{"$f":"VLOOKUP(R356,Start!$C$9:$D$15,2,FALSE)+VLOOKUP(R356,Start!$C$23:$D$29,2,FALSE)","v":0},{"$f":"(Y356/T356)+Start!$D$19*(VLOOKUP(R356,Start!$M$33:$N$39,2,FALSE)/T356)+VLOOKUP(S356,Start!$C$33:$D$40,2,FALSE)","v":1}]
[null,null,"Ja","SEE927766801477","In Betrieb","Papier- u. Kartonfabrik Varel GmbH & Co. KG","PKV Dampfsammelschienen-KWK-Anlage Generator / Turbine DT 11",26316,"Varel","Dangaster Straße 38","Niedersachsen","1965-08-25","Wärme","Dampf (zum Beispiel Prozesswärme)","Erdgas","Ja","Gegendruckmaschine ohne Entnahme","Erdgas","GuD",0.37290000000000001,"OPSD (2020)",3.76,3.6469999999999998,{"$f":"(1-VLOOKUP(S357,Start!$H$33:$I$40,2,FALSE)/100)*W357","v":3.1728899999999998},{"$f":"VLOOKUP(R357,Start!$C$9:$D$15,2,FALSE)+VLOOKUP(R357,Start!$C$23:$D$29,2,FALSE)","v":45.66},{"$f":"(Y357/T357)+Start!$D$19*(VLOOKUP(R357,Start!$M$33:$N$39,2,FALSE)/T357)+VLOOKUP(S357,Start!$C$33:$D$40,2,FALSE)","v":169.54666130329846}]
[null,null,"Ja","SEE927820549208","In Betrieb","CR3-Kaffeeveredelung M. Hermsen GmbH","GT1",28237,"Bremen","Waterbergstraße 14","Bremen","1993-01-01","Erdgas","Erdgas, Erdölgas","Erdgas","Ja","Gasturbinen mit Abhitzekessel","Erdgas","GuD",0.54900000000000004,"OPSD (2020)",4.95,4.7699999999999996,{"$f":"(1-VLOOKUP(S358,Start!$H$33:$I$40,2,FALSE)/100)*W358","v":4.1498999999999997},{"$f":"VLOOKUP(R358,Start!$C$9:$D$15,2,FALSE)+VLOOKUP(R358,Start!$C$23:$D$29,2,FALSE)","v":45.66},{"$f":"(Y358/T358)+Start!$D$19*(VLOOKUP(R358,Start!$M$33:$N$39,2,FALSE)/T358)+VLOOKUP(S358,Start!$C$33:$D$40,2,FALSE)","v":115.64316939890709}]
[null,null,"Ja","SEE928072880231","In Betrieb","Infraserv GmbH & Co. Höchst KG","IPH Strom VT5",65929,"Frankfurt","Brüningstraße 50","Hessen","1980-01-01","Erdgas","Erdgas, Erdölgas","Erdgas","Nein","Gegendruckmaschine ohne Entnahme","Erdgas","GuD",0.39750000000000002,"OPSD (2020)",13.9,13.8,{"$f":"(1-VLOOKUP(S359,Start!$H$33:$I$40,2,FALSE)/100)*W359","v":12.006},{"$f":"VLOOKUP(R359,Start!$C$9:$D$15,2,FALSE)+VLOOKUP(R359,Start!$C$23:$D$29,2,FALSE)","v":45.66},{"$f":"(Y359/T359)+Start!$D$19*(VLOOKUP(R359,Start!$M$33:$N$39,2,FALSE)/T359)+VLOOKUP(S359,Start!$C$33:$D$40,2,FALSE)","v":159.14679245283017}]
[null,null,"Ja","SEE928076311489","In Betrieb","Städtische Werke Energie + Wärme GmbH","Fernwärmekraftwerk Kassel",34134,"Kassel","Dennhäuser Straße 122","Hessen","1989-12-21","Braunkohle","Rohbraunkohlen","Braunkohle","Ja","Gegendruckmaschine ohne Entnahme","Braunkohle","Braunkohle",0.37359999999999999,"OPSD (2020)",38,33.5,{"$f":"(1-VLOOKUP(S360,Start!$H$33:$I$40,2,FALSE)/100)*W360","v":29.145},{"$f":"VLOOKUP(R360,Start!$C$9:$D$15,2,FALSE)+VLOOKUP(R360,Start!$C$23:$D$29,2,FALSE)","v":3.1},{"$f":"(Y360/T360)+Start!$D$19*(VLOOKUP(R360,Start!$M$33:$N$39,2,FALSE)/T360)+VLOOKUP(S360,Start!$C$33:$D$40,2,FALSE)","v":101.48158458244113}]
[null,null,"Ja","SEE928331694449","In Betrieb","eins energie in sachsen GmbH & Co. KG","Motor-Heizkraftwerk Chemnitz-Nord, Motor 2",9114,"Chemnitz","Blankenburgstraße 2","Sachsen","2023-07-06","Erdgas","Erdgas, Erdölgas","Erdgas","Ja","Verbrennungsmotor","Erdgas","GuD",0.63,"Annahme basierend auf DIW (2014)",12.68,12.535,{"$f":"(1-VLOOKUP(S361,Start!$H$33:$I$40,2,FALSE)/100)*W361","v":10.90545},{"$f":"VLOOKUP(R361,Start!$C$9:$D$15,2,FALSE)+VLOOKUP(R361,Start!$C$23:$D$29,2,FALSE)","v":45.66},{"$f":"(Y361/T361)+Start!$D$19*(VLOOKUP(R361,Start!$M$33:$N$39,2,FALSE)/T361)+VLOOKUP(S361,Start!$C$33:$D$40,2,FALSE)","v":100.96761904761904}]
[null,null,"Ja","SEE928580946900","In Betrieb","Opel Automobile GmbH","GuD-Heizkraftwerk M120",65428,"Rüsselsheim","Bahnhofsplatz 1","Hessen","1999-08-02","Erdgas","Erdgas, Erdölgas","Erdgas","Ja","Gasturbinen mit nachgeschalteter Dampfturbine","Erdgas","GuD",0.53549999999999998,"OPSD (2020)",113.9,112.5,{"$f":"(1-VLOOKUP(S362,Start!$H$33:$I$40,2,FALSE)/100)*W362","v":97.875},{"$f":"VLOOKUP(R362,Start!$C$9:$D$15,2,FALSE)+VLOOKUP(R362,Start!$C$23:$D$29,2,FALSE)","v":45.66},{"$f":"(Y362/T362)+Start!$D$19*(VLOOKUP(R362,Start!$M$33:$N$39,2,FALSE)/T362)+VLOOKUP(S362,Start!$C$33:$D$40,2,FALSE)","v":118.52072829131652}]
[null,null,"Ja","SEE928761575349","In Betrieb","EEW Energy from Waste Großräschen GmbH","EEW Großräschen GmbH",1983,"Großräschen","Bergmannstraße 900 r","Brandenburg","2008-01-16","nicht biogener Abfall","Abfall (Hausmüll, Siedl.abf.)","Abfall","Ja","Kondensationsmaschine mit Entnahme","Abfall","Abfall",0.33,"OPSD (2020)",25,25,{"$f":"(1-VLOOKUP(S363,Start!$H$33:$I$40,2,FALSE)/100)*W363","v":21.25},{"$f":"VLOOKUP(R363,Start!$C$9:$D$15,2,FALSE)+VLOOKUP(R363,Start!$C$23:$D$29,2,FALSE)","v":0},{"$f":"(Y363/T363)+Start!$D$19*(VLOOKUP(R363,Start!$M$33:$N$39,2,FALSE)/T363)+VLOOKUP(S363,Start!$C$33:$D$40,2,FALSE)","v":1}]
[null,null,"Ja","SEE928797247012","In Betrieb","BMW AG","Regensburg KWK 5",93055,"Regensburg","Herbert-Quandt-Allee 1","Bayern","2016-08-22","Erdgas","Erdgas, Erdölgas","Erdgas","Ja","Verbrennungsmotor","Erdgas","GuD",0.40260000000000001,"OPSD (2020)",2.6789999999999998,2.6520000000000001,{"$f":"(1-VLOOKUP(S364,Start!$H$33:$I$40,2,FALSE)/100)*W364","v":2.3072400000000002},{"$f":"VLOOKUP(R364,Start!$C$9:$D$15,2,FALSE)+VLOOKUP(R364,Start!$C$23:$D$29,2,FALSE)","v":45.66},{"$f":"(Y364/T364)+Start!$D$19*(VLOOKUP(R364,Start!$M$33:$N$39,2,FALSE)/T364)+VLOOKUP(S364,Start!$C$33:$D$40,2,FALSE)","v":157.14977645305513}]
[null,null,"Ja","SEE928983473973","In Betrieb","Westag AG","BHKW-G",33378,"Rheda-Wiedenbrück","Hellweg 15","Nordrhein-Westfalen","2012-10-10","Erdgas","Erdgas, Erdölgas","Erdgas","Ja","Verbrennungsmotor","Erdgas","GuD",0.4,"eigene Annahme",1.9990000000000001,1.9990000000000001,{"$f":"(1-VLOOKUP(S365,Start!$H$33:$I$40,2,FALSE)/100)*W365","v":1.7391300000000001},{"$f":"VLOOKUP(R365,Start!$C$9:$D$15,2,FALSE)+VLOOKUP(R365,Start!$C$23:$D$29,2,FALSE)","v":45.66},{"$f":"(Y365/T365)+Start!$D$19*(VLOOKUP(R365,Start!$M$33:$N$39,2,FALSE)/T365)+VLOOKUP(S365,Start!$C$33:$D$40,2,FALSE)","v":158.16149999999999}]
[null,null,"Ja","SEE929003106239","In Betrieb","Südzucker AG","Dampfturbine I Südzucker Rain",86641,"Rain","Donauwörther Straße 50","Bayern","1957-10-04","Wärme","Dampf (zum Beispiel Prozesswärme)","Wärme","Ja","Gegendruckmaschine ohne Entnahme","Sonstige","Sonstige",0.33,"eigene Annahme",5,4.6985000000000001,{"$f":"(1-VLOOKUP(S366,Start!$H$33:$I$40,2,FALSE)/100)*W366","v":3.993725},{"$f":"VLOOKUP(R366,Start!$C$9:$D$15,2,FALSE)+VLOOKUP(R366,Start!$C$23:$D$29,2,FALSE)","v":86.87},{"$f":"(Y366/T366)+Start!$D$19*(VLOOKUP(R366,Start!$M$33:$N$39,2,FALSE)/T366)+VLOOKUP(S366,Start!$C$33:$D$40,2,FALSE)","v":319.10424242424244}]
[null,null,"Ja","SEE929022761297","In Betrieb","RWE Generation SE","Emsland D GT2",49808,"Lingen","Schüttorfer Straße 100","Niedersachsen","2010-09-08","Erdgas","Erdgas, Erdölgas","Erdgas","Ja","Gasturbinen mit nachgeschalteter Dampfturbine","Erdgas","GuD",0.59199999999999997,"OPSD (2020)",297.93,293.5,{"$f":"(1-VLOOKUP(S367,Start!$H$33:$I$40,2,FALSE)/100)*W367","v":255.345},{"$f":"VLOOKUP(R367,Start!$C$9:$D$15,2,FALSE)+VLOOKUP(R367,Start!$C$23:$D$29,2,FALSE)","v":45.66},{"$f":"(Y367/T367)+Start!$D$19*(VLOOKUP(R367,Start!$M$33:$N$39,2,FALSE)/T367)+VLOOKUP(S367,Start!$C$33:$D$40,2,FALSE)","v":107.35236486486485}]
[null,null,"Ja","SEE929068766096","In Betrieb","UPM GmbH","UPM Schongau HKW 2 T1",86956,"Schongau","Friedrich-Haindl-Straße 10","Bayern","1979-01-01","Erdgas","Erdgas, Erdölgas","Erdgas","Ja","Gegendruckmaschine ohne Entnahme","Erdgas","GuD",0.45,"Annahme basierend auf DIW (2014)",3.15,2.85,{"$f":"(1-VLOOKUP(S368,Start!$H$33:$I$40,2,FALSE)/100)*W368","v":2.4795000000000003},{"$f":"VLOOKUP(R368,Start!$C$9:$D$15,2,FALSE)+VLOOKUP(R368,Start!$C$23:$D$29,2,FALSE)","v":45.66},{"$f":"(Y368/T368)+Start!$D$19*(VLOOKUP(R368,Start!$M$33:$N$39,2,FALSE)/T368)+VLOOKUP(S368,Start!$C$33:$D$40,2,FALSE)","v":140.75466666666665}]
[null,null,"Ja","SEE929077603696","In Betrieb","Vattenfall Wärme Berlin AG","GuD Lichterfelde Dampfturbine",12207,"Berlin","Ostpreußendamm 61","Berlin","2019-04-11","Wärme","Dampf (zum Beispiel Prozesswärme)","Erdgas","Ja","Kondensationsmaschine mit Entnahme","Erdgas","GuD",0.40589999999999998,"OPSD (2020)",125,115,{"$f":"(1-VLOOKUP(S369,Start!$H$33:$I$40,2,FALSE)/100)*W369","v":100.05},{"$f":"VLOOKUP(R369,Start!$C$9:$D$15,2,FALSE)+VLOOKUP(R369,Start!$C$23:$D$29,2,FALSE)","v":45.66},{"$f":"(Y369/T369)+Start!$D$19*(VLOOKUP(R369,Start!$M$33:$N$39,2,FALSE)/T369)+VLOOKUP(S369,Start!$C$33:$D$40,2,FALSE)","v":155.88433111603842}]
[null,null,"Ja","SEE929090964958","In Betrieb","Forschungszentrum Jülich GmbH","FZJ_WVVZ-03.19_BHKW-3",52428,"Jülich"," ","Nordrhein-Westfalen","2022-06-27","Erdgas","Erdgas, Erdölgas","Erdgas","Ja","Verbrennungsmotor","Erdgas","GuD",0.63,"Annahme basierend auf DIW (2014)",4.3,4.1710000000000003,{"$f":"(1-VLOOKUP(S370,Start!$H$33:$I$40,2,FALSE)/100)*W370","v":3.6287700000000003},{"$f":"VLOOKUP(R370,Start!$C$9:$D$15,2,FALSE)+VLOOKUP(R370,Start!$C$23:$D$29,2,FALSE)","v":45.66},{"$f":"(Y370/T370)+Start!$D$19*(VLOOKUP(R370,Start!$M$33:$N$39,2,FALSE)/T370)+VLOOKUP(S370,Start!$C$33:$D$40,2,FALSE)","v":100.96761904761904}]
[null,null,"Ja","SEE929095613516","In Betrieb","GSB Sonderabfall-Entsorgung Bayern GmbH","Turbine VA2",85107,"Baar-Ebenhausen","Äußerer Ring 50","Bayern","1995-10-06","nicht biogener Abfall","Industrieabfall","Abfall","Nein","Kondensationsmaschine mit Entnahme","Abfall","Abfall",0.33,"OPSD (2020)",7.0609999999999999,0.54200000000000004,{"$f":"(1-VLOOKUP(S371,Start!$H$33:$I$40,2,FALSE)/100)*W371","v":0.4607},{"$f":"VLOOKUP(R371,Start!$C$9:$D$15,2,FALSE)+VLOOKUP(R371,Start!$C$23:$D$29,2,FALSE)","v":0},{"$f":"(Y371/T371)+Start!$D$19*(VLOOKUP(R371,Start!$M$33:$N$39,2,FALSE)/T371)+VLOOKUP(S371,Start!$C$33:$D$40,2,FALSE)","v":1}]
[null,null,"Ja","SEE929161243203","befristete Strommarktrückkehr","Uniper Kraftwerke GmbH","Staudinger 5",63538,"Großkrotzenburg","Hanauer Landstraße 150","Hessen","1992-01-01","Steinkohle","Steinkohlen","Steinkohle","Ja","Kondensationsmaschine mit Entnahme","Steinkohle","Steinkohle",0.40500000000000003,"OPSD (2020)",550,522,{"$f":"(1-VLOOKUP(S372,Start!$H$33:$I$40,2,FALSE)/100)*W372","v":417.6},{"$f":"VLOOKUP(R372,Start!$C$9:$D$15,2,FALSE)+VLOOKUP(R372,Start!$C$23:$D$29,2,FALSE)","v":17.84},{"$f":"(Y372/T372)+Start!$D$19*(VLOOKUP(R372,Start!$M$33:$N$39,2,FALSE)/T372)+VLOOKUP(S372,Start!$C$33:$D$40,2,FALSE)","v":115.74493827160494}]
[null,null,"Ja","SEE929198153032","In Betrieb","Evonik Operations GmbH","Rheinfelden Gasturbine",79618,"Rheinfelden","Untere Kanalstraße 3","Baden-Württemberg","1979-08-13","Erdgas","Erdgas, Erdölgas","Erdgas","Ja","Gasturbinen mit nachgeschalteter Dampfturbine","Erdgas","GuD",0.3619,"OPSD (2020)",9.8000000000000007,9.25,{"$f":"(1-VLOOKUP(S373,Start!$H$33:$I$40,2,FALSE)/100)*W373","v":8.0474999999999994},{"$f":"VLOOKUP(R373,Start!$C$9:$D$15,2,FALSE)+VLOOKUP(R373,Start!$C$23:$D$29,2,FALSE)","v":45.66},{"$f":"(Y373/T373)+Start!$D$19*(VLOOKUP(R373,Start!$M$33:$N$39,2,FALSE)/T373)+VLOOKUP(S373,Start!$C$33:$D$40,2,FALSE)","v":174.65446255871785}]
[null,null,"Ja","SEE929776487108","In Betrieb","envia THERM GmbH","Sermuth BHKW 2",4680,"Colditz","Am Umspannwerk 2","Sachsen","1995-10-01","Mineralölprodukte","Heizöl, leicht","Mineralölprodukte","Nein","Verbrennungsmotor","Öl","Öl",0.3795,"OPSD (2020)",7.2,5.7,{"$f":"(1-VLOOKUP(S374,Start!$H$33:$I$40,2,FALSE)/100)*W374","v":4.8449999999999998},{"$f":"VLOOKUP(R374,Start!$C$9:$D$15,2,FALSE)+VLOOKUP(R374,Start!$C$23:$D$29,2,FALSE)","v":87.17},{"$f":"(Y374/T374)+Start!$D$19*(VLOOKUP(R374,Start!$M$33:$N$39,2,FALSE)/T374)+VLOOKUP(S374,Start!$C$33:$D$40,2,FALSE)","v":293.1159420289855}]
[null,null,"Ja","SEE929808661773","In Betrieb","ENGIE Deutschland GmbH","70001313.01",7546,"Gera","Siemensstraße 43","Thüringen","2018-12-05","Erdgas","Erdgas, Erdölgas","Erdgas","Ja","Verbrennungsmotor","Erdgas","GuD",0.40479999999999999,"OPSD (2020)",4.5,4.4720000000000004,{"$f":"(1-VLOOKUP(S375,Start!$H$33:$I$40,2,FALSE)/100)*W375","v":3.8906400000000003},{"$f":"VLOOKUP(R375,Start!$C$9:$D$15,2,FALSE)+VLOOKUP(R375,Start!$C$23:$D$29,2,FALSE)","v":45.66},{"$f":"(Y375/T375)+Start!$D$19*(VLOOKUP(R375,Start!$M$33:$N$39,2,FALSE)/T375)+VLOOKUP(S375,Start!$C$33:$D$40,2,FALSE)","v":156.30385375494069}]
[null,null,"Ja","SEE929826629465","In Betrieb","FFR Fernwärmeversorgung Flugplatz Ramstein","BHKW Ramstein",66877,"Ramstein-Miesenbach","Reichswaldstraße 9","Rheinland-Pfalz","2018-12-13","Erdgas","Erdgas, Erdölgas","Erdgas","Ja","Verbrennungsmotor","Erdgas","GuD",0.4,"eigene Annahme",12.9,12.75,{"$f":"(1-VLOOKUP(S376,Start!$H$33:$I$40,2,FALSE)/100)*W376","v":11.092499999999999},{"$f":"VLOOKUP(R376,Start!$C$9:$D$15,2,FALSE)+VLOOKUP(R376,Start!$C$23:$D$29,2,FALSE)","v":45.66},{"$f":"(Y376/T376)+Start!$D$19*(VLOOKUP(R376,Start!$M$33:$N$39,2,FALSE)/T376)+VLOOKUP(S376,Start!$C$33:$D$40,2,FALSE)","v":158.16149999999999}]
[null,null,"Ja","SEE929865645150","In Betrieb","INEOS Manufacturing Deutschland","Turbine 24",50769,"Köln","Alte Str. 201","Nordrhein-Westfalen","1966-06-15","andere Gase","Sonstige hergestellte Gase","Sonstige Energieträger (nicht erneuerbar)","Nein","Kondensationsmaschine ohne Entnahme","Sonstige","Sonstige",0.27600000000000002,"Annahme basierend auf DIW (2014)",10.4,10.4,{"$f":"(1-VLOOKUP(S377,Start!$H$33:$I$40,2,FALSE)/100)*W377","v":8.84},{"$f":"VLOOKUP(R377,Start!$C$9:$D$15,2,FALSE)+VLOOKUP(R377,Start!$C$23:$D$29,2,FALSE)","v":86.87},{"$f":"(Y377/T377)+Start!$D$19*(VLOOKUP(R377,Start!$M$33:$N$39,2,FALSE)/T377)+VLOOKUP(S377,Start!$C$33:$D$40,2,FALSE)","v":381.34202898550723}]
[null,null,"Ja","SEE930228090937","befristete Strommarktrückkehr","RWE Power AG","Niederaußem F",50129,"Bergheim","Werkstr. ","Nordrhein-Westfalen","1971-02-03","Braunkohle","Rohbraunkohlen","Braunkohle","Ja","Kondensationsmaschine mit Entnahme","Braunkohle","Braunkohle",0.33040000000000003,"OPSD (2020)",334,299,{"$f":"(1-VLOOKUP(S378,Start!$H$33:$I$40,2,FALSE)/100)*W378","v":260.13},{"$f":"VLOOKUP(R378,Start!$C$9:$D$15,2,FALSE)+VLOOKUP(R378,Start!$C$23:$D$29,2,FALSE)","v":3.1},{"$f":"(Y378/T378)+Start!$D$19*(VLOOKUP(R378,Start!$M$33:$N$39,2,FALSE)/T378)+VLOOKUP(S378,Start!$C$33:$D$40,2,FALSE)","v":114.5280871670702}]
[null,null,"Ja","SEE930277153294","In Betrieb","Stadtwerke Duisburg AG","Mitte BHKW 2 Modul 7",47053,"Duisburg","Bungertstr. 27","Nordrhein-Westfalen","2023-05-17","Erdgas","Erdgas, Erdölgas","Erdgas","Ja","Verbrennungsmotor","Erdgas","GuD",0.63,"Annahme basierend auf DIW (2014)",4.5,4.4720000000000004,{"$f":"(1-VLOOKUP(S379,Start!$H$33:$I$40,2,FALSE)/100)*W379","v":3.8906400000000003},{"$f":"VLOOKUP(R379,Start!$C$9:$D$15,2,FALSE)+VLOOKUP(R379,Start!$C$23:$D$29,2,FALSE)","v":45.66},{"$f":"(Y379/T379)+Start!$D$19*(VLOOKUP(R379,Start!$M$33:$N$39,2,FALSE)/T379)+VLOOKUP(S379,Start!$C$33:$D$40,2,FALSE)","v":100.96761904761904}]
[null,null,"Ja","SEE930322571356","In Betrieb","SWK ENERGIE GmbH","KWK006-2",47804,"Krefeld","St. Töniser Str. 270","Nordrhein-Westfalen","2013-02-06","Erdgas","Erdgas, Erdölgas","Erdgas","Ja","Verbrennungsmotor","Erdgas","GuD",0.39710000000000001,"OPSD (2020)",4.3,4.2409999999999997,{"$f":"(1-VLOOKUP(S380,Start!$H$33:$I$40,2,FALSE)/100)*W380","v":3.6896699999999996},{"$f":"VLOOKUP(R380,Start!$C$9:$D$15,2,FALSE)+VLOOKUP(R380,Start!$C$23:$D$29,2,FALSE)","v":45.66},{"$f":"(Y380/T380)+Start!$D$19*(VLOOKUP(R380,Start!$M$33:$N$39,2,FALSE)/T380)+VLOOKUP(S380,Start!$C$33:$D$40,2,FALSE)","v":159.30559053135229}]
[null,null,"Ja","SEE930522848685","In Betrieb","InfraLeuna GmbH","GT3",6237,"Leuna"," ","Sachsen-Anhalt","1994-07-01","Erdgas","Erdgas, Erdölgas","Erdgas","Ja","Gasturbinen mit Abhitzekessel","Erdgas","GuD",0.51300000000000001,"OPSD (2020)",39,38.4,{"$f":"(1-VLOOKUP(S381,Start!$H$33:$I$40,2,FALSE)/100)*W381","v":33.408000000000001},{"$f":"VLOOKUP(R381,Start!$C$9:$D$15,2,FALSE)+VLOOKUP(R381,Start!$C$23:$D$29,2,FALSE)","v":45.66},{"$f":"(Y381/T381)+Start!$D$19*(VLOOKUP(R381,Start!$M$33:$N$39,2,FALSE)/T381)+VLOOKUP(S381,Start!$C$33:$D$40,2,FALSE)","v":123.65321637426899}]
[null,null,"Ja","SEE930647914081","In Betrieb","DREWAG - Stadtwerke Dresden GmbH","Gasmotoren-Heizkraftwerk Dresden-Reick - Aggregat III",1277,"Dresden","Liebstädter Straße 1","Sachsen","2022-02-18","Erdgas","Erdgas, Erdölgas","Erdgas","Ja","Gasturbinen mit Abhitzekessel","Erdgas","GuD",0.63,"Annahme basierend auf DIW (2014)",11.76,11.5,{"$f":"(1-VLOOKUP(S382,Start!$H$33:$I$40,2,FALSE)/100)*W382","v":10.005000000000001},{"$f":"VLOOKUP(R382,Start!$C$9:$D$15,2,FALSE)+VLOOKUP(R382,Start!$C$23:$D$29,2,FALSE)","v":45.66},{"$f":"(Y382/T382)+Start!$D$19*(VLOOKUP(R382,Start!$M$33:$N$39,2,FALSE)/T382)+VLOOKUP(S382,Start!$C$33:$D$40,2,FALSE)","v":100.96761904761904}]
[null,null,"Ja","SEE930673793902","befristete Strommarktrückkehr","STEAG Power GmbH","Bergkamen A",59192,"Bergkamen","Westenhellweg 111","Nordrhein-Westfalen","1981-10-01","Steinkohle","Steinkohlen","Steinkohle","Nein","Kondensationsmaschine mit Entnahme","Steinkohle","Steinkohle",0.3775,"OPSD (2020)",780,720,{"$f":"(1-VLOOKUP(S383,Start!$H$33:$I$40,2,FALSE)/100)*W383","v":576},{"$f":"VLOOKUP(R383,Start!$C$9:$D$15,2,FALSE)+VLOOKUP(R383,Start!$C$23:$D$29,2,FALSE)","v":17.84},{"$f":"(Y383/T383)+Start!$D$19*(VLOOKUP(R383,Start!$M$33:$N$39,2,FALSE)/T383)+VLOOKUP(S383,Start!$C$33:$D$40,2,FALSE)","v":124.08198675496688}]
[null,null,"Ja","SEE930751125922","In Betrieb","Nordzucker AG Werk Nordstemmen","Generator 2",31171,"Nordstemmen","Calenberger Straße 36","Niedersachsen","1993-11-23","Erdgas","Erdgas, Erdölgas","Erdgas","Ja","Gegendruckmaschine ohne Entnahme","Erdgas","GuD",0.33329999999999999,"OPSD (2020)",15,13,{"$f":"(1-VLOOKUP(S384,Start!$H$33:$I$40,2,FALSE)/100)*W384","v":11.31},{"$f":"VLOOKUP(R384,Start!$C$9:$D$15,2,FALSE)+VLOOKUP(R384,Start!$C$23:$D$29,2,FALSE)","v":45.66},{"$f":"(Y384/T384)+Start!$D$19*(VLOOKUP(R384,Start!$M$33:$N$39,2,FALSE)/T384)+VLOOKUP(S384,Start!$C$33:$D$40,2,FALSE)","v":189.51260126012602}]
[null,null,"Ja","SEE930982693153","In Betrieb","Knapsack Power GmbH & Co. KG","Knapsack I - Gasturbine  GT11",50354,"Hürth","Industriestraße 300","Nordrhein-Westfalen","2007-10-17","Erdgas","Erdgas, Erdölgas","Erdgas","Nein","Gasturbinen mit nachgeschalteter Dampfturbine","Erdgas","Gasturbine",0.6,"https://www.statkraft.com/about-statkraft/where-we-operate/germany/knapsack-i-and-ii-gas-fired-power-plants/",308,308,{"$f":"(1-VLOOKUP(S385,Start!$H$33:$I$40,2,FALSE)/100)*W385","v":267.95999999999998},{"$f":"VLOOKUP(R385,Start!$C$9:$D$15,2,FALSE)+VLOOKUP(R385,Start!$C$23:$D$29,2,FALSE)","v":45.66},{"$f":"(Y385/T385)+Start!$D$19*(VLOOKUP(R385,Start!$M$33:$N$39,2,FALSE)/T385)+VLOOKUP(S385,Start!$C$33:$D$40,2,FALSE)","v":105.441}]
[null,null,"Ja","SEE931001040675","In Betrieb","Kraftwerk Plattling GmbH","KW Plattling DT",94447,"Plattling","Gottlieb-Daimler-Straße 7","Bayern","2010-04-24","Erdgas","Erdgas, Erdölgas","Erdgas","Ja","Gasturbinen mit nachgeschalteter Dampfturbine","Erdgas","GuD",0.58499999999999996,"OPSD (2020)",40,39.5,{"$f":"(1-VLOOKUP(S386,Start!$H$33:$I$40,2,FALSE)/100)*W386","v":34.365000000000002},{"$f":"VLOOKUP(R386,Start!$C$9:$D$15,2,FALSE)+VLOOKUP(R386,Start!$C$23:$D$29,2,FALSE)","v":45.66},{"$f":"(Y386/T386)+Start!$D$19*(VLOOKUP(R386,Start!$M$33:$N$39,2,FALSE)/T386)+VLOOKUP(S386,Start!$C$33:$D$40,2,FALSE)","v":108.61897435897436}]
[null,null,"Ja","SEE931044787582","In Betrieb","Nordzucker AG Werk Schladen","Generator 3",38315,"Schladen","Bahnhofstraße 13","Niedersachsen","1978-09-01","Erdgas","Erdgas, Erdölgas","Erdgas","Ja","Gegendruckmaschine ohne Entnahme","Erdgas","GuD",0.35,"eigene Annahme",3.5,3,{"$f":"(1-VLOOKUP(S387,Start!$H$33:$I$40,2,FALSE)/100)*W387","v":2.61},{"$f":"VLOOKUP(R387,Start!$C$9:$D$15,2,FALSE)+VLOOKUP(R387,Start!$C$23:$D$29,2,FALSE)","v":45.66},{"$f":"(Y387/T387)+Start!$D$19*(VLOOKUP(R387,Start!$M$33:$N$39,2,FALSE)/T387)+VLOOKUP(S387,Start!$C$33:$D$40,2,FALSE)","v":180.54171428571431}]
[null,null,"Ja","SEE931050475398","In Betrieb","RheinEnergie AG","GuD Niehl 3 RheinEnergie",50735,"Köln","Am Molenkopf 3","Nordrhein-Westfalen","2016-04-29","Erdgas","Erdgas, Erdölgas","Erdgas","Ja","Gasturbinen mit nachgeschalteter Dampfturbine","Erdgas","GuD",0.40260000000000001,"OPSD (2020)",459.9,452.9,{"$f":"(1-VLOOKUP(S388,Start!$H$33:$I$40,2,FALSE)/100)*W388","v":394.02299999999997},{"$f":"VLOOKUP(R388,Start!$C$9:$D$15,2,FALSE)+VLOOKUP(R388,Start!$C$23:$D$29,2,FALSE)","v":45.66},{"$f":"(Y388/T388)+Start!$D$19*(VLOOKUP(R388,Start!$M$33:$N$39,2,FALSE)/T388)+VLOOKUP(S388,Start!$C$33:$D$40,2,FALSE)","v":157.14977645305513}]
[null,null,"Ja","SEE931197865137","In Betrieb","Sasol Germany GmbH","GT2",25541,"Brunsbüttel","Fritz-Staiger-Straße 15","Schleswig-Holstein","1996-06-04","Erdgas","Erdgas, Erdölgas","Erdgas","Ja","Gasturbinen mit Abhitzekessel","Erdgas","GuD",0.38,"eigene Annahme",5.3789999999999996,5.1630000000000003,{"$f":"(1-VLOOKUP(S389,Start!$H$33:$I$40,2,FALSE)/100)*W389","v":4.4918100000000001},{"$f":"VLOOKUP(R389,Start!$C$9:$D$15,2,FALSE)+VLOOKUP(R389,Start!$C$23:$D$29,2,FALSE)","v":45.66},{"$f":"(Y389/T389)+Start!$D$19*(VLOOKUP(R389,Start!$M$33:$N$39,2,FALSE)/T389)+VLOOKUP(S389,Start!$C$33:$D$40,2,FALSE)","v":166.40684210526314}]
[null,null,"Ja","SEE931652054403","In Betrieb","Infraserv GmbH & Co. Höchst KG","IPH Strom GT2",65929,"Frankfurt","Brüningstraße 50","Hessen","2011-10-12","Wärme","Dampf (zum Beispiel Prozesswärme)","Wärme","Ja","Gegendruckmaschine ohne Entnahme","Sonstige","Sonstige",0.4,"eigene Annahme",4.8449999999999998,4.2,{"$f":"(1-VLOOKUP(S390,Start!$H$33:$I$40,2,FALSE)/100)*W390","v":3.57},{"$f":"VLOOKUP(R390,Start!$C$9:$D$15,2,FALSE)+VLOOKUP(R390,Start!$C$23:$D$29,2,FALSE)","v":86.87},{"$f":"(Y390/T390)+Start!$D$19*(VLOOKUP(R390,Start!$M$33:$N$39,2,FALSE)/T390)+VLOOKUP(S390,Start!$C$33:$D$40,2,FALSE)","v":263.43599999999998}]
[null,null,"Ja","SEE931736847297","In Betrieb","RWE Power AG","Neurath D",41517,"Grevenbroich","Energiestraße 101","Nordrhein-Westfalen","1975-06-24","Braunkohle","Rohbraunkohlen","Braunkohle","Ja","Kondensationsmaschine mit Entnahme","Braunkohle","Braunkohle",0.36599999999999999,"OPSD (2020)",647,607,{"$f":"(1-VLOOKUP(S391,Start!$H$33:$I$40,2,FALSE)/100)*W391","v":528.09},{"$f":"VLOOKUP(R391,Start!$C$9:$D$15,2,FALSE)+VLOOKUP(R391,Start!$C$23:$D$29,2,FALSE)","v":3.1},{"$f":"(Y391/T391)+Start!$D$19*(VLOOKUP(R391,Start!$M$33:$N$39,2,FALSE)/T391)+VLOOKUP(S391,Start!$C$33:$D$40,2,FALSE)","v":103.55355191256831}]
[null,null,"Ja","SEE932127408097","In Betrieb","PreZero Energy Zorbau GmbH","Generator Zorbau",6686,"Lützen","Bayerische Straße 20","Sachsen-Anhalt","2005-06-06","nicht biogener Abfall","Abfall (Hausmüll, Siedl.abf.)","Abfall","Ja","Kondensationsmaschine mit Entnahme","Abfall","Abfall",0.33,"OPSD (2020)",29.68,27.2,{"$f":"(1-VLOOKUP(S392,Start!$H$33:$I$40,2,FALSE)/100)*W392","v":23.119999999999997},{"$f":"VLOOKUP(R392,Start!$C$9:$D$15,2,FALSE)+VLOOKUP(R392,Start!$C$23:$D$29,2,FALSE)","v":0},{"$f":"(Y392/T392)+Start!$D$19*(VLOOKUP(R392,Start!$M$33:$N$39,2,FALSE)/T392)+VLOOKUP(S392,Start!$C$33:$D$40,2,FALSE)","v":1}]
[null,null,"Ja","SEE932235962276","In Betrieb","Airbus Operations","BHKW 2 Modul 2",21129,"Hamburg","Kreetslag 10","Hamburg","2013-02-28","Erdgas","Erdgas, Erdölgas","Erdgas","Ja","Verbrennungsmotor","Erdgas","GuD",0.32500000000000001,"https://www.energysystem-yanmar.com/technologien/blockheizkraftwerk/BHKW_Technische-Daten_25-30.pdf",4.3150000000000004,4.1189999999999998,{"$f":"(1-VLOOKUP(S393,Start!$H$33:$I$40,2,FALSE)/100)*W393","v":3.5835299999999997},{"$f":"VLOOKUP(R393,Start!$C$9:$D$15,2,FALSE)+VLOOKUP(R393,Start!$C$23:$D$29,2,FALSE)","v":45.66},{"$f":"(Y393/T393)+Start!$D$19*(VLOOKUP(R393,Start!$M$33:$N$39,2,FALSE)/T393)+VLOOKUP(S393,Start!$C$33:$D$40,2,FALSE)","v":194.31415384615383}]
[null,null,"Ja","SEE932265704129","In Betrieb","Neubrandenburger Stadtwerke GmbH","GT2",17034,"Neubrandenburg","Warliner Straße 22","Mecklenburg-Vorpommern","1997-05-16","Erdgas","Erdgas, Erdölgas","Erdgas","Ja","Gasturbinen mit nachgeschalteter Dampfturbine","Erdgas","GuD",0.52649999999999997,"OPSD (2020)",24.219000000000001,23.125,{"$f":"(1-VLOOKUP(S394,Start!$H$33:$I$40,2,FALSE)/100)*W394","v":20.118749999999999},{"$f":"VLOOKUP(R394,Start!$C$9:$D$15,2,FALSE)+VLOOKUP(R394,Start!$C$23:$D$29,2,FALSE)","v":45.66},{"$f":"(Y394/T394)+Start!$D$19*(VLOOKUP(R394,Start!$M$33:$N$39,2,FALSE)/T394)+VLOOKUP(S394,Start!$C$33:$D$40,2,FALSE)","v":120.52108262108263}]
[null,null,"Ja","SEE932569905017","In Betrieb","Stadtwerke Kiel AG","Küstenkraftwerk K.I.E.L Motor 17",24149,"Kiel","Hasselfelde 30","Schleswig-Holstein","2018-07-13","Erdgas","Erdgas, Erdölgas","Erdgas","Ja","Verbrennungsmotor","Erdgas","GuD",0.40589999999999998,"OPSD (2020)",9.5709999999999997,9.4559999999999995,{"$f":"(1-VLOOKUP(S395,Start!$H$33:$I$40,2,FALSE)/100)*W395","v":8.2267200000000003},{"$f":"VLOOKUP(R395,Start!$C$9:$D$15,2,FALSE)+VLOOKUP(R395,Start!$C$23:$D$29,2,FALSE)","v":45.66},{"$f":"(Y395/T395)+Start!$D$19*(VLOOKUP(R395,Start!$M$33:$N$39,2,FALSE)/T395)+VLOOKUP(S395,Start!$C$33:$D$40,2,FALSE)","v":155.88433111603842}]
[null,null,"Ja","SEE932621971301","In Betrieb","Papierfabrik Adolf Jass GmbH & Co. KG","GT2",36039,"Fulda","Hermann-Muth-Straße 6","Hessen","2012-09-01","Erdgas","Erdgas, Erdölgas","Erdgas","Ja","Gasturbinen mit Abhitzekessel","Erdgas","GuD",0.3982,"OPSD (2020)",7.2,7.15,{"$f":"(1-VLOOKUP(S396,Start!$H$33:$I$40,2,FALSE)/100)*W396","v":6.2205000000000004},{"$f":"VLOOKUP(R396,Start!$C$9:$D$15,2,FALSE)+VLOOKUP(R396,Start!$C$23:$D$29,2,FALSE)","v":45.66},{"$f":"(Y396/T396)+Start!$D$19*(VLOOKUP(R396,Start!$M$33:$N$39,2,FALSE)/T396)+VLOOKUP(S396,Start!$C$33:$D$40,2,FALSE)","v":158.86966348568558}]
[null,null,"Ja","SEE932664806912","In Betrieb","GLOBALFOUNDRIES Dresden Module Two LLC & Co. KG","Gasmotoren-Blockheizkraftwerk I (Generator 2)",1468,"Moritzburg","Ringstraße 3","Sachsen","1998-09-01","Erdgas","Erdgas, Erdölgas","Erdgas","Ja","Verbrennungsmotor","Erdgas","GuD",0.38279999999999997,"OPSD (2020)",3.8839999999999999,3.879,{"$f":"(1-VLOOKUP(S397,Start!$H$33:$I$40,2,FALSE)/100)*W397","v":3.37473},{"$f":"VLOOKUP(R397,Start!$C$9:$D$15,2,FALSE)+VLOOKUP(R397,Start!$C$23:$D$29,2,FALSE)","v":45.66},{"$f":"(Y397/T397)+Start!$D$19*(VLOOKUP(R397,Start!$M$33:$N$39,2,FALSE)/T397)+VLOOKUP(S397,Start!$C$33:$D$40,2,FALSE)","v":165.20062695924764}]
[null,null,"Ja","SEE932928232242","In Betrieb","enercity AG","GKH 2",30419,"Hannover","Stelinger Straße 19","Niedersachsen","1989-06-21","Steinkohle","Steinkohlen","Steinkohle","Ja","Gegendruckmaschine mit Entnahme","Steinkohle","Steinkohle",0.39750000000000002,"OPSD (2020)",150,136,{"$f":"(1-VLOOKUP(S398,Start!$H$33:$I$40,2,FALSE)/100)*W398","v":108.80000000000001},{"$f":"VLOOKUP(R398,Start!$C$9:$D$15,2,FALSE)+VLOOKUP(R398,Start!$C$23:$D$29,2,FALSE)","v":17.84},{"$f":"(Y398/T398)+Start!$D$19*(VLOOKUP(R398,Start!$M$33:$N$39,2,FALSE)/T398)+VLOOKUP(S398,Start!$C$33:$D$40,2,FALSE)","v":117.90427672955974}]
[null,null,"Ja","SEE932929596862","In Betrieb","FairEnergie GmbH","BHKW Hauffstraße",72762,"Reutlingen","Hauffstraße 89","Baden-Württemberg","2011-02-21","Erdgas","Erdgas, Erdölgas","Erdgas","Ja","Verbrennungsmotor","Erdgas","GuD",0.45739999999999997,"OPSD (2020)",2.016,1.968,{"$f":"(1-VLOOKUP(S399,Start!$H$33:$I$40,2,FALSE)/100)*W399","v":1.7121599999999999},{"$f":"VLOOKUP(R399,Start!$C$9:$D$15,2,FALSE)+VLOOKUP(R399,Start!$C$23:$D$29,2,FALSE)","v":45.66},{"$f":"(Y399/T399)+Start!$D$19*(VLOOKUP(R399,Start!$M$33:$N$39,2,FALSE)/T399)+VLOOKUP(S399,Start!$C$33:$D$40,2,FALSE)","v":138.50174901617839}]
[null,null,"Ja","SEE932989146397","In Betrieb","BTB Blockheizkraftwerks-, Träger- und Betreibergesellschaft","NEZ Adlershof Modul 4",12489,"Berlin","Albert-Einstein-Straße 22","Berlin","2010-12-08","Erdgas","Erdgas, Erdölgas","Erdgas","Ja","Verbrennungsmotor","Erdgas","GuD",0.58499999999999996,"Annahme basierend auf DIW (2014)",2,1.97,{"$f":"(1-VLOOKUP(S400,Start!$H$33:$I$40,2,FALSE)/100)*W400","v":1.7139},{"$f":"VLOOKUP(R400,Start!$C$9:$D$15,2,FALSE)+VLOOKUP(R400,Start!$C$23:$D$29,2,FALSE)","v":45.66},{"$f":"(Y400/T400)+Start!$D$19*(VLOOKUP(R400,Start!$M$33:$N$39,2,FALSE)/T400)+VLOOKUP(S400,Start!$C$33:$D$40,2,FALSE)","v":108.61897435897436}]
[null,null,"Ja","SEE933094075404","In Betrieb","UPM GmbH","UPM Schongau HKW 3 DT",86956,"Schongau","Friedrich-Haindl-Straße 10","Bayern","2014-12-20","Erdgas","Erdgas, Erdölgas","Erdgas","Ja","Sonstige","Erdgas","GuD",0.40039999999999998,"OPSD (2020)",30.17,29.67,{"$f":"(1-VLOOKUP(S401,Start!$H$33:$I$40,2,FALSE)/100)*W401","v":25.812900000000003},{"$f":"VLOOKUP(R401,Start!$C$9:$D$15,2,FALSE)+VLOOKUP(R401,Start!$C$23:$D$29,2,FALSE)","v":45.66},{"$f":"(Y401/T401)+Start!$D$19*(VLOOKUP(R401,Start!$M$33:$N$39,2,FALSE)/T401)+VLOOKUP(S401,Start!$C$33:$D$40,2,FALSE)","v":158.00499500499501}]
[null,null,"Ja","SEE933236950972","befristete Strommarktrückkehr","Uniper Kraftwerke GmbH","Scholven C",45896,"Gelsenkirchen","Glückaufstraße 56","Nordrhein-Westfalen","1969-01-01","Steinkohle","Steinkohlen","Steinkohle","Ja","Kondensationsmaschine mit Entnahme","Steinkohle","Steinkohle",0.34749999999999998,"OPSD (2020)",370,345,{"$f":"(1-VLOOKUP(S402,Start!$H$33:$I$40,2,FALSE)/100)*W402","v":276},{"$f":"VLOOKUP(R402,Start!$C$9:$D$15,2,FALSE)+VLOOKUP(R402,Start!$C$23:$D$29,2,FALSE)","v":17.84},{"$f":"(Y402/T402)+Start!$D$19*(VLOOKUP(R402,Start!$M$33:$N$39,2,FALSE)/T402)+VLOOKUP(S402,Start!$C$33:$D$40,2,FALSE)","v":134.68187050359714}]
[null,null,"Ja","SEE933402065318","In Betrieb","BMW AG","KWK 4 Geb. 192.0",84130,"Dingolfing","Karl-Dompert-Straße 7","Bayern","2017-11-15","Erdgas","Erdgas, Erdölgas","Erdgas","Ja","Verbrennungsmotor","Erdgas","GuD",0.4037,"OPSD (2020)",4.13,4.09,{"$f":"(1-VLOOKUP(S403,Start!$H$33:$I$40,2,FALSE)/100)*W403","v":3.5583},{"$f":"VLOOKUP(R403,Start!$C$9:$D$15,2,FALSE)+VLOOKUP(R403,Start!$C$23:$D$29,2,FALSE)","v":45.66},{"$f":"(Y403/T403)+Start!$D$19*(VLOOKUP(R403,Start!$M$33:$N$39,2,FALSE)/T403)+VLOOKUP(S403,Start!$C$33:$D$40,2,FALSE)","v":156.72566262075799}]
[null,null,"Ja","SEE933564106935","In Betrieb","RWE Generation SE","Emsland B GT1",49808,"Lingen","Schüttorfer Straße 100","Niedersachsen","2011-12-23","Erdgas","Erdgas, Erdölgas","Erdgas","Nein","Sonstige","Erdgas","GuD",0.46,"OPSD (2020)",60,58,{"$f":"(1-VLOOKUP(S404,Start!$H$33:$I$40,2,FALSE)/100)*W404","v":50.46},{"$f":"VLOOKUP(R404,Start!$C$9:$D$15,2,FALSE)+VLOOKUP(R404,Start!$C$23:$D$29,2,FALSE)","v":45.66},{"$f":"(Y404/T404)+Start!$D$19*(VLOOKUP(R404,Start!$M$33:$N$39,2,FALSE)/T404)+VLOOKUP(S404,Start!$C$33:$D$40,2,FALSE)","v":137.7273913043478}]
[null,null,"Ja","SEE933639931950","In Betrieb","K+S Minerals and Agriculture GmbH","Kraftwerk NE GT KW",36119,"Neuhof","Am Kaliwerk 6","Hessen","1990-07-02","Erdgas","Erdgas, Erdölgas","Erdgas","Ja","Gasturbinen mit Abhitzekessel","Erdgas","GuD",0.38,"eigene Annahme",1.831,1.8,{"$f":"(1-VLOOKUP(S405,Start!$H$33:$I$40,2,FALSE)/100)*W405","v":1.5660000000000001},{"$f":"VLOOKUP(R405,Start!$C$9:$D$15,2,FALSE)+VLOOKUP(R405,Start!$C$23:$D$29,2,FALSE)","v":45.66},{"$f":"(Y405/T405)+Start!$D$19*(VLOOKUP(R405,Start!$M$33:$N$39,2,FALSE)/T405)+VLOOKUP(S405,Start!$C$33:$D$40,2,FALSE)","v":166.40684210526314}]
[null,null,"Ja","SEE933685962403","In Betrieb","RWE Power AG","Weisweiler F",52249,"Eschweiler","Am Kraftwerk 17","Nordrhein-Westfalen","1967-09-04","Braunkohle","Rohbraunkohlen","Braunkohle","Nein","Kondensationsmaschine mit Entnahme","Braunkohle","Braunkohle",0.33,"OPSD (2020)",361,321,{"$f":"(1-VLOOKUP(S406,Start!$H$33:$I$40,2,FALSE)/100)*W406","v":279.27},{"$f":"VLOOKUP(R406,Start!$C$9:$D$15,2,FALSE)+VLOOKUP(R406,Start!$C$23:$D$29,2,FALSE)","v":3.1},{"$f":"(Y406/T406)+Start!$D$19*(VLOOKUP(R406,Start!$M$33:$N$39,2,FALSE)/T406)+VLOOKUP(S406,Start!$C$33:$D$40,2,FALSE)","v":114.66484848484849}]
[null,null,"Ja","SEE933709962471","In Betrieb","BTB Blockheizkraftwerks-, Träger- und Betreibergesellschaft","Gasturbine Adlershof",12489,"Berlin","Albert-Einstein-Straße 22","Berlin","1996-11-01","Erdgas","Erdgas, Erdölgas","Erdgas","Ja","Gasturbinen mit Abhitzekessel","Erdgas","Gasturbine",0.35399999999999998,"Annahme basierend auf DIW (2014)",4.7629999999999999,4.548,{"$f":"(1-VLOOKUP(S407,Start!$H$33:$I$40,2,FALSE)/100)*W407","v":3.9567600000000001},{"$f":"VLOOKUP(R407,Start!$C$9:$D$15,2,FALSE)+VLOOKUP(R407,Start!$C$23:$D$29,2,FALSE)","v":45.66},{"$f":"(Y407/T407)+Start!$D$19*(VLOOKUP(R407,Start!$M$33:$N$39,2,FALSE)/T407)+VLOOKUP(S407,Start!$C$33:$D$40,2,FALSE)","v":178.01864406779663}]
[null,null,"Ja","SEE933714674710","In Betrieb","Gunvor Raffinerie Ingolstadt GmbH","Kraftwerk GRI",85092,"Kösching","Essostr. 1","Bayern","1964-01-01","Erdgas","Erdgas, Erdölgas","Erdgas","Ja","Kondensationsmaschine ohne Entnahme","Erdgas","GuD",0.4,"eigene Annahme",10,10,{"$f":"(1-VLOOKUP(S408,Start!$H$33:$I$40,2,FALSE)/100)*W408","v":8.6999999999999993},{"$f":"VLOOKUP(R408,Start!$C$9:$D$15,2,FALSE)+VLOOKUP(R408,Start!$C$23:$D$29,2,FALSE)","v":45.66},{"$f":"(Y408/T408)+Start!$D$19*(VLOOKUP(R408,Start!$M$33:$N$39,2,FALSE)/T408)+VLOOKUP(S408,Start!$C$33:$D$40,2,FALSE)","v":158.16149999999999}]
[null,null,"Ja","SEE933851011843","In Betrieb","INEOS Manufacturing Deutschland","Turbine 22",50769,"Köln","Alte Str. 201","Nordrhein-Westfalen","1964-04-14","andere Gase","Sonstige hergestellte Gase","Sonstige Energieträger (nicht erneuerbar)","Ja","Gegendruckmaschine mit Entnahme","Sonstige","Sonstige",0.27600000000000002,"Annahme basierend auf DIW (2014)",19.2,19.2,{"$f":"(1-VLOOKUP(S409,Start!$H$33:$I$40,2,FALSE)/100)*W409","v":16.32},{"$f":"VLOOKUP(R409,Start!$C$9:$D$15,2,FALSE)+VLOOKUP(R409,Start!$C$23:$D$29,2,FALSE)","v":86.87},{"$f":"(Y409/T409)+Start!$D$19*(VLOOKUP(R409,Start!$M$33:$N$39,2,FALSE)/T409)+VLOOKUP(S409,Start!$C$33:$D$40,2,FALSE)","v":381.34202898550723}]
[null,null,"Ja","SEE933960350956","In Betrieb","eins energie in sachsen GmbH & Co. KG","HKW Chemnitz Nord II, Block C",9114,"Chemnitz","Dammweg 10","Sachsen","1990-06-07","Braunkohle","Rohbraunkohlen","Braunkohle","Ja","Kondensationsmaschine mit Entnahme","Braunkohle","Braunkohle",0.376,"OPSD (2020)",100,92.331999999999994,{"$f":"(1-VLOOKUP(S410,Start!$H$33:$I$40,2,FALSE)/100)*W410","v":80.32884},{"$f":"VLOOKUP(R410,Start!$C$9:$D$15,2,FALSE)+VLOOKUP(R410,Start!$C$23:$D$29,2,FALSE)","v":3.1},{"$f":"(Y410/T410)+Start!$D$19*(VLOOKUP(R410,Start!$M$33:$N$39,2,FALSE)/T410)+VLOOKUP(S410,Start!$C$33:$D$40,2,FALSE)","v":100.84468085106383}]
[null,null,"Ja","SEE934242259776","In Betrieb","Stadtwerke Kiel AG","Küstenkraftwerk K.I.E.L Motor 8",24149,"Kiel","Hasselfelde 30","Schleswig-Holstein","2018-10-01","Erdgas","Erdgas, Erdölgas","Erdgas","Ja","Verbrennungsmotor","Erdgas","GuD",0.40589999999999998,"OPSD (2020)",9.5709999999999997,9.4559999999999995,{"$f":"(1-VLOOKUP(S411,Start!$H$33:$I$40,2,FALSE)/100)*W411","v":8.2267200000000003},{"$f":"VLOOKUP(R411,Start!$C$9:$D$15,2,FALSE)+VLOOKUP(R411,Start!$C$23:$D$29,2,FALSE)","v":45.66},{"$f":"(Y411/T411)+Start!$D$19*(VLOOKUP(R411,Start!$M$33:$N$39,2,FALSE)/T411)+VLOOKUP(S411,Start!$C$33:$D$40,2,FALSE)","v":155.88433111603842}]
[null,null,"Ja","SEE934292362181","In Betrieb","Fernheizwerk Neukölln AG","Fernheizwerk 6-BHKW 8",12059,"Berlin","Weigandufer 49","Berlin","2020-07-14","Erdgas","Erdgas, Erdölgas","Erdgas","Ja","Verbrennungsmotor","Erdgas","GuD",0.4,"eigene Annahme",1.9998,1.9758,{"$f":"(1-VLOOKUP(S412,Start!$H$33:$I$40,2,FALSE)/100)*W412","v":1.7189460000000001},{"$f":"VLOOKUP(R412,Start!$C$9:$D$15,2,FALSE)+VLOOKUP(R412,Start!$C$23:$D$29,2,FALSE)","v":45.66},{"$f":"(Y412/T412)+Start!$D$19*(VLOOKUP(R412,Start!$M$33:$N$39,2,FALSE)/T412)+VLOOKUP(S412,Start!$C$33:$D$40,2,FALSE)","v":158.16149999999999}]
[null,null,"Ja","SEE934298270268","In Betrieb","Thermische Abfallbehandlung Lauta GmbH & Co. oHG","T.A. Lauta",2991,"Lauta","Industrie- und Gewerbegebiet Lauta Straße B 5","Sachsen","2004-07-21","nicht biogener Abfall","Abfall (Hausmüll, Siedl.abf.)","Abfall","Ja","Kondensationsmaschine mit Entnahme","Abfall","Abfall",0.33,"OPSD (2020)",21,15.7,{"$f":"(1-VLOOKUP(S413,Start!$H$33:$I$40,2,FALSE)/100)*W413","v":13.344999999999999},{"$f":"VLOOKUP(R413,Start!$C$9:$D$15,2,FALSE)+VLOOKUP(R413,Start!$C$23:$D$29,2,FALSE)","v":0},{"$f":"(Y413/T413)+Start!$D$19*(VLOOKUP(R413,Start!$M$33:$N$39,2,FALSE)/T413)+VLOOKUP(S413,Start!$C$33:$D$40,2,FALSE)","v":1}]
[null,null,"Ja","SEE934337929126","In Betrieb","Iqony Gasmotoren Fenne 1 GmbH","Gasmotor 2 Mod.",66333,"Völklingen","Saarbrücker Straße 135-137","Saarland","2021-11-05","Erdgas","Erdgas, Erdölgas","Erdgas","Ja","Verbrennungsmotor","Erdgas","GuD",0.45,"https://www.steag.com/de/leistungen/konventionelle-energieerzeugung",3.3519999999999999,3.3340000000000001,{"$f":"(1-VLOOKUP(S414,Start!$H$33:$I$40,2,FALSE)/100)*W414","v":2.9005800000000002},{"$f":"VLOOKUP(R414,Start!$C$9:$D$15,2,FALSE)+VLOOKUP(R414,Start!$C$23:$D$29,2,FALSE)","v":45.66},{"$f":"(Y414/T414)+Start!$D$19*(VLOOKUP(R414,Start!$M$33:$N$39,2,FALSE)/T414)+VLOOKUP(S414,Start!$C$33:$D$40,2,FALSE)","v":140.75466666666665}]
[null,null,"Ja","SEE934361309352","In Betrieb","Evonik Operations GmbH","Kraftwerk III, GT312",45772,"Marl","Paul-Baumann-Straße 1","Nordrhein-Westfalen","1974-01-01","Erdgas","Erdgas, Erdölgas","Erdgas","Ja","Gasturbinen mit nachgeschalteter Dampfturbine","Erdgas","GuD",0.55349999999999999,"OPSD (2020)",79,77.566999999999993,{"$f":"(1-VLOOKUP(S415,Start!$H$33:$I$40,2,FALSE)/100)*W415","v":67.483289999999997},{"$f":"VLOOKUP(R415,Start!$C$9:$D$15,2,FALSE)+VLOOKUP(R415,Start!$C$23:$D$29,2,FALSE)","v":45.66},{"$f":"(Y415/T415)+Start!$D$19*(VLOOKUP(R415,Start!$M$33:$N$39,2,FALSE)/T415)+VLOOKUP(S415,Start!$C$33:$D$40,2,FALSE)","v":114.71517615176151}]
[null,null,"Ja","SEE934530018092","In Betrieb","Hamburger Energiewerke GmbH","HKW Wedel Block 2",22880,"Wedel","Tinsdaler Weg 146","Schleswig-Holstein","1993-11-25","Steinkohle","Steinkohlen","Steinkohle","Ja","Kondensationsmaschine mit Entnahme","Steinkohle","Steinkohle",0.36,"OPSD (2020)",133.6,116,{"$f":"(1-VLOOKUP(S416,Start!$H$33:$I$40,2,FALSE)/100)*W416","v":92.800000000000011},{"$f":"VLOOKUP(R416,Start!$C$9:$D$15,2,FALSE)+VLOOKUP(R416,Start!$C$23:$D$29,2,FALSE)","v":17.84},{"$f":"(Y416/T416)+Start!$D$19*(VLOOKUP(R416,Start!$M$33:$N$39,2,FALSE)/T416)+VLOOKUP(S416,Start!$C$33:$D$40,2,FALSE)","v":130.05055555555558}]
[null,null,"Ja","SEE934531299087","In Betrieb","DSM Nutritional Products GmbH","Gasturbine GT",79639,"Grenzach-Wyhlen","Emil-Barell-Straße 3","Baden-Württemberg","2017-11-07","Erdgas","Erdgas, Erdölgas","Erdgas","Ja","Gasturbinen mit Abhitzekessel","Erdgas","GuD",0.4037,"OPSD (2020)",22.2,22,{"$f":"(1-VLOOKUP(S417,Start!$H$33:$I$40,2,FALSE)/100)*W417","v":19.14},{"$f":"VLOOKUP(R417,Start!$C$9:$D$15,2,FALSE)+VLOOKUP(R417,Start!$C$23:$D$29,2,FALSE)","v":45.66},{"$f":"(Y417/T417)+Start!$D$19*(VLOOKUP(R417,Start!$M$33:$N$39,2,FALSE)/T417)+VLOOKUP(S417,Start!$C$33:$D$40,2,FALSE)","v":156.72566262075799}]
[null,null,"Ja","SEE934554511586","In Betrieb","Felix Schoeller GmbH & Co. KG","Felix Schoeller GmbH & Co.KG Weißenborn GT2",9600,"Weißenborn","Fabrikstraße 1","Sachsen","1976-01-01","Erdgas","Erdgas, Erdölgas","Erdgas","Ja","Gasturbinen mit Abhitzekessel","Erdgas","GuD",0.38169999999999998,"OPSD (2020)",5.0830000000000002,5.0830000000000002,{"$f":"(1-VLOOKUP(S418,Start!$H$33:$I$40,2,FALSE)/100)*W418","v":4.4222099999999998},{"$f":"VLOOKUP(R418,Start!$C$9:$D$15,2,FALSE)+VLOOKUP(R418,Start!$C$23:$D$29,2,FALSE)","v":45.66},{"$f":"(Y418/T418)+Start!$D$19*(VLOOKUP(R418,Start!$M$33:$N$39,2,FALSE)/T418)+VLOOKUP(S418,Start!$C$33:$D$40,2,FALSE)","v":165.67238669111867}]
[null,null,"Ja","SEE934591835126","In Betrieb","SWN Stadtwerke Neumünster GmbH","T4",24534,"Neumünster","Bismarckstraße 51","Schleswig-Holstein","1974-11-07","Steinkohle","Steinkohlen","Steinkohle","Ja","Gegendruckmaschine mit Entnahme","Steinkohle","Steinkohle",0.33,"eigene Annahme",17.36,14.105,{"$f":"(1-VLOOKUP(S419,Start!$H$33:$I$40,2,FALSE)/100)*W419","v":11.284000000000001},{"$f":"VLOOKUP(R419,Start!$C$9:$D$15,2,FALSE)+VLOOKUP(R419,Start!$C$23:$D$29,2,FALSE)","v":17.84},{"$f":"(Y419/T419)+Start!$D$19*(VLOOKUP(R419,Start!$M$33:$N$39,2,FALSE)/T419)+VLOOKUP(S419,Start!$C$33:$D$40,2,FALSE)","v":141.75515151515151}]
[null,null,"Ja","SEE934669010578","In Betrieb","envia THERM GmbH","Bitterfeld GuD",6749,"Bitterfeld-Wolfen","Parsevalstraße 3 B","Sachsen-Anhalt","2000-08-08","Erdgas","Erdgas, Erdölgas","Erdgas","Ja","Gasturbinen mit nachgeschalteter Dampfturbine","Erdgas","GuD",0.54,"OPSD (2020)",110,108,{"$f":"(1-VLOOKUP(S420,Start!$H$33:$I$40,2,FALSE)/100)*W420","v":93.96},{"$f":"VLOOKUP(R420,Start!$C$9:$D$15,2,FALSE)+VLOOKUP(R420,Start!$C$23:$D$29,2,FALSE)","v":45.66},{"$f":"(Y420/T420)+Start!$D$19*(VLOOKUP(R420,Start!$M$33:$N$39,2,FALSE)/T420)+VLOOKUP(S420,Start!$C$33:$D$40,2,FALSE)","v":117.54555555555554}]
[null,null,"Ja","SEE934897209904","In Betrieb","Uniper Kraftwerke GmbH","Wilhelmshaven GT",26386,"Wilhelmshaven","Zum Kraftwerk 20","Niedersachsen","1976-01-01","Mineralölprodukte","Heizöl, leicht","Mineralölprodukte","Nein","Gasturbinen ohne Abhitzekessel","Öl","Öl",0.30980000000000002,"OPSD (2020)",57,56,{"$f":"(1-VLOOKUP(S421,Start!$H$33:$I$40,2,FALSE)/100)*W421","v":47.6},{"$f":"VLOOKUP(R421,Start!$C$9:$D$15,2,FALSE)+VLOOKUP(R421,Start!$C$23:$D$29,2,FALSE)","v":87.17},{"$f":"(Y421/T421)+Start!$D$19*(VLOOKUP(R421,Start!$M$33:$N$39,2,FALSE)/T421)+VLOOKUP(S421,Start!$C$33:$D$40,2,FALSE)","v":358.83731439638473}]
[null,null,"Ja","SEE935253303649","In Betrieb","BMW AG","BMW Landshut KWK 6",84030,"Landshut","Neidenburger Straße 13","Bayern","2018-07-08","Erdgas","Erdgas, Erdölgas","Erdgas","Ja","Verbrennungsmotor","Erdgas","GuD",0.4,"eigene Annahme",4.4729999999999999,4.3,{"$f":"(1-VLOOKUP(S422,Start!$H$33:$I$40,2,FALSE)/100)*W422","v":3.7409999999999997},{"$f":"VLOOKUP(R422,Start!$C$9:$D$15,2,FALSE)+VLOOKUP(R422,Start!$C$23:$D$29,2,FALSE)","v":45.66},{"$f":"(Y422/T422)+Start!$D$19*(VLOOKUP(R422,Start!$M$33:$N$39,2,FALSE)/T422)+VLOOKUP(S422,Start!$C$33:$D$40,2,FALSE)","v":158.16149999999999}]
[null,null,"Ja","SEE935397901879","In Betrieb","INEOS Manufacturing Deutschland","Turbine 21",50769,"Köln","Alte Str. 201","Nordrhein-Westfalen","1964-01-15","andere Gase","Sonstige hergestellte Gase","Sonstige Energieträger (nicht erneuerbar)","Ja","Gegendruckmaschine ohne Entnahme","Sonstige","Sonstige",0.27600000000000002,"Annahme basierend auf DIW (2014)",17.899999999999999,15.5,{"$f":"(1-VLOOKUP(S423,Start!$H$33:$I$40,2,FALSE)/100)*W423","v":13.174999999999999},{"$f":"VLOOKUP(R423,Start!$C$9:$D$15,2,FALSE)+VLOOKUP(R423,Start!$C$23:$D$29,2,FALSE)","v":86.87},{"$f":"(Y423/T423)+Start!$D$19*(VLOOKUP(R423,Start!$M$33:$N$39,2,FALSE)/T423)+VLOOKUP(S423,Start!$C$33:$D$40,2,FALSE)","v":381.34202898550723}]
[null,null,"Ja","SEE935809614632","In Betrieb","Infraserv GmbH & Co. Höchst KG","IPH Strom GT4",65929,"Frankfurt","Brüningstraße 50","Hessen","1956-01-01","Erdgas","Erdgas, Erdölgas","Erdgas","Nein","Gegendruckmaschine ohne Entnahme","Erdgas","GuD",0.35,"eigene Annahme",6.57,6.1529999999999996,{"$f":"(1-VLOOKUP(S424,Start!$H$33:$I$40,2,FALSE)/100)*W424","v":5.35311},{"$f":"VLOOKUP(R424,Start!$C$9:$D$15,2,FALSE)+VLOOKUP(R424,Start!$C$23:$D$29,2,FALSE)","v":45.66},{"$f":"(Y424/T424)+Start!$D$19*(VLOOKUP(R424,Start!$M$33:$N$39,2,FALSE)/T424)+VLOOKUP(S424,Start!$C$33:$D$40,2,FALSE)","v":180.54171428571431}]
[null,null,"Ja","SEE935952275827","In Betrieb","Nordzucker, Werk Klein Wanzleben","Dampfturbine",39164,"Wanzleben-Börde","Magdeburger Landstraße 1","Sachsen-Anhalt","1994-07-04","Erdgas","Erdgas, Erdölgas","Erdgas","Ja","Gegendruckmaschine mit Entnahme","Erdgas","GuD",0.37840000000000001,"OPSD (2020)",14.24,14.18,{"$f":"(1-VLOOKUP(S425,Start!$H$33:$I$40,2,FALSE)/100)*W425","v":12.336599999999999},{"$f":"VLOOKUP(R425,Start!$C$9:$D$15,2,FALSE)+VLOOKUP(R425,Start!$C$23:$D$29,2,FALSE)","v":45.66},{"$f":"(Y425/T425)+Start!$D$19*(VLOOKUP(R425,Start!$M$33:$N$39,2,FALSE)/T425)+VLOOKUP(S425,Start!$C$33:$D$40,2,FALSE)","v":167.10412262156444}]
[null,null,"Ja","SEE936112096313","In Betrieb","SWISS KRONO TEX","BHKW",16909,"Heiligengrabe","Wittstocker Chaussee 1","Brandenburg","2016-01-21","Erdgas","Erdgas, Erdölgas","Erdgas","Ja","Verbrennungsmotor","Erdgas","GuD",0.4,"eigene Annahme",1.9990000000000001,1.9570000000000001,{"$f":"(1-VLOOKUP(S426,Start!$H$33:$I$40,2,FALSE)/100)*W426","v":1.70259},{"$f":"VLOOKUP(R426,Start!$C$9:$D$15,2,FALSE)+VLOOKUP(R426,Start!$C$23:$D$29,2,FALSE)","v":45.66},{"$f":"(Y426/T426)+Start!$D$19*(VLOOKUP(R426,Start!$M$33:$N$39,2,FALSE)/T426)+VLOOKUP(S426,Start!$C$33:$D$40,2,FALSE)","v":158.16149999999999}]
[null,null,"Ja","SEE936181210535","In Betrieb","K+S Minerals and Agriculture GmbH","Kraftwerk ZI GT 2",39326,"Zielitz","Farsleber Straße 1","Sachsen-Anhalt","2017-07-02","Erdgas","Erdgas, Erdölgas","Erdgas","Ja","Gasturbinen mit nachgeschalteter Dampfturbine","Erdgas","GuD",0.55000000000000004,"eigene Annahme",5.5819999999999999,5.49,{"$f":"(1-VLOOKUP(S427,Start!$H$33:$I$40,2,FALSE)/100)*W427","v":4.7763},{"$f":"VLOOKUP(R427,Start!$C$9:$D$15,2,FALSE)+VLOOKUP(R427,Start!$C$23:$D$29,2,FALSE)","v":45.66},{"$f":"(Y427/T427)+Start!$D$19*(VLOOKUP(R427,Start!$M$33:$N$39,2,FALSE)/T427)+VLOOKUP(S427,Start!$C$33:$D$40,2,FALSE)","v":115.43563636363635}]
[null,null,"Ja","SEE936196276359","In Betrieb","Stadtwerke Leipzig GmbH","Heizkraftwerk Leipzig Nord GT82",4105,"Leipzig","Eutritzscher Straße 14b","Sachsen","1996-02-05","Erdgas","","Erdgas","Ja","Gasturbinen mit nachgeschalteter Dampfturbine","Erdgas","GuD",0.58499999999999996,"OPSD (2020)",65.867000000000004,64.602999999999994,{"$f":"(1-VLOOKUP(S428,Start!$H$33:$I$40,2,FALSE)/100)*W428","v":56.204609999999995},{"$f":"VLOOKUP(R428,Start!$C$9:$D$15,2,FALSE)+VLOOKUP(R428,Start!$C$23:$D$29,2,FALSE)","v":45.66},{"$f":"(Y428/T428)+Start!$D$19*(VLOOKUP(R428,Start!$M$33:$N$39,2,FALSE)/T428)+VLOOKUP(S428,Start!$C$33:$D$40,2,FALSE)","v":108.61897435897436}]
[null,null,"Ja","SEE936262825863","In Betrieb","thyssenkrupp Steel Europe AG","Ruhrort 4",47166,"Duisburg","Kaiser-Wilhelm-Str. 100","Nordrhein-Westfalen","1969-01-01","andere Gase","Hochofengas, Konvertergas","Sonstige Energieträger (nicht erneuerbar)","Ja","Kondensationsmaschine mit Entnahme","Erdgas","GuD",0.34100000000000003,"Annahme basierend auf DIW (2014)",177,164.7,{"$f":"(1-VLOOKUP(S429,Start!$H$33:$I$40,2,FALSE)/100)*W429","v":143.28899999999999},{"$f":"VLOOKUP(R429,Start!$C$9:$D$15,2,FALSE)+VLOOKUP(R429,Start!$C$23:$D$29,2,FALSE)","v":45.66},{"$f":"(Y429/T429)+Start!$D$19*(VLOOKUP(R429,Start!$M$33:$N$39,2,FALSE)/T429)+VLOOKUP(S429,Start!$C$33:$D$40,2,FALSE)","v":185.26715542521993}]
[null,null,"Ja","SEE936364054154","In Betrieb","Caterpillar Energy Solutions","P18",68167,"Mannheim","Carl-Benz-Straße 1","Baden-Württemberg","1939-11-22","Erdgas","Erdgas, Erdölgas","Erdgas","Nein","Verbrennungsmotor","Erdgas","GuD",0.38,"eigene Annahme",4.3949999999999996,4.3150000000000004,{"$f":"(1-VLOOKUP(S430,Start!$H$33:$I$40,2,FALSE)/100)*W430","v":3.7540500000000003},{"$f":"VLOOKUP(R430,Start!$C$9:$D$15,2,FALSE)+VLOOKUP(R430,Start!$C$23:$D$29,2,FALSE)","v":45.66},{"$f":"(Y430/T430)+Start!$D$19*(VLOOKUP(R430,Start!$M$33:$N$39,2,FALSE)/T430)+VLOOKUP(S430,Start!$C$33:$D$40,2,FALSE)","v":166.40684210526314}]
[null,null,"Ja","SEE936473203580","In Betrieb","TEAG Thüringer Energie AG","Gasmotor 2 Jena",7745,"Jena","Rudolstädter Straße 41","Thüringen","2022-11-11","Erdgas","Erdgas, Erdölgas","Erdgas","Ja","Verbrennungsmotor","Erdgas","GuD",0.63,"Annahme basierend auf DIW (2014)",12.616,12.175000000000001,{"$f":"(1-VLOOKUP(S431,Start!$H$33:$I$40,2,FALSE)/100)*W431","v":10.59225},{"$f":"VLOOKUP(R431,Start!$C$9:$D$15,2,FALSE)+VLOOKUP(R431,Start!$C$23:$D$29,2,FALSE)","v":45.66},{"$f":"(Y431/T431)+Start!$D$19*(VLOOKUP(R431,Start!$M$33:$N$39,2,FALSE)/T431)+VLOOKUP(S431,Start!$C$33:$D$40,2,FALSE)","v":100.96761904761904}]
[null,null,"Ja","SEE936502086450","In Betrieb","Infraserv GmbH & Co. Höchst KG","IPH Strom GTX 7",65929,"Frankfurt","Brüningstraße 50","Hessen","2022-07-04","Erdgas","Erdgas, Erdölgas","Erdgas","Nein","Gasturbinen mit Abhitzekessel","Erdgas","Gasturbine",0.432,"Annahme basierend auf DIW (2014)",94,92,{"$f":"(1-VLOOKUP(S432,Start!$H$33:$I$40,2,FALSE)/100)*W432","v":80.040000000000006},{"$f":"VLOOKUP(R432,Start!$C$9:$D$15,2,FALSE)+VLOOKUP(R432,Start!$C$23:$D$29,2,FALSE)","v":45.66},{"$f":"(Y432/T432)+Start!$D$19*(VLOOKUP(R432,Start!$M$33:$N$39,2,FALSE)/T432)+VLOOKUP(S432,Start!$C$33:$D$40,2,FALSE)","v":146.05694444444444}]
[null,null,"Ja","SEE936668903264","In Betrieb","Fernwärme Ulm GmbH","BHKW1",89077,"Ulm","Magirusstraße 21","Baden-Württemberg","2022-12-09","Erdgas","Erdgas, Erdölgas","Erdgas","Ja","Verbrennungsmotor","Erdgas","GuD",0.63,"Annahme basierend auf DIW (2014)",20.774000000000001,20.542999999999999,{"$f":"(1-VLOOKUP(S433,Start!$H$33:$I$40,2,FALSE)/100)*W433","v":17.872409999999999},{"$f":"VLOOKUP(R433,Start!$C$9:$D$15,2,FALSE)+VLOOKUP(R433,Start!$C$23:$D$29,2,FALSE)","v":45.66},{"$f":"(Y433/T433)+Start!$D$19*(VLOOKUP(R433,Start!$M$33:$N$39,2,FALSE)/T433)+VLOOKUP(S433,Start!$C$33:$D$40,2,FALSE)","v":100.96761904761904}]
[null,null,"Ja","SEE936761155751","In Betrieb","eins energie in sachsen GmbH & Co. KG","Motor-Heizkraftwerk Chemnitz-Süd, Motor 1",9125,"Chemnitz","Südstraße 1","Sachsen","2022-12-21","Erdgas","Erdgas, Erdölgas","Erdgas","Ja","Verbrennungsmotor","Erdgas","GuD",0.63,"Annahme basierend auf DIW (2014)",12.9,12.731399999999999,{"$f":"(1-VLOOKUP(S434,Start!$H$33:$I$40,2,FALSE)/100)*W434","v":11.076317999999999},{"$f":"VLOOKUP(R434,Start!$C$9:$D$15,2,FALSE)+VLOOKUP(R434,Start!$C$23:$D$29,2,FALSE)","v":45.66},{"$f":"(Y434/T434)+Start!$D$19*(VLOOKUP(R434,Start!$M$33:$N$39,2,FALSE)/T434)+VLOOKUP(S434,Start!$C$33:$D$40,2,FALSE)","v":100.96761904761904}]
[null,null,"Ja","SEE936873341158","In Betrieb","Felix Schoeller GmbH & Co. KG","Felix Schoeller GmbH & Co.KG Weißenborn GT1",9600,"Weißenborn","Fabrikstraße 1","Sachsen","1976-01-01","Erdgas","Erdgas, Erdölgas","Erdgas","Ja","Gasturbinen mit Abhitzekessel","Erdgas","GuD",0.38169999999999998,"OPSD (2020)",4.4290000000000003,4.4290000000000003,{"$f":"(1-VLOOKUP(S435,Start!$H$33:$I$40,2,FALSE)/100)*W435","v":3.8532300000000004},{"$f":"VLOOKUP(R435,Start!$C$9:$D$15,2,FALSE)+VLOOKUP(R435,Start!$C$23:$D$29,2,FALSE)","v":45.66},{"$f":"(Y435/T435)+Start!$D$19*(VLOOKUP(R435,Start!$M$33:$N$39,2,FALSE)/T435)+VLOOKUP(S435,Start!$C$33:$D$40,2,FALSE)","v":165.67238669111867}]
[null,null,"Ja","SEE937052769589","befristete Strommarktrückkehr","Uniper Kraftwerke GmbH","Heyden 4",32469,"Petershagen","Kraftwerksiedlung 2","Nordrhein-Westfalen","1987-01-01","Steinkohle","Steinkohlen","Steinkohle","Nein","Kondensationsmaschine mit Entnahme","Steinkohle","Steinkohle",0.39250000000000002,"OPSD (2020)",920,875,{"$f":"(1-VLOOKUP(S436,Start!$H$33:$I$40,2,FALSE)/100)*W436","v":700},{"$f":"VLOOKUP(R436,Start!$C$9:$D$15,2,FALSE)+VLOOKUP(R436,Start!$C$23:$D$29,2,FALSE)","v":17.84},{"$f":"(Y436/T436)+Start!$D$19*(VLOOKUP(R436,Start!$M$33:$N$39,2,FALSE)/T436)+VLOOKUP(S436,Start!$C$33:$D$40,2,FALSE)","v":119.38968152866241}]
[null,null,"Ja","SEE937536026146","In Betrieb","Vattenfall Wärme Berlin AG","GuD Marzahn Gasturbine",12681,"Berlin","Allee der Kosmonauten 26 B","Berlin","2020-05-07","Erdgas","Erdgas, Erdölgas","Erdgas","Ja","Gasturbinen mit nachgeschalteter Dampfturbine","Erdgas","GuD",0.6,"eigene Annahme",196,189.5,{"$f":"(1-VLOOKUP(S437,Start!$H$33:$I$40,2,FALSE)/100)*W437","v":164.86500000000001},{"$f":"VLOOKUP(R437,Start!$C$9:$D$15,2,FALSE)+VLOOKUP(R437,Start!$C$23:$D$29,2,FALSE)","v":45.66},{"$f":"(Y437/T437)+Start!$D$19*(VLOOKUP(R437,Start!$M$33:$N$39,2,FALSE)/T437)+VLOOKUP(S437,Start!$C$33:$D$40,2,FALSE)","v":105.941}]
[null,null,"Ja","SEE937538401125","In Betrieb","Mineraloelraffinerie Oberrhein","Maschine 3",76187,"Karlsruhe","Nördliche Raffineriestraße 1","Baden-Württemberg","1995-06-17","Mineralölprodukte","Raffineriegas","Mineralölprodukte","Ja","Kondensationsmaschine mit Entnahme","Öl","Öl",0.3795,"OPSD (2020)",14,12.7,{"$f":"(1-VLOOKUP(S438,Start!$H$33:$I$40,2,FALSE)/100)*W438","v":10.795},{"$f":"VLOOKUP(R438,Start!$C$9:$D$15,2,FALSE)+VLOOKUP(R438,Start!$C$23:$D$29,2,FALSE)","v":87.17},{"$f":"(Y438/T438)+Start!$D$19*(VLOOKUP(R438,Start!$M$33:$N$39,2,FALSE)/T438)+VLOOKUP(S438,Start!$C$33:$D$40,2,FALSE)","v":293.1159420289855}]
[null,null,"Ja","SEE937544161082","In Betrieb","SpreeStromErzeugungs GmbH","EBS Heizkraftwerk Spremberg",3130,"Spremberg","An der Heide A9","Brandenburg","2012-12-12","nicht biogener Abfall","Industrieabfall","Abfall","Ja","Kondensationsmaschine mit Entnahme","Abfall","Abfall",0.33,"OPSD (2020)",22.7,17.5,{"$f":"(1-VLOOKUP(S439,Start!$H$33:$I$40,2,FALSE)/100)*W439","v":14.875},{"$f":"VLOOKUP(R439,Start!$C$9:$D$15,2,FALSE)+VLOOKUP(R439,Start!$C$23:$D$29,2,FALSE)","v":0},{"$f":"(Y439/T439)+Start!$D$19*(VLOOKUP(R439,Start!$M$33:$N$39,2,FALSE)/T439)+VLOOKUP(S439,Start!$C$33:$D$40,2,FALSE)","v":1}]
[null,null,"Ja","SEE937617144974","In Betrieb","AUDI","IN_N19_KWKK_GT1",85057,"Ingolstadt","Ettinger Straße 105","Bayern","1998-08-05","Erdgas","Erdgas, Erdölgas","Erdgas","Ja","Gasturbinen mit Abhitzekessel","Erdgas","GuD",0.38,"eigene Annahme",5.0999999999999996,4.9850000000000003,{"$f":"(1-VLOOKUP(S440,Start!$H$33:$I$40,2,FALSE)/100)*W440","v":4.3369499999999999},{"$f":"VLOOKUP(R440,Start!$C$9:$D$15,2,FALSE)+VLOOKUP(R440,Start!$C$23:$D$29,2,FALSE)","v":45.66},{"$f":"(Y440/T440)+Start!$D$19*(VLOOKUP(R440,Start!$M$33:$N$39,2,FALSE)/T440)+VLOOKUP(S440,Start!$C$33:$D$40,2,FALSE)","v":166.40684210526314}]
[null,null,"Ja","SEE937791832391","In Betrieb","Stadtwerke Kiel AG","Küstenkraftwerk K.I.E.L Motor 16",24149,"Kiel","Hasselfelde 30","Schleswig-Holstein","2018-06-05","Erdgas","Erdgas, Erdölgas","Erdgas","Ja","Verbrennungsmotor","Erdgas","GuD",0.40589999999999998,"OPSD (2020)",9.5709999999999997,9.4559999999999995,{"$f":"(1-VLOOKUP(S441,Start!$H$33:$I$40,2,FALSE)/100)*W441","v":8.2267200000000003},{"$f":"VLOOKUP(R441,Start!$C$9:$D$15,2,FALSE)+VLOOKUP(R441,Start!$C$23:$D$29,2,FALSE)","v":45.66},{"$f":"(Y441/T441)+Start!$D$19*(VLOOKUP(R441,Start!$M$33:$N$39,2,FALSE)/T441)+VLOOKUP(S441,Start!$C$33:$D$40,2,FALSE)","v":155.88433111603842}]
[null,null,"Ja","SEE937822704543","In Betrieb","Zweckverband Abfallverwertung Südhessen (ZAS)","Turbine 2",64293,"Darmstadt","Otto-Röhm-Straße 19","Hessen","2020-01-27","nicht biogener Abfall","Abfall (Hausmüll, Siedl.abf.)","Abfall","Ja","Gegendruckmaschine ohne Entnahme","Abfall","Abfall",0.33,"OPSD (2020)",1.228,1.177,{"$f":"(1-VLOOKUP(S442,Start!$H$33:$I$40,2,FALSE)/100)*W442","v":1.0004500000000001},{"$f":"VLOOKUP(R442,Start!$C$9:$D$15,2,FALSE)+VLOOKUP(R442,Start!$C$23:$D$29,2,FALSE)","v":0},{"$f":"(Y442/T442)+Start!$D$19*(VLOOKUP(R442,Start!$M$33:$N$39,2,FALSE)/T442)+VLOOKUP(S442,Start!$C$33:$D$40,2,FALSE)","v":1}]
[null,null,"Ja","SEE937830141170","In Betrieb","Volkswagen Sachsen GmbH","BHKW-G66-KWK-klein",8058,"Zwickau","Glauchauer Straße 40","Sachsen","2017-11-28","Erdgas","Erdgas, Erdölgas","Erdgas","Ja","Verbrennungsmotor","Erdgas","GuD",0.4,"eigene Annahme",3.8,3.7360000000000002,{"$f":"(1-VLOOKUP(S443,Start!$H$33:$I$40,2,FALSE)/100)*W443","v":3.2503200000000003},{"$f":"VLOOKUP(R443,Start!$C$9:$D$15,2,FALSE)+VLOOKUP(R443,Start!$C$23:$D$29,2,FALSE)","v":45.66},{"$f":"(Y443/T443)+Start!$D$19*(VLOOKUP(R443,Start!$M$33:$N$39,2,FALSE)/T443)+VLOOKUP(S443,Start!$C$33:$D$40,2,FALSE)","v":158.16149999999999}]
[null,null,"Ja","SEE937914003899","In Betrieb","Allgäuer Überlandwerk GmbH","Spitzenlastkraftwerk Veits Dieseltandem 1",87448,"Waltenhofen","Veits 13","Bayern","1978-08-31","Mineralölprodukte","Heizöl, leicht","Mineralölprodukte","Nein","Verbrennungsmotor","Öl","Öl",0.36080000000000001,"OPSD (2020)",5.94,5,{"$f":"(1-VLOOKUP(S444,Start!$H$33:$I$40,2,FALSE)/100)*W444","v":4.25},{"$f":"VLOOKUP(R444,Start!$C$9:$D$15,2,FALSE)+VLOOKUP(R444,Start!$C$23:$D$29,2,FALSE)","v":87.17},{"$f":"(Y444/T444)+Start!$D$19*(VLOOKUP(R444,Start!$M$33:$N$39,2,FALSE)/T444)+VLOOKUP(S444,Start!$C$33:$D$40,2,FALSE)","v":308.2560975609756}]
[null,null,"Ja","SEE937978171572","In Betrieb","AMK-Abfallentsorgungsgesellschaft des Märkischen Kreises mbH","Turbine 2",58636,"Iserlohn","Giesestraße 10","Nordrhein-Westfalen","1981-04-01","nicht biogener Abfall","Abfall (Hausmüll, Siedl.abf.)","Abfall","Ja","Kondensationsmaschine mit Entnahme","Abfall","Abfall",0.33,"OPSD (2020)",6.6,3.4,{"$f":"(1-VLOOKUP(S445,Start!$H$33:$I$40,2,FALSE)/100)*W445","v":2.8899999999999997},{"$f":"VLOOKUP(R445,Start!$C$9:$D$15,2,FALSE)+VLOOKUP(R445,Start!$C$23:$D$29,2,FALSE)","v":0},{"$f":"(Y445/T445)+Start!$D$19*(VLOOKUP(R445,Start!$M$33:$N$39,2,FALSE)/T445)+VLOOKUP(S445,Start!$C$33:$D$40,2,FALSE)","v":1}]
[null,null,"Ja","SEE937997291855","In Betrieb","Stadtwerke Frankfurt (Oder) GmbH","HKW FFO GM3",15236,"Frankfurt","Am Hohen Feld 4","Brandenburg","2022-04-01","Erdgas","Erdgas, Erdölgas","Erdgas","Ja","Verbrennungsmotor","Erdgas","GuD",0.48,"https://www.man-es.com/energy-storage/products/gas-fuel-engines",10.6,10.1,{"$f":"(1-VLOOKUP(S446,Start!$H$33:$I$40,2,FALSE)/100)*W446","v":8.786999999999999},{"$f":"VLOOKUP(R446,Start!$C$9:$D$15,2,FALSE)+VLOOKUP(R446,Start!$C$23:$D$29,2,FALSE)","v":45.66},{"$f":"(Y446/T446)+Start!$D$19*(VLOOKUP(R446,Start!$M$33:$N$39,2,FALSE)/T446)+VLOOKUP(S446,Start!$C$33:$D$40,2,FALSE)","v":132.05125000000001}]
[null,null,"Ja","SEE938018666973","In Betrieb","K+S Minerals and Agriculture GmbH","Fabrik NE GT Tr.",36119,"Neuhof","Am Kaliwerk 6","Hessen","2009-07-02","Erdgas","Erdgas, Erdölgas","Erdgas","Ja","Gasturbinen ohne Abhitzekessel","Erdgas","Gasturbine",0.4,"eigene Annahme",5.1909999999999998,5.0999999999999996,{"$f":"(1-VLOOKUP(S447,Start!$H$33:$I$40,2,FALSE)/100)*W447","v":4.4369999999999994},{"$f":"VLOOKUP(R447,Start!$C$9:$D$15,2,FALSE)+VLOOKUP(R447,Start!$C$23:$D$29,2,FALSE)","v":45.66},{"$f":"(Y447/T447)+Start!$D$19*(VLOOKUP(R447,Start!$M$33:$N$39,2,FALSE)/T447)+VLOOKUP(S447,Start!$C$33:$D$40,2,FALSE)","v":157.66149999999999}]
[null,null,"Ja","SEE938035990372","In Betrieb","AVA Velsen GmbH","ABR992555104343",66127,"Saarbrücken","Alte Grube Velsen 16","Saarland","1997-08-07","Wärme","Dampf (zum Beispiel Prozesswärme)","Abfall","Nein","Kondensationsmaschine mit Entnahme","Abfall","Abfall",0.33,"OPSD (2020)",21,16,{"$f":"(1-VLOOKUP(S448,Start!$H$33:$I$40,2,FALSE)/100)*W448","v":13.6},{"$f":"VLOOKUP(R448,Start!$C$9:$D$15,2,FALSE)+VLOOKUP(R448,Start!$C$23:$D$29,2,FALSE)","v":0},{"$f":"(Y448/T448)+Start!$D$19*(VLOOKUP(R448,Start!$M$33:$N$39,2,FALSE)/T448)+VLOOKUP(S448,Start!$C$33:$D$40,2,FALSE)","v":1}]
[null,null,"Ja","SEE938337436349","In Betrieb","Lausitz Energie Kraftwerke AG","Kraftwerk Schwarze Pumpe Block A",3130,"Spremberg","An der alten Ziegelei 1","Brandenburg","1997-12-15","Braunkohle","Rohbraunkohlen","Braunkohle","Ja","Kondensationsmaschine mit Entnahme","Braunkohle","Braunkohle",0.41,"OPSD (2020)",803,755,{"$f":"(1-VLOOKUP(S449,Start!$H$33:$I$40,2,FALSE)/100)*W449","v":656.85},{"$f":"VLOOKUP(R449,Start!$C$9:$D$15,2,FALSE)+VLOOKUP(R449,Start!$C$23:$D$29,2,FALSE)","v":3.1},{"$f":"(Y449/T449)+Start!$D$19*(VLOOKUP(R449,Start!$M$33:$N$39,2,FALSE)/T449)+VLOOKUP(S449,Start!$C$33:$D$40,2,FALSE)","v":92.622926829268295}]
[null,null,"Ja","SEE938449433663","In Betrieb","Gunvor Raffinerie Ingolstadt GmbH","Kraftwerk GRI",85092,"Kösching","Essostr. 1","Bayern","1964-01-01","Erdgas","Erdgas, Erdölgas","Erdgas","Ja","Gegendruckmaschine mit Entnahme","Erdgas","GuD",0.4,"eigene Annahme",7.2,7.2,{"$f":"(1-VLOOKUP(S450,Start!$H$33:$I$40,2,FALSE)/100)*W450","v":6.2640000000000002},{"$f":"VLOOKUP(R450,Start!$C$9:$D$15,2,FALSE)+VLOOKUP(R450,Start!$C$23:$D$29,2,FALSE)","v":45.66},{"$f":"(Y450/T450)+Start!$D$19*(VLOOKUP(R450,Start!$M$33:$N$39,2,FALSE)/T450)+VLOOKUP(S450,Start!$C$33:$D$40,2,FALSE)","v":158.16149999999999}]
[null,null,"Ja","SEE938587513135","In Betrieb","Uniper Kraftwerke GmbH","Scholven 1 GT2",45896,"Gelsenkirchen","Glückaufstraße 56","Nordrhein-Westfalen","2023-12-01","Erdgas","Erdgas, Erdölgas","Erdgas","Nein",null,"Erdgas","Gasturbine",0.432,"Annahme basierend auf DIW (2014)",55.502000000000002,52.93,{"$f":"(1-VLOOKUP(S451,Start!$H$33:$I$40,2,FALSE)/100)*W451","v":46.049100000000003},{"$f":"VLOOKUP(R451,Start!$C$9:$D$15,2,FALSE)+VLOOKUP(R451,Start!$C$23:$D$29,2,FALSE)","v":45.66},{"$f":"(Y451/T451)+Start!$D$19*(VLOOKUP(R451,Start!$M$33:$N$39,2,FALSE)/T451)+VLOOKUP(S451,Start!$C$33:$D$40,2,FALSE)","v":146.05694444444444}]
[null,null,"Ja","SEE938669585906","In Betrieb","Lausitz Energie Kraftwerke AG","Kraftwerk Jänschwalde Block B",3185,"Teichland","Am Kraftwerk ","Brandenburg","1982-11-29","Braunkohle","Rohbraunkohlen","Braunkohle","Ja","Kondensationsmaschine mit Entnahme","Braunkohle","Braunkohle",0.375,"OPSD (2020)",535,500,{"$f":"(1-VLOOKUP(S452,Start!$H$33:$I$40,2,FALSE)/100)*W452","v":435},{"$f":"VLOOKUP(R452,Start!$C$9:$D$15,2,FALSE)+VLOOKUP(R452,Start!$C$23:$D$29,2,FALSE)","v":3.1},{"$f":"(Y452/T452)+Start!$D$19*(VLOOKUP(R452,Start!$M$33:$N$39,2,FALSE)/T452)+VLOOKUP(S452,Start!$C$33:$D$40,2,FALSE)","v":101.10906666666668}]
[null,null,"Ja","SEE938782869693","In Betrieb","Energieversorgung Offenbach AG","Müllheizkraftwerk Offenbach Turbine 1",63069,"Offenbach","Dietzenbacher Straße 189","Hessen","2016-07-29","nicht biogener Abfall","Abfall (Hausmüll, Siedl.abf.)","Abfall","Ja","Kondensationsmaschine mit Entnahme","Abfall","Abfall",0.33,"OPSD (2020)",19.600000000000001,16.762,{"$f":"(1-VLOOKUP(S453,Start!$H$33:$I$40,2,FALSE)/100)*W453","v":14.2477},{"$f":"VLOOKUP(R453,Start!$C$9:$D$15,2,FALSE)+VLOOKUP(R453,Start!$C$23:$D$29,2,FALSE)","v":0},{"$f":"(Y453/T453)+Start!$D$19*(VLOOKUP(R453,Start!$M$33:$N$39,2,FALSE)/T453)+VLOOKUP(S453,Start!$C$33:$D$40,2,FALSE)","v":1}]
[null,null,"Ja","SEE938923083674","befristete Strommarktrückkehr","Evonik Operations GmbH","Kraftwerk I, T14",45772,"Marl","Paul-Baumann-Straße 1","Nordrhein-Westfalen","1971-06-01","Steinkohle","Steinkohlen","Steinkohle","Ja","Gegendruckmaschine ohne Entnahme","Steinkohle","Steinkohle",0.40949999999999998,"OPSD (2020)",63.2,55.56,{"$f":"(1-VLOOKUP(S454,Start!$H$33:$I$40,2,FALSE)/100)*W454","v":44.448000000000008},{"$f":"VLOOKUP(R454,Start!$C$9:$D$15,2,FALSE)+VLOOKUP(R454,Start!$C$23:$D$29,2,FALSE)","v":17.84},{"$f":"(Y454/T454)+Start!$D$19*(VLOOKUP(R454,Start!$M$33:$N$39,2,FALSE)/T454)+VLOOKUP(S454,Start!$C$33:$D$40,2,FALSE)","v":114.48730158730159}]
[null,null,"Ja","SEE939211785720","In Betrieb","OMV Deutschland Operations GmbH & Co. KG","Dampfgeneratorturbine 1",84489,"Burghausen","Haiminger Straße 1","Bayern","1970-04-06","Erdgas","Erdgas, Erdölgas","Erdgas","Ja","Kondensationsmaschine mit Entnahme","Erdgas","GuD",0.4,"eigene Annahme",8,7.8,{"$f":"(1-VLOOKUP(S455,Start!$H$33:$I$40,2,FALSE)/100)*W455","v":6.7859999999999996},{"$f":"VLOOKUP(R455,Start!$C$9:$D$15,2,FALSE)+VLOOKUP(R455,Start!$C$23:$D$29,2,FALSE)","v":45.66},{"$f":"(Y455/T455)+Start!$D$19*(VLOOKUP(R455,Start!$M$33:$N$39,2,FALSE)/T455)+VLOOKUP(S455,Start!$C$33:$D$40,2,FALSE)","v":158.16149999999999}]
[null,null,"Ja","SEE939218038409","In Betrieb","UPM GmbH","UPM Schongau HKW 2 T2",86956,"Schongau","Friedrich-Haindl-Straße 10","Bayern","1989-01-21","Erdgas","Erdgas, Erdölgas","Erdgas","Ja","Gegendruckmaschine ohne Entnahme","Erdgas","GuD",0.45,"Annahme basierend auf DIW (2014)",8,6.25,{"$f":"(1-VLOOKUP(S456,Start!$H$33:$I$40,2,FALSE)/100)*W456","v":5.4375},{"$f":"VLOOKUP(R456,Start!$C$9:$D$15,2,FALSE)+VLOOKUP(R456,Start!$C$23:$D$29,2,FALSE)","v":45.66},{"$f":"(Y456/T456)+Start!$D$19*(VLOOKUP(R456,Start!$M$33:$N$39,2,FALSE)/T456)+VLOOKUP(S456,Start!$C$33:$D$40,2,FALSE)","v":140.75466666666665}]
[null,null,"Ja","SEE939242219362","In Betrieb","Hüttenwerke Krupp Mannesmann GmbH","Huckingen A",47259,"Duisburg","Ehinger Str. 200","Nordrhein-Westfalen","1975-09-01","andere Gase","Hochofengas, Konvertergas","Sonstige Energieträger (nicht erneuerbar)","Ja","Kondensationsmaschine mit Entnahme","Erdgas","GuD",0.45,"Annahme basierend auf DIW (2014)",320,303,{"$f":"(1-VLOOKUP(S457,Start!$H$33:$I$40,2,FALSE)/100)*W457","v":263.61},{"$f":"VLOOKUP(R457,Start!$C$9:$D$15,2,FALSE)+VLOOKUP(R457,Start!$C$23:$D$29,2,FALSE)","v":45.66},{"$f":"(Y457/T457)+Start!$D$19*(VLOOKUP(R457,Start!$M$33:$N$39,2,FALSE)/T457)+VLOOKUP(S457,Start!$C$33:$D$40,2,FALSE)","v":140.75466666666665}]
[null,null,"Ja","SEE939329445868","In Betrieb","Stadtwerke Kiel AG","HKWH Gasturbine 8",24116,"Kiel","Goethestraße 14","Schleswig-Holstein","2014-10-01","Erdgas","Erdgas, Erdölgas","Erdgas","Ja","Gasturbinen mit Abhitzekessel","Erdgas","GuD",0.39050000000000001,"OPSD (2020)",5.4269999999999996,5.3360000000000003,{"$f":"(1-VLOOKUP(S458,Start!$H$33:$I$40,2,FALSE)/100)*W458","v":4.6423200000000007},{"$f":"VLOOKUP(R458,Start!$C$9:$D$15,2,FALSE)+VLOOKUP(R458,Start!$C$23:$D$29,2,FALSE)","v":45.66},{"$f":"(Y458/T458)+Start!$D$19*(VLOOKUP(R458,Start!$M$33:$N$39,2,FALSE)/T458)+VLOOKUP(S458,Start!$C$33:$D$40,2,FALSE)","v":161.97272727272727}]
[null,null,"Ja","SEE939382623364","In Betrieb","Klingele Paper Weener SE & Co. KG","TWIN2",26826,"Weener","Industriestraße 46","Niedersachsen","2008-03-01","nicht biogener Abfall","Abfall (Hausmüll, Siedl.abf.)","Abfall","Nein","Kondensationsmaschine ohne Entnahme","Abfall","Abfall",0.33,"OPSD (2020)",4.7039999999999997,4.6900000000000004,{"$f":"(1-VLOOKUP(S459,Start!$H$33:$I$40,2,FALSE)/100)*W459","v":3.9865000000000004},{"$f":"VLOOKUP(R459,Start!$C$9:$D$15,2,FALSE)+VLOOKUP(R459,Start!$C$23:$D$29,2,FALSE)","v":0},{"$f":"(Y459/T459)+Start!$D$19*(VLOOKUP(R459,Start!$M$33:$N$39,2,FALSE)/T459)+VLOOKUP(S459,Start!$C$33:$D$40,2,FALSE)","v":1}]
[null,null,"Ja","SEE939524649245","In Betrieb","K+S Minerals and Agriculture GmbH","ZI Tr GT1",39326,"Zielitz","Farsleber Straße 1","Sachsen-Anhalt","2017-07-02","Erdgas","Erdgas, Erdölgas","Erdgas","Ja","Gasturbinen ohne Abhitzekessel","Erdgas","Gasturbine",0.4,"eigene Annahme",5.5970000000000004,5.5,{"$f":"(1-VLOOKUP(S460,Start!$H$33:$I$40,2,FALSE)/100)*W460","v":4.7850000000000001},{"$f":"VLOOKUP(R460,Start!$C$9:$D$15,2,FALSE)+VLOOKUP(R460,Start!$C$23:$D$29,2,FALSE)","v":45.66},{"$f":"(Y460/T460)+Start!$D$19*(VLOOKUP(R460,Start!$M$33:$N$39,2,FALSE)/T460)+VLOOKUP(S460,Start!$C$33:$D$40,2,FALSE)","v":157.66149999999999}]
[null,null,"Ja","SEE939597247393","In Betrieb","FairEnergie GmbH","BHKW Hauffstraße",72762,"Reutlingen","Hauffstraße 89","Baden-Württemberg","2011-02-21","Erdgas","Erdgas, Erdölgas","Erdgas","Ja","Verbrennungsmotor","Erdgas","GuD",0.45739999999999997,"OPSD (2020)",2.016,1.968,{"$f":"(1-VLOOKUP(S461,Start!$H$33:$I$40,2,FALSE)/100)*W461","v":1.7121599999999999},{"$f":"VLOOKUP(R461,Start!$C$9:$D$15,2,FALSE)+VLOOKUP(R461,Start!$C$23:$D$29,2,FALSE)","v":45.66},{"$f":"(Y461/T461)+Start!$D$19*(VLOOKUP(R461,Start!$M$33:$N$39,2,FALSE)/T461)+VLOOKUP(S461,Start!$C$33:$D$40,2,FALSE)","v":138.50174901617839}]
[null,null,"Ja","SEE939692270074","In Betrieb","Uniper Kraftwerke GmbH","Scholven 1 GT1",45896,"Gelsenkirchen","Glückaufstraße 56","Nordrhein-Westfalen","2023-12-01","Erdgas","Erdgas, Erdölgas","Erdgas","Nein",null,"Erdgas","Gasturbine",0.432,"Annahme basierend auf DIW (2014)",55.502000000000002,52.93,{"$f":"(1-VLOOKUP(S462,Start!$H$33:$I$40,2,FALSE)/100)*W462","v":46.049100000000003},{"$f":"VLOOKUP(R462,Start!$C$9:$D$15,2,FALSE)+VLOOKUP(R462,Start!$C$23:$D$29,2,FALSE)","v":45.66},{"$f":"(Y462/T462)+Start!$D$19*(VLOOKUP(R462,Start!$M$33:$N$39,2,FALSE)/T462)+VLOOKUP(S462,Start!$C$33:$D$40,2,FALSE)","v":146.05694444444444}]
[null,null,"Ja","SEE939823727910","In Betrieb","Stadtwerke Kiel AG","Küstenkraftwerk K.I.E.L Motor 3",24149,"Kiel","Hasselfelde 30","Schleswig-Holstein","2018-11-16","Erdgas","Erdgas, Erdölgas","Erdgas","Ja","Verbrennungsmotor","Erdgas","GuD",0.40589999999999998,"OPSD (2020)",9.5709999999999997,9.4559999999999995,{"$f":"(1-VLOOKUP(S463,Start!$H$33:$I$40,2,FALSE)/100)*W463","v":8.2267200000000003},{"$f":"VLOOKUP(R463,Start!$C$9:$D$15,2,FALSE)+VLOOKUP(R463,Start!$C$23:$D$29,2,FALSE)","v":45.66},{"$f":"(Y463/T463)+Start!$D$19*(VLOOKUP(R463,Start!$M$33:$N$39,2,FALSE)/T463)+VLOOKUP(S463,Start!$C$33:$D$40,2,FALSE)","v":155.88433111603842}]
[null,null,"Ja","SEE939848582457","In Betrieb","Stadtwerke Frankfurt (Oder) GmbH","HKW FFO GM5",15236,"Frankfurt","Am Hohen Feld 4","Brandenburg","2022-04-01","Erdgas","Erdgas, Erdölgas","Erdgas","Ja","Verbrennungsmotor","Erdgas","GuD",0.48,"https://www.man-es.com/energy-storage/products/gas-fuel-engines ",10.6,10.1,{"$f":"(1-VLOOKUP(S464,Start!$H$33:$I$40,2,FALSE)/100)*W464","v":8.786999999999999},{"$f":"VLOOKUP(R464,Start!$C$9:$D$15,2,FALSE)+VLOOKUP(R464,Start!$C$23:$D$29,2,FALSE)","v":45.66},{"$f":"(Y464/T464)+Start!$D$19*(VLOOKUP(R464,Start!$M$33:$N$39,2,FALSE)/T464)+VLOOKUP(S464,Start!$C$33:$D$40,2,FALSE)","v":132.05125000000001}]
[null,null,"Ja","SEE939899660715","In Betrieb","DREWAG - Stadtwerke Dresden GmbH","Gasmotoren-Heizkraftwerk Dresden-Reick - Aggregat VII",1277,"Dresden","Liebstädter Straße 1","Sachsen","2022-02-18","Erdgas","Erdgas, Erdölgas","Erdgas","Ja","Gasturbinen mit Abhitzekessel","Erdgas","GuD",0.63,"Annahme basierend auf DIW (2014)",11.76,11.5,{"$f":"(1-VLOOKUP(S465,Start!$H$33:$I$40,2,FALSE)/100)*W465","v":10.005000000000001},{"$f":"VLOOKUP(R465,Start!$C$9:$D$15,2,FALSE)+VLOOKUP(R465,Start!$C$23:$D$29,2,FALSE)","v":45.66},{"$f":"(Y465/T465)+Start!$D$19*(VLOOKUP(R465,Start!$M$33:$N$39,2,FALSE)/T465)+VLOOKUP(S465,Start!$C$33:$D$40,2,FALSE)","v":100.96761904761904}]
[null,null,"Ja","SEE939917723934","In Betrieb","SWU Energie GmbH","BHKW Neu-Ulm M3",89231,"Neu-Ulm","Bradleystraße 32.5","Bayern","2021-12-14","Erdgas","Erdgas, Erdölgas","Erdgas","Ja","Verbrennungsmotor","Erdgas","GuD",0.63,"Annahme basierend auf DIW (2014)",2.6760000000000002,2.6219999999999999,{"$f":"(1-VLOOKUP(S466,Start!$H$33:$I$40,2,FALSE)/100)*W466","v":2.2811399999999997},{"$f":"VLOOKUP(R466,Start!$C$9:$D$15,2,FALSE)+VLOOKUP(R466,Start!$C$23:$D$29,2,FALSE)","v":45.66},{"$f":"(Y466/T466)+Start!$D$19*(VLOOKUP(R466,Start!$M$33:$N$39,2,FALSE)/T466)+VLOOKUP(S466,Start!$C$33:$D$40,2,FALSE)","v":100.96761904761904}]
[null,null,"Ja","SEE940039139749","In Betrieb","Stadtwerke Karlsruhe GmbH","SW Karlsruhe Heizkraftwerk West Generator 3",76189,"Karlsruhe","Honsellstraße 36","Baden-Württemberg","1984-02-01","Erdgas","Erdgas, Erdölgas","Erdgas","Ja","Gegendruckmaschine mit Entnahme","Erdgas","GuD",0.3674,"OPSD (2020)",42,33,{"$f":"(1-VLOOKUP(S467,Start!$H$33:$I$40,2,FALSE)/100)*W467","v":28.71},{"$f":"VLOOKUP(R467,Start!$C$9:$D$15,2,FALSE)+VLOOKUP(R467,Start!$C$23:$D$29,2,FALSE)","v":45.66},{"$f":"(Y467/T467)+Start!$D$19*(VLOOKUP(R467,Start!$M$33:$N$39,2,FALSE)/T467)+VLOOKUP(S467,Start!$C$33:$D$40,2,FALSE)","v":172.06232988568317}]
[null,null,"Ja","SEE940081190514","In Betrieb","Fresenius Medical Care Deutschland GmbH","Gasturbine 3",66606,"St. Wendel","Frankfurter Straße 45144","Saarland","2017-11-28","Erdgas","Erdgas, Erdölgas","Erdgas","Ja","Gasturbinen mit Abhitzekessel","Erdgas","GuD",0.41639999999999999,"OPSD (2020)",4.4039999999999999,4.3680000000000003,{"$f":"(1-VLOOKUP(S468,Start!$H$33:$I$40,2,FALSE)/100)*W468","v":3.8001600000000004},{"$f":"VLOOKUP(R468,Start!$C$9:$D$15,2,FALSE)+VLOOKUP(R468,Start!$C$23:$D$29,2,FALSE)","v":45.66},{"$f":"(Y468/T468)+Start!$D$19*(VLOOKUP(R468,Start!$M$33:$N$39,2,FALSE)/T468)+VLOOKUP(S468,Start!$C$33:$D$40,2,FALSE)","v":151.99135446685878}]
[null,null,"Ja","SEE940178738247","In Betrieb","Freiberger Erdgas GmbH","GT Chemnitzer Straße 40",9599,"Freiberg","Chemnitzer Straße 40","Sachsen","2013-07-01","Erdgas","Erdgas, Erdölgas","Erdgas","Ja","Gasturbinen mit Abhitzekessel","Erdgas","GuD",0.39929999999999999,"OPSD (2020)",4.8289999999999997,4.7569999999999997,{"$f":"(1-VLOOKUP(S469,Start!$H$33:$I$40,2,FALSE)/100)*W469","v":4.1385899999999998},{"$f":"VLOOKUP(R469,Start!$C$9:$D$15,2,FALSE)+VLOOKUP(R469,Start!$C$23:$D$29,2,FALSE)","v":45.66},{"$f":"(Y469/T469)+Start!$D$19*(VLOOKUP(R469,Start!$M$33:$N$39,2,FALSE)/T469)+VLOOKUP(S469,Start!$C$33:$D$40,2,FALSE)","v":158.43613824192335}]
[null,null,"Ja","SEE940224582367","In Betrieb","Almatis GmbH","Motor 1",67065,"Ludwigshafen","Giulinistraße 2","Rheinland-Pfalz","2008-04-01","Erdgas","Erdgas, Erdölgas","Erdgas","Ja","Verbrennungsmotor","Erdgas","GuD",0.55349999999999999,"OPSD (2020)",4.3,4.25,{"$f":"(1-VLOOKUP(S470,Start!$H$33:$I$40,2,FALSE)/100)*W470","v":3.6974999999999998},{"$f":"VLOOKUP(R470,Start!$C$9:$D$15,2,FALSE)+VLOOKUP(R470,Start!$C$23:$D$29,2,FALSE)","v":45.66},{"$f":"(Y470/T470)+Start!$D$19*(VLOOKUP(R470,Start!$M$33:$N$39,2,FALSE)/T470)+VLOOKUP(S470,Start!$C$33:$D$40,2,FALSE)","v":114.71517615176151}]
[null,null,"Ja","SEE940303116315","In Betrieb","EEW Energy from Waste Premnitz GmbH","Turbosatz 5",14727,"Premnitz","Dr.-Herbert-Rein-Straße 1","Brandenburg","2021-11-16","nicht biogener Abfall","Abfall (Hausmüll, Siedl.abf.)","Abfall","Ja","Kondensationsmaschine mit Entnahme","Abfall","Abfall",0.33,"eigene Annahme basierend auf OPSD (2020)",32.32,32.32,{"$f":"(1-VLOOKUP(S471,Start!$H$33:$I$40,2,FALSE)/100)*W471","v":27.471999999999998},{"$f":"VLOOKUP(R471,Start!$C$9:$D$15,2,FALSE)+VLOOKUP(R471,Start!$C$23:$D$29,2,FALSE)","v":0},{"$f":"(Y471/T471)+Start!$D$19*(VLOOKUP(R471,Start!$M$33:$N$39,2,FALSE)/T471)+VLOOKUP(S471,Start!$C$33:$D$40,2,FALSE)","v":1}]
[null,null,"Ja","SEE940474859066","In Betrieb","BASF SE","Z564 VT1",67063,"Ludwigshafen","Carl-Bosch-Straße 38","Rheinland-Pfalz","1992-04-30","Wärme","Dampf (zum Beispiel Prozesswärme)","Abfall","Ja","Gegendruckmaschine ohne Entnahme","Abfall","Abfall",0.33,"OPSD (2020)",12.5,12,{"$f":"(1-VLOOKUP(S472,Start!$H$33:$I$40,2,FALSE)/100)*W472","v":10.199999999999999},{"$f":"VLOOKUP(R472,Start!$C$9:$D$15,2,FALSE)+VLOOKUP(R472,Start!$C$23:$D$29,2,FALSE)","v":0},{"$f":"(Y472/T472)+Start!$D$19*(VLOOKUP(R472,Start!$M$33:$N$39,2,FALSE)/T472)+VLOOKUP(S472,Start!$C$33:$D$40,2,FALSE)","v":1}]
[null,null,"Ja","SEE940475173918","In Betrieb","Stadtwerke Kiel AG","Küstenkraftwerk K.I.E.L Motor 5",24149,"Kiel","Hasselfelde 30","Schleswig-Holstein","2018-11-09","Erdgas","Erdgas, Erdölgas","Erdgas","Ja","Verbrennungsmotor","Erdgas","GuD",0.40589999999999998,"OPSD (2020)",9.5709999999999997,9.4559999999999995,{"$f":"(1-VLOOKUP(S473,Start!$H$33:$I$40,2,FALSE)/100)*W473","v":8.2267200000000003},{"$f":"VLOOKUP(R473,Start!$C$9:$D$15,2,FALSE)+VLOOKUP(R473,Start!$C$23:$D$29,2,FALSE)","v":45.66},{"$f":"(Y473/T473)+Start!$D$19*(VLOOKUP(R473,Start!$M$33:$N$39,2,FALSE)/T473)+VLOOKUP(S473,Start!$C$33:$D$40,2,FALSE)","v":155.88433111603842}]
[null,null,"Ja","SEE940616845582","In Betrieb","BENEO-Palatinit GmbH","Gasturbine Beneo-Palatinit Offstein",67283,"Obrigheim","Wormser Straße 11","Rheinland-Pfalz","1993-08-01","Erdgas","Erdgas, Erdölgas","Erdgas","Ja","Gasturbinen mit Abhitzekessel","Erdgas","Gasturbine",0.34210000000000002,"OPSD (2020)",5.2,4.9400000000000004,{"$f":"(1-VLOOKUP(S474,Start!$H$33:$I$40,2,FALSE)/100)*W474","v":4.2978000000000005},{"$f":"VLOOKUP(R474,Start!$C$9:$D$15,2,FALSE)+VLOOKUP(R474,Start!$C$23:$D$29,2,FALSE)","v":45.66},{"$f":"(Y474/T474)+Start!$D$19*(VLOOKUP(R474,Start!$M$33:$N$39,2,FALSE)/T474)+VLOOKUP(S474,Start!$C$33:$D$40,2,FALSE)","v":184.17626425021922}]
[null,null,"Ja","SEE940780197517","In Betrieb","Felix Schoeller GmbH & Co. KG","Felix Schoeller GmbH & Co.KG Osnabrück",49086,"Osnabrück","Burg Gretesch 45","Niedersachsen","1994-01-01","Erdgas","Erdgas, Erdölgas","Erdgas","Ja","Gasturbinen mit nachgeschalteter Dampfturbine","Erdgas","GuD",0.5,"eigene Annahme",15.2,14.468,{"$f":"(1-VLOOKUP(S475,Start!$H$33:$I$40,2,FALSE)/100)*W475","v":12.587160000000001},{"$f":"VLOOKUP(R475,Start!$C$9:$D$15,2,FALSE)+VLOOKUP(R475,Start!$C$23:$D$29,2,FALSE)","v":45.66},{"$f":"(Y475/T475)+Start!$D$19*(VLOOKUP(R475,Start!$M$33:$N$39,2,FALSE)/T475)+VLOOKUP(S475,Start!$C$33:$D$40,2,FALSE)","v":126.82919999999999}]
[null,null,"Ja","SEE940809994431","In Betrieb","Sasol Germany GmbH","GT1",25541,"Brunsbüttel","Fritz-Staiger-Straße 15","Schleswig-Holstein","1987-10-23","Erdgas","Erdgas, Erdölgas","Erdgas","Ja","Gasturbinen mit Abhitzekessel","Erdgas","GuD",0.38,"eigene Annahme",4.6520000000000001,4.4660000000000002,{"$f":"(1-VLOOKUP(S476,Start!$H$33:$I$40,2,FALSE)/100)*W476","v":3.8854200000000003},{"$f":"VLOOKUP(R476,Start!$C$9:$D$15,2,FALSE)+VLOOKUP(R476,Start!$C$23:$D$29,2,FALSE)","v":45.66},{"$f":"(Y476/T476)+Start!$D$19*(VLOOKUP(R476,Start!$M$33:$N$39,2,FALSE)/T476)+VLOOKUP(S476,Start!$C$33:$D$40,2,FALSE)","v":166.40684210526314}]
[null,null,"Ja","SEE940821413552","In Betrieb","K+S Minerals and Agriculture GmbH","Kraftwerk NE DT",36119,"Neuhof","Am Kaliwerk 6","Hessen","1979-07-02","Wärme","","Wärme","Ja","Gegendruckmaschine ohne Entnahme","Sonstige","Sonstige",0.35,"eigene Annahme",4.4770000000000003,4.4000000000000004,{"$f":"(1-VLOOKUP(S477,Start!$H$33:$I$40,2,FALSE)/100)*W477","v":3.74},{"$f":"VLOOKUP(R477,Start!$C$9:$D$15,2,FALSE)+VLOOKUP(R477,Start!$C$23:$D$29,2,FALSE)","v":86.87},{"$f":"(Y477/T477)+Start!$D$19*(VLOOKUP(R477,Start!$M$33:$N$39,2,FALSE)/T477)+VLOOKUP(S477,Start!$C$33:$D$40,2,FALSE)","v":300.92685714285716}]
[null,null,"Ja","SEE941053107073","In Betrieb","Cargill Deutschland GmbH","Stromerzeugung Barby",39249,"Barby","Monplaisirstraße 22","Sachsen-Anhalt","2013-05-09","Erdgas","Erdgas, Erdölgas","Erdgas","Ja","Gasturbinen mit Abhitzekessel","Erdgas","GuD",0.37840000000000001,"OPSD (2020)",17.951000000000001,17.78,{"$f":"(1-VLOOKUP(S478,Start!$H$33:$I$40,2,FALSE)/100)*W478","v":15.4686},{"$f":"VLOOKUP(R478,Start!$C$9:$D$15,2,FALSE)+VLOOKUP(R478,Start!$C$23:$D$29,2,FALSE)","v":45.66},{"$f":"(Y478/T478)+Start!$D$19*(VLOOKUP(R478,Start!$M$33:$N$39,2,FALSE)/T478)+VLOOKUP(S478,Start!$C$33:$D$40,2,FALSE)","v":167.10412262156444}]
[null,null,"Ja","SEE941055812814","In Betrieb","MAN Energy Solutions SE","SI-Gasmotor (12 V 32/40)",86153,"Augsburg","Stadtbachstraße 1","Bayern","2005-05-04","Erdgas","Erdgas, Erdölgas","Erdgas","Nein","Verbrennungsmotor","Erdgas","GuD",0.4,"eigene Annahme",5.35,5.2350000000000003,{"$f":"(1-VLOOKUP(S479,Start!$H$33:$I$40,2,FALSE)/100)*W479","v":4.5544500000000001},{"$f":"VLOOKUP(R479,Start!$C$9:$D$15,2,FALSE)+VLOOKUP(R479,Start!$C$23:$D$29,2,FALSE)","v":45.66},{"$f":"(Y479/T479)+Start!$D$19*(VLOOKUP(R479,Start!$M$33:$N$39,2,FALSE)/T479)+VLOOKUP(S479,Start!$C$33:$D$40,2,FALSE)","v":158.16149999999999}]
[null,null,"Ja","SEE941166182769","In Betrieb","Currenta GmbH & Co. OHG","LEV KWG G22",51373,"Leverkusen","Kaiser-Wilhelm-Allee 80","Nordrhein-Westfalen","1991-10-29","Steinkohle","Steinkohlen","Steinkohle","Ja","Gegendruckmaschine ohne Entnahme","Steinkohle","Steinkohle",0.33,"OPSD (2020)",13.4,12.670999999999999,{"$f":"(1-VLOOKUP(S480,Start!$H$33:$I$40,2,FALSE)/100)*W480","v":10.136800000000001},{"$f":"VLOOKUP(R480,Start!$C$9:$D$15,2,FALSE)+VLOOKUP(R480,Start!$C$23:$D$29,2,FALSE)","v":17.84},{"$f":"(Y480/T480)+Start!$D$19*(VLOOKUP(R480,Start!$M$33:$N$39,2,FALSE)/T480)+VLOOKUP(S480,Start!$C$33:$D$40,2,FALSE)","v":141.75515151515151}]
[null,null,"Ja","SEE941552924256","In Betrieb","Stadtwerke Kiel AG","Küstenkraftwerk K.I.E.L Motor 15",24149,"Kiel","Hasselfelde 30","Schleswig-Holstein","2018-08-10","Erdgas","Erdgas, Erdölgas","Erdgas","Ja","Verbrennungsmotor","Erdgas","GuD",0.40589999999999998,"OPSD (2020)",9.5709999999999997,9.4559999999999995,{"$f":"(1-VLOOKUP(S481,Start!$H$33:$I$40,2,FALSE)/100)*W481","v":8.2267200000000003},{"$f":"VLOOKUP(R481,Start!$C$9:$D$15,2,FALSE)+VLOOKUP(R481,Start!$C$23:$D$29,2,FALSE)","v":45.66},{"$f":"(Y481/T481)+Start!$D$19*(VLOOKUP(R481,Start!$M$33:$N$39,2,FALSE)/T481)+VLOOKUP(S481,Start!$C$33:$D$40,2,FALSE)","v":155.88433111603842}]
[null,null,"Ja","SEE941568392261","In Betrieb","AGR Abfallentsorgungs-Gesellschaft Ruhrgebiet mbH","RZR I Turbine2",45699,"Herten","Im Emscherbruch 11","Nordrhein-Westfalen","1981-01-01","nicht biogener Abfall","Abfall (Hausmüll, Siedl.abf.)","Abfall","Nein","Kondensationsmaschine mit Entnahme","Abfall","Abfall",0.33,"OPSD (2020)",14.9,14.88,{"$f":"(1-VLOOKUP(S482,Start!$H$33:$I$40,2,FALSE)/100)*W482","v":12.648},{"$f":"VLOOKUP(R482,Start!$C$9:$D$15,2,FALSE)+VLOOKUP(R482,Start!$C$23:$D$29,2,FALSE)","v":0},{"$f":"(Y482/T482)+Start!$D$19*(VLOOKUP(R482,Start!$M$33:$N$39,2,FALSE)/T482)+VLOOKUP(S482,Start!$C$33:$D$40,2,FALSE)","v":1}]
[null,null,"Ja","SEE941568476039","In Betrieb","AVG Abfallentsorgungs- und Verwertungsgesellschaft Köln mbH","Turbosatz 1",50735,"Köln","Geestemünder Str. 23","Nordrhein-Westfalen","1998-02-02","nicht biogener Abfall","Abfall (Hausmüll, Siedl.abf.)","Abfall","Ja","Kondensationsmaschine mit Entnahme","Abfall","Abfall",0.33,"OPSD (2020)",56,46,{"$f":"(1-VLOOKUP(S483,Start!$H$33:$I$40,2,FALSE)/100)*W483","v":39.1},{"$f":"VLOOKUP(R483,Start!$C$9:$D$15,2,FALSE)+VLOOKUP(R483,Start!$C$23:$D$29,2,FALSE)","v":0},{"$f":"(Y483/T483)+Start!$D$19*(VLOOKUP(R483,Start!$M$33:$N$39,2,FALSE)/T483)+VLOOKUP(S483,Start!$C$33:$D$40,2,FALSE)","v":1}]
[null,null,"Ja","SEE941844408532","In Betrieb","envia THERM GmbH","Großkayna GT2",6242,"Großkayna","Werkstraße 1","Sachsen-Anhalt","1994-01-17","Mineralölprodukte","Heizöl, leicht","Mineralölprodukte","Nein","Gasturbinen ohne Abhitzekessel","Öl","Öl",0.3644,"OPSD (2020)",45.625,45.625,{"$f":"(1-VLOOKUP(S484,Start!$H$33:$I$40,2,FALSE)/100)*W484","v":38.78125},{"$f":"VLOOKUP(R484,Start!$C$9:$D$15,2,FALSE)+VLOOKUP(R484,Start!$C$23:$D$29,2,FALSE)","v":87.17},{"$f":"(Y484/T484)+Start!$D$19*(VLOOKUP(R484,Start!$M$33:$N$39,2,FALSE)/T484)+VLOOKUP(S484,Start!$C$33:$D$40,2,FALSE)","v":305.22063666300767}]
[null,null,"Ja","SEE941850023651","In Betrieb","Südzucker AG","Dampfturbine III Südzucker Offstein",67283,"Obrigheim","Wormser Straße 11","Rheinland-Pfalz","1975-01-01","Wärme","Dampf (zum Beispiel Prozesswärme)","Wärme","Ja","Gegendruckmaschine ohne Entnahme","Sonstige","Sonstige",0.35,"eigene Annahme",3,2.5914000000000001,{"$f":"(1-VLOOKUP(S485,Start!$H$33:$I$40,2,FALSE)/100)*W485","v":2.20269},{"$f":"VLOOKUP(R485,Start!$C$9:$D$15,2,FALSE)+VLOOKUP(R485,Start!$C$23:$D$29,2,FALSE)","v":86.87},{"$f":"(Y485/T485)+Start!$D$19*(VLOOKUP(R485,Start!$M$33:$N$39,2,FALSE)/T485)+VLOOKUP(S485,Start!$C$33:$D$40,2,FALSE)","v":300.92685714285716}]
[null,null,"Ja","SEE941875842596","In Betrieb","Salzgitter Flachstahl GmbH","Ma 1",38239,"Salzgitter","Eisenhüttenstraße 99","Niedersachsen","1941-03-01","andere Gase","Hochofengas, Konvertergas","Sonstige Energieträger (nicht erneuerbar)","Nein","Kondensationsmaschine ohne Entnahme","Erdgas","GuD",0.4,"https://www.salzgitter-flachstahl.de/de/news/artikel-der-salzgitter-flachstahl-gmbh/2018-06-27/energie-der-zukunft.html",40,35,{"$f":"(1-VLOOKUP(S486,Start!$H$33:$I$40,2,FALSE)/100)*W486","v":30.45},{"$f":"VLOOKUP(R486,Start!$C$9:$D$15,2,FALSE)+VLOOKUP(R486,Start!$C$23:$D$29,2,FALSE)","v":45.66},{"$f":"(Y486/T486)+Start!$D$19*(VLOOKUP(R486,Start!$M$33:$N$39,2,FALSE)/T486)+VLOOKUP(S486,Start!$C$33:$D$40,2,FALSE)","v":158.16149999999999}]
[null,null,"Ja","SEE942008424429","In Betrieb","Henkel AG & Co. KGaA","F13ND4",40589,"Düsseldorf","Henkelstraße 67","Nordrhein-Westfalen","1988-01-01","Mineralölprodukte","Heizöl, leicht","Mineralölprodukte","Nein","Verbrennungsmotor","Öl","Öl",0.32779999999999998,"OPSD (2020)",1.5840000000000001,1.5,{"$f":"(1-VLOOKUP(S487,Start!$H$33:$I$40,2,FALSE)/100)*W487","v":1.2749999999999999},{"$f":"VLOOKUP(R487,Start!$C$9:$D$15,2,FALSE)+VLOOKUP(R487,Start!$C$23:$D$29,2,FALSE)","v":87.17},{"$f":"(Y487/T487)+Start!$D$19*(VLOOKUP(R487,Start!$M$33:$N$39,2,FALSE)/T487)+VLOOKUP(S487,Start!$C$33:$D$40,2,FALSE)","v":339.18791946308727}]
[null,null,"Ja","SEE942019110397","In Betrieb","N-ERGIE Kraftwerke GmbH","HKW Sandreuth (GT2)",90441,"Nürnberg","Sandreuthstraße 55a","Bayern","2005-05-03","Erdgas","Erdgas, Erdölgas","Erdgas","Ja","Gasturbinen mit nachgeschalteter Dampfturbine","Erdgas","GuD",0.5625,"OPSD (2020)",53.637,53,{"$f":"(1-VLOOKUP(S488,Start!$H$33:$I$40,2,FALSE)/100)*W488","v":46.11},{"$f":"VLOOKUP(R488,Start!$C$9:$D$15,2,FALSE)+VLOOKUP(R488,Start!$C$23:$D$29,2,FALSE)","v":45.66},{"$f":"(Y488/T488)+Start!$D$19*(VLOOKUP(R488,Start!$M$33:$N$39,2,FALSE)/T488)+VLOOKUP(S488,Start!$C$33:$D$40,2,FALSE)","v":112.90373333333334}]
[null,null,"Ja","SEE942051897355","In Betrieb","Flughafen München GmbH","BHKW 1 - AGG7",85356,"München-Flughafen","Nordallee 18","Bayern","1992-05-08","Mineralölprodukte","Heizöl, leicht","Mineralölprodukte","Ja","Verbrennungsmotor","Öl","Öl",0.37619999999999998,"OPSD (2020)",1.58,1.52,{"$f":"(1-VLOOKUP(S489,Start!$H$33:$I$40,2,FALSE)/100)*W489","v":1.292},{"$f":"VLOOKUP(R489,Start!$C$9:$D$15,2,FALSE)+VLOOKUP(R489,Start!$C$23:$D$29,2,FALSE)","v":87.17},{"$f":"(Y489/T489)+Start!$D$19*(VLOOKUP(R489,Start!$M$33:$N$39,2,FALSE)/T489)+VLOOKUP(S489,Start!$C$33:$D$40,2,FALSE)","v":295.67836257309943}]
[null,null,"Ja","SEE942226311273","In Betrieb","Stadtwerke Rostock Aktiengesellschaft","GuD-Block 2",18069,"Rostock","Schmarler Damm 5","Mecklenburg-Vorpommern","1996-08-15","Erdgas","Erdgas, Erdölgas","Erdgas","Ja","Gasturbinen mit nachgeschalteter Dampfturbine","Erdgas","GuD",0.52200000000000002,"OPSD (2020)",37,36,{"$f":"(1-VLOOKUP(S490,Start!$H$33:$I$40,2,FALSE)/100)*W490","v":31.32},{"$f":"VLOOKUP(R490,Start!$C$9:$D$15,2,FALSE)+VLOOKUP(R490,Start!$C$23:$D$29,2,FALSE)","v":45.66},{"$f":"(Y490/T490)+Start!$D$19*(VLOOKUP(R490,Start!$M$33:$N$39,2,FALSE)/T490)+VLOOKUP(S490,Start!$C$33:$D$40,2,FALSE)","v":121.5471264367816}]
[null,null,"Ja","SEE942234222677","In Betrieb","Jäckering Mühlen- und Nährmittelwerke GmbH","BHKW Hafen - Modul 5",59067,"Hamm","Speicherstraße 15","Nordrhein-Westfalen","2013-04-01","Erdgas","Erdgas, Erdölgas","Erdgas","Ja","Verbrennungsmotor","Erdgas","GuD",0.4,"eigene Annahme",2.19,2.173,{"$f":"(1-VLOOKUP(S491,Start!$H$33:$I$40,2,FALSE)/100)*W491","v":1.8905100000000001},{"$f":"VLOOKUP(R491,Start!$C$9:$D$15,2,FALSE)+VLOOKUP(R491,Start!$C$23:$D$29,2,FALSE)","v":45.66},{"$f":"(Y491/T491)+Start!$D$19*(VLOOKUP(R491,Start!$M$33:$N$39,2,FALSE)/T491)+VLOOKUP(S491,Start!$C$33:$D$40,2,FALSE)","v":158.16149999999999}]
[null,null,"Ja","SEE942253705168","In Betrieb","Technische Werke Ludwigshafen am Rhein","FHKW DT 2",67063,"Ludwigshafen","Industriestraße 3","Rheinland-Pfalz","1989-02-24","Wärme","Dampf (zum Beispiel Prozesswärme)","Abfall","Ja","Gegendruckmaschine mit Entnahme","Abfall","Abfall",0.33,"OPSD (2020)",13.2,12.07,{"$f":"(1-VLOOKUP(S492,Start!$H$33:$I$40,2,FALSE)/100)*W492","v":10.259499999999999},{"$f":"VLOOKUP(R492,Start!$C$9:$D$15,2,FALSE)+VLOOKUP(R492,Start!$C$23:$D$29,2,FALSE)","v":0},{"$f":"(Y492/T492)+Start!$D$19*(VLOOKUP(R492,Start!$M$33:$N$39,2,FALSE)/T492)+VLOOKUP(S492,Start!$C$33:$D$40,2,FALSE)","v":1}]
[null,null,"Ja","SEE942366584926","In Betrieb","SWM Services GmbH","SWM HKW Nord 1 T10",85774,"Unterföhring","Münchner Straße 22","Bayern","1991-08-29","nicht biogener Abfall","Abfall (Hausmüll, Siedl.abf.)","Abfall","Ja","Gegendruckmaschine ohne Entnahme","Abfall","Abfall",0.33,"OPSD (2020)",22.05,18,{"$f":"(1-VLOOKUP(S493,Start!$H$33:$I$40,2,FALSE)/100)*W493","v":15.299999999999999},{"$f":"VLOOKUP(R493,Start!$C$9:$D$15,2,FALSE)+VLOOKUP(R493,Start!$C$23:$D$29,2,FALSE)","v":0},{"$f":"(Y493/T493)+Start!$D$19*(VLOOKUP(R493,Start!$M$33:$N$39,2,FALSE)/T493)+VLOOKUP(S493,Start!$C$33:$D$40,2,FALSE)","v":1}]
[null,null,"Ja","SEE942581404276","In Betrieb","J. M. Voith SE & Co. KG","HDH_004_Industrieheizkraftwerk-Heidenheim_GM2",89522,"Heidenheim","Alexanderstraße 8","Baden-Württemberg","2014-01-01","Erdgas","Erdgas, Erdölgas","Erdgas","Ja","Verbrennungsmotor","Erdgas","GuD",0.40039999999999998,"OPSD (2020)",4.4009999999999998,4.2249999999999996,{"$f":"(1-VLOOKUP(S494,Start!$H$33:$I$40,2,FALSE)/100)*W494","v":3.6757499999999999},{"$f":"VLOOKUP(R494,Start!$C$9:$D$15,2,FALSE)+VLOOKUP(R494,Start!$C$23:$D$29,2,FALSE)","v":45.66},{"$f":"(Y494/T494)+Start!$D$19*(VLOOKUP(R494,Start!$M$33:$N$39,2,FALSE)/T494)+VLOOKUP(S494,Start!$C$33:$D$40,2,FALSE)","v":158.00499500499501}]
[null,null,"Ja","SEE942777699660","In Betrieb","EBS Kraftwerk GmbH","EBKW Knapsack",50354,"Hürth","Industriestraße 300","Nordrhein-Westfalen","2009-01-01","nicht biogener Abfall","Industrieabfall","Abfall","Nein","Kondensationsmaschine ohne Entnahme","Abfall","Abfall",0.33,"OPSD (2020)",33.42,29.9,{"$f":"(1-VLOOKUP(S495,Start!$H$33:$I$40,2,FALSE)/100)*W495","v":25.414999999999999},{"$f":"VLOOKUP(R495,Start!$C$9:$D$15,2,FALSE)+VLOOKUP(R495,Start!$C$23:$D$29,2,FALSE)","v":0},{"$f":"(Y495/T495)+Start!$D$19*(VLOOKUP(R495,Start!$M$33:$N$39,2,FALSE)/T495)+VLOOKUP(S495,Start!$C$33:$D$40,2,FALSE)","v":1}]
[null,null,"Ja","SEE942803645654","In Betrieb","WMF GmbH","Dampfturbine BBC",73312,"Geislingen","WMF Platz 1","Baden-Württemberg","1956-01-01","Wärme","Dampf (zum Beispiel Prozesswärme)","Wärme","Ja","Kondensationsmaschine mit Entnahme","Sonstige","Sonstige",0.33,"eigene Annahme",2.5,2.4430000000000001,{"$f":"(1-VLOOKUP(S496,Start!$H$33:$I$40,2,FALSE)/100)*W496","v":2.0765500000000001},{"$f":"VLOOKUP(R496,Start!$C$9:$D$15,2,FALSE)+VLOOKUP(R496,Start!$C$23:$D$29,2,FALSE)","v":86.87},{"$f":"(Y496/T496)+Start!$D$19*(VLOOKUP(R496,Start!$M$33:$N$39,2,FALSE)/T496)+VLOOKUP(S496,Start!$C$33:$D$40,2,FALSE)","v":319.10424242424244}]
[null,null,"Ja","SEE942845579245","In Betrieb","Stadtwerke Bochum Holding GmbH","KWK Hiltrop",44805,"Bochum","In der Grume 5","Nordrhein-Westfalen","1975-08-20","Erdgas","Erdgas, Erdölgas","Erdgas","Ja","Gasturbinen mit nachgeschalteter Dampfturbine","Erdgas","GuD",0.39929999999999999,"OPSD (2020)",45,43.411999999999999,{"$f":"(1-VLOOKUP(S497,Start!$H$33:$I$40,2,FALSE)/100)*W497","v":37.768439999999998},{"$f":"VLOOKUP(R497,Start!$C$9:$D$15,2,FALSE)+VLOOKUP(R497,Start!$C$23:$D$29,2,FALSE)","v":45.66},{"$f":"(Y497/T497)+Start!$D$19*(VLOOKUP(R497,Start!$M$33:$N$39,2,FALSE)/T497)+VLOOKUP(S497,Start!$C$33:$D$40,2,FALSE)","v":158.43613824192335}]
[null,null,"Ja","SEE942954514045","In Betrieb","Merck KGaA","DA_BHKW_01",64293,"Darmstadt","Frankfurter Straße 250","Hessen","2014-07-11","Erdgas","Erdgas, Erdölgas","Erdgas","Ja","Verbrennungsmotor","Erdgas","GuD",0.4,"eigene Annahme",3.12,3.04,{"$f":"(1-VLOOKUP(S498,Start!$H$33:$I$40,2,FALSE)/100)*W498","v":2.6448},{"$f":"VLOOKUP(R498,Start!$C$9:$D$15,2,FALSE)+VLOOKUP(R498,Start!$C$23:$D$29,2,FALSE)","v":45.66},{"$f":"(Y498/T498)+Start!$D$19*(VLOOKUP(R498,Start!$M$33:$N$39,2,FALSE)/T498)+VLOOKUP(S498,Start!$C$33:$D$40,2,FALSE)","v":158.16149999999999}]
[null,null,"Ja","SEE942956157011","In Betrieb","AVG Abfallentsorgungs- und Verwertungsgesellschaft Köln mbH","Turbosatz 2",50735,"Köln","Geestemünder Str. 23","Nordrhein-Westfalen","2017-05-30","nicht biogener Abfall","","Abfall","Nein","Kondensationsmaschine ohne Entnahme","Abfall","Abfall",0.33,"OPSD (2020)",31.76,18,{"$f":"(1-VLOOKUP(S499,Start!$H$33:$I$40,2,FALSE)/100)*W499","v":15.299999999999999},{"$f":"VLOOKUP(R499,Start!$C$9:$D$15,2,FALSE)+VLOOKUP(R499,Start!$C$23:$D$29,2,FALSE)","v":0},{"$f":"(Y499/T499)+Start!$D$19*(VLOOKUP(R499,Start!$M$33:$N$39,2,FALSE)/T499)+VLOOKUP(S499,Start!$C$33:$D$40,2,FALSE)","v":1}]
[null,null,"Ja","SEE942982288260","In Betrieb","Mark-E Aktiengesellschaft","Cuno Heizkraftwerk Herdecke H6",58313,"Herdecke","Wetterstraße 111","Nordrhein-Westfalen","2007-10-01","Erdgas","Erdgas, Erdölgas","Erdgas","Nein","Gasturbinen mit nachgeschalteter Dampfturbine","Erdgas","GuD",0.59,"OPSD (2020)",432,417,{"$f":"(1-VLOOKUP(S500,Start!$H$33:$I$40,2,FALSE)/100)*W500","v":362.79},{"$f":"VLOOKUP(R500,Start!$C$9:$D$15,2,FALSE)+VLOOKUP(R500,Start!$C$23:$D$29,2,FALSE)","v":45.66},{"$f":"(Y500/T500)+Start!$D$19*(VLOOKUP(R500,Start!$M$33:$N$39,2,FALSE)/T500)+VLOOKUP(S500,Start!$C$33:$D$40,2,FALSE)","v":107.71118644067796}]
[null,null,"Ja","SEE943007353727","In Betrieb","Airbus Operations","BHKW 1 Hamburg",21129,"Hamburg","Kreetslag 10","Hamburg","2016-07-11","Erdgas","Erdgas, Erdölgas","Erdgas","Ja","Verbrennungsmotor","Erdgas","GuD",0.4,"eigene Annahme",1.9990000000000001,1.97,{"$f":"(1-VLOOKUP(S501,Start!$H$33:$I$40,2,FALSE)/100)*W501","v":1.7139},{"$f":"VLOOKUP(R501,Start!$C$9:$D$15,2,FALSE)+VLOOKUP(R501,Start!$C$23:$D$29,2,FALSE)","v":45.66},{"$f":"(Y501/T501)+Start!$D$19*(VLOOKUP(R501,Start!$M$33:$N$39,2,FALSE)/T501)+VLOOKUP(S501,Start!$C$33:$D$40,2,FALSE)","v":158.16149999999999}]
[null,null,"Ja","SEE943109996648","In Betrieb","BMW AG","BMW Landshut KWK 4",84030,"Landshut","Neidenburger Straße 13","Bayern","2018-07-08","Erdgas","Erdgas, Erdölgas","Erdgas","Ja","Verbrennungsmotor","Erdgas","GuD",0.4,"eigene Annahme",4.5,4.3,{"$f":"(1-VLOOKUP(S502,Start!$H$33:$I$40,2,FALSE)/100)*W502","v":3.7409999999999997},{"$f":"VLOOKUP(R502,Start!$C$9:$D$15,2,FALSE)+VLOOKUP(R502,Start!$C$23:$D$29,2,FALSE)","v":45.66},{"$f":"(Y502/T502)+Start!$D$19*(VLOOKUP(R502,Start!$M$33:$N$39,2,FALSE)/T502)+VLOOKUP(S502,Start!$C$33:$D$40,2,FALSE)","v":158.16149999999999}]
[null,null,"Ja","SEE943210695102","In Betrieb","Volkswagen AG","DT30 GuD Süd Wolfsburg",38440,"Wolfsburg","Berliner Ring 2","Niedersachsen","2021-12-27","Wärme","Dampf (zum Beispiel Prozesswärme)","Wärme","Ja","Gegendruckmaschine mit Entnahme","Sonstige","Sonstige",0.4,"eigene Annahme",37,36.200000000000003,{"$f":"(1-VLOOKUP(S503,Start!$H$33:$I$40,2,FALSE)/100)*W503","v":30.770000000000003},{"$f":"VLOOKUP(R503,Start!$C$9:$D$15,2,FALSE)+VLOOKUP(R503,Start!$C$23:$D$29,2,FALSE)","v":86.87},{"$f":"(Y503/T503)+Start!$D$19*(VLOOKUP(R503,Start!$M$33:$N$39,2,FALSE)/T503)+VLOOKUP(S503,Start!$C$33:$D$40,2,FALSE)","v":263.43599999999998}]
[null,null,"Ja","SEE943297204990","In Betrieb","Stadtwerke Saarbrücken GmbH","ZF-SBR-GuD-Heizkraftwerk",66117,"Saarbrücken","Untertürkheimer Straße ","Saarland","2012-03-29","Erdgas","Erdgas, Erdölgas","Erdgas","Ja","Gasturbinen mit nachgeschalteter Dampfturbine","Erdgas","GuD",0.3982,"OPSD (2020)",39.029199999999996,38.610199999999999,{"$f":"(1-VLOOKUP(S504,Start!$H$33:$I$40,2,FALSE)/100)*W504","v":33.590873999999999},{"$f":"VLOOKUP(R504,Start!$C$9:$D$15,2,FALSE)+VLOOKUP(R504,Start!$C$23:$D$29,2,FALSE)","v":45.66},{"$f":"(Y504/T504)+Start!$D$19*(VLOOKUP(R504,Start!$M$33:$N$39,2,FALSE)/T504)+VLOOKUP(S504,Start!$C$33:$D$40,2,FALSE)","v":158.86966348568558}]
[null,null,"Ja","SEE943309807898","In Betrieb","BASF SE","GuD Süd DT",67063,"Ludwigshafen","Carl-Bosch-Straße 38","Rheinland-Pfalz","1997-07-14","Wärme","Dampf (zum Beispiel Prozesswärme)","Erdgas","Ja","Gasturbinen mit nachgeschalteter Dampfturbine","Erdgas","GuD",0.52649999999999997,"OPSD (2020)",72,71.5,{"$f":"(1-VLOOKUP(S505,Start!$H$33:$I$40,2,FALSE)/100)*W505","v":62.204999999999998},{"$f":"VLOOKUP(R505,Start!$C$9:$D$15,2,FALSE)+VLOOKUP(R505,Start!$C$23:$D$29,2,FALSE)","v":45.66},{"$f":"(Y505/T505)+Start!$D$19*(VLOOKUP(R505,Start!$M$33:$N$39,2,FALSE)/T505)+VLOOKUP(S505,Start!$C$33:$D$40,2,FALSE)","v":120.52108262108263}]
[null,null,"Ja","SEE943427876363","In Betrieb","EnBW Energie Baden-Württemberg AG","Kraftwerk Rostock Block A",18147,"Rostock","Am Kühlturm 1","Mecklenburg-Vorpommern","1994-10-01","Steinkohle","Steinkohlen","Steinkohle","Ja","Kondensationsmaschine mit Entnahme","Steinkohle","Steinkohle",0.432,"OPSD (2020)",553,514,{"$f":"(1-VLOOKUP(S506,Start!$H$33:$I$40,2,FALSE)/100)*W506","v":411.20000000000005},{"$f":"VLOOKUP(R506,Start!$C$9:$D$15,2,FALSE)+VLOOKUP(R506,Start!$C$23:$D$29,2,FALSE)","v":17.84},{"$f":"(Y506/T506)+Start!$D$19*(VLOOKUP(R506,Start!$M$33:$N$39,2,FALSE)/T506)+VLOOKUP(S506,Start!$C$33:$D$40,2,FALSE)","v":108.59212962962964}]
[null,null,"Ja","SEE943548208159","In Betrieb","AVA Abfallverwertung Augsburg Kommunalunternehmen","AHKW ND Turbine",86167,"Augsburg","Am Mittleren Moos 60","Bayern","1994-09-16","nicht biogener Abfall","Abfall (Hausmüll, Siedl.abf.)","Abfall","Ja","Sonstige","Abfall","Abfall",0.33,"OPSD (2020)",9.4770000000000003,6.72,{"$f":"(1-VLOOKUP(S507,Start!$H$33:$I$40,2,FALSE)/100)*W507","v":5.7119999999999997},{"$f":"VLOOKUP(R507,Start!$C$9:$D$15,2,FALSE)+VLOOKUP(R507,Start!$C$23:$D$29,2,FALSE)","v":0},{"$f":"(Y507/T507)+Start!$D$19*(VLOOKUP(R507,Start!$M$33:$N$39,2,FALSE)/T507)+VLOOKUP(S507,Start!$C$33:$D$40,2,FALSE)","v":1}]
[null,null,"Ja","SEE943668244310","In Betrieb","Flughafen München GmbH","BHKW 1 - AGG4",85356,"München-Flughafen","Nordallee 18","Bayern","1992-05-08","Mineralölprodukte","Heizöl, leicht","Mineralölprodukte","Ja","Verbrennungsmotor","Öl","Öl",0.37619999999999998,"OPSD (2020)",1.58,1.52,{"$f":"(1-VLOOKUP(S508,Start!$H$33:$I$40,2,FALSE)/100)*W508","v":1.292},{"$f":"VLOOKUP(R508,Start!$C$9:$D$15,2,FALSE)+VLOOKUP(R508,Start!$C$23:$D$29,2,FALSE)","v":87.17},{"$f":"(Y508/T508)+Start!$D$19*(VLOOKUP(R508,Start!$M$33:$N$39,2,FALSE)/T508)+VLOOKUP(S508,Start!$C$33:$D$40,2,FALSE)","v":295.67836257309943}]
[null,null,"Ja","SEE943682372433","In Betrieb","Nordzucker, Werk Klein Wanzleben","Gasturbine 2",39164,"Wanzleben-Börde","Magdeburger Landstraße 1","Sachsen-Anhalt","2007-08-27","Erdgas","Erdgas, Erdölgas","Erdgas","Ja","Gasturbinen mit Abhitzekessel","Erdgas","GuD",0.37840000000000001,"OPSD (2020)",5.67,5.63,{"$f":"(1-VLOOKUP(S509,Start!$H$33:$I$40,2,FALSE)/100)*W509","v":4.8980999999999995},{"$f":"VLOOKUP(R509,Start!$C$9:$D$15,2,FALSE)+VLOOKUP(R509,Start!$C$23:$D$29,2,FALSE)","v":45.66},{"$f":"(Y509/T509)+Start!$D$19*(VLOOKUP(R509,Start!$M$33:$N$39,2,FALSE)/T509)+VLOOKUP(S509,Start!$C$33:$D$40,2,FALSE)","v":167.10412262156444}]
[null,null,"Ja","SEE943750140889","In Betrieb","PCK Raffinerie GmbH","4MKA",16303,"Schwedt","Passower Chaussee 111","Brandenburg","2011-09-04","Mineralölprodukte","Andere Mineralölprodukte","Mineralölprodukte","Ja","Kondensationsmaschine ohne Entnahme","Öl","Öl",0.39710000000000001,"OPSD (2020)",63,59,{"$f":"(1-VLOOKUP(S510,Start!$H$33:$I$40,2,FALSE)/100)*W510","v":50.15},{"$f":"VLOOKUP(R510,Start!$C$9:$D$15,2,FALSE)+VLOOKUP(R510,Start!$C$23:$D$29,2,FALSE)","v":87.17},{"$f":"(Y510/T510)+Start!$D$19*(VLOOKUP(R510,Start!$M$33:$N$39,2,FALSE)/T510)+VLOOKUP(S510,Start!$C$33:$D$40,2,FALSE)","v":280.1689750692521}]
[null,null,"Ja","SEE943764365964","In Betrieb","Iqony Gasmotoren Fenne 3 GmbH","Gasmotor 6 Mod.",66333,"Völklingen","Saarbrücker Straße 135-137","Saarland","2021-11-05","Erdgas","Erdgas, Erdölgas","Erdgas","Ja","Verbrennungsmotor","Erdgas","GuD",0.45,"https://www.steag.com/de/leistungen/konventionelle-energieerzeugung",3.3519999999999999,3.3340000000000001,{"$f":"(1-VLOOKUP(S511,Start!$H$33:$I$40,2,FALSE)/100)*W511","v":2.9005800000000002},{"$f":"VLOOKUP(R511,Start!$C$9:$D$15,2,FALSE)+VLOOKUP(R511,Start!$C$23:$D$29,2,FALSE)","v":45.66},{"$f":"(Y511/T511)+Start!$D$19*(VLOOKUP(R511,Start!$M$33:$N$39,2,FALSE)/T511)+VLOOKUP(S511,Start!$C$33:$D$40,2,FALSE)","v":140.75466666666665}]
[null,null,"Ja","SEE943766131437","In Betrieb","GKS-Gemeinschaftskraftwerk Schweinfurt GmbH","Turbine 1",97424,"Schweinfurt","Hafenstraße 30","Bayern","1990-06-01","Steinkohle","Steinkohlen","Steinkohle","Ja","Kondensationsmaschine mit Entnahme","Steinkohle","Steinkohle",0.33,"OPSD (2020)",16.8,14.2,{"$f":"(1-VLOOKUP(S512,Start!$H$33:$I$40,2,FALSE)/100)*W512","v":11.36},{"$f":"VLOOKUP(R512,Start!$C$9:$D$15,2,FALSE)+VLOOKUP(R512,Start!$C$23:$D$29,2,FALSE)","v":17.84},{"$f":"(Y512/T512)+Start!$D$19*(VLOOKUP(R512,Start!$M$33:$N$39,2,FALSE)/T512)+VLOOKUP(S512,Start!$C$33:$D$40,2,FALSE)","v":141.75515151515151}]
[null,null,"Ja","SEE943841929270","In Betrieb","AVA Abfallverwertung Augsburg Kommunalunternehmen","AHKW HD Turbine",86167,"Augsburg","Am Mittleren Moos 60","Bayern","1994-09-16","nicht biogener Abfall","Abfall (Hausmüll, Siedl.abf.)","Abfall","Ja","Sonstige","Abfall","Abfall",0.33,"OPSD (2020)",8.2200000000000006,7.97,{"$f":"(1-VLOOKUP(S513,Start!$H$33:$I$40,2,FALSE)/100)*W513","v":6.7744999999999997},{"$f":"VLOOKUP(R513,Start!$C$9:$D$15,2,FALSE)+VLOOKUP(R513,Start!$C$23:$D$29,2,FALSE)","v":0},{"$f":"(Y513/T513)+Start!$D$19*(VLOOKUP(R513,Start!$M$33:$N$39,2,FALSE)/T513)+VLOOKUP(S513,Start!$C$33:$D$40,2,FALSE)","v":1}]
[null,null,"Ja","SEE944044057432","In Betrieb","eins energie in sachsen GmbH & Co. KG","Motor-Heizkraftwerk Chemnitz-Nord, Motor 1",9114,"Chemnitz","Blankenburgstraße 2","Sachsen","2023-07-06","Erdgas","Erdgas, Erdölgas","Erdgas","Ja","Verbrennungsmotor","Erdgas","GuD",0.63,"Annahme basierend auf DIW (2014)",12.68,12.535,{"$f":"(1-VLOOKUP(S514,Start!$H$33:$I$40,2,FALSE)/100)*W514","v":10.90545},{"$f":"VLOOKUP(R514,Start!$C$9:$D$15,2,FALSE)+VLOOKUP(R514,Start!$C$23:$D$29,2,FALSE)","v":45.66},{"$f":"(Y514/T514)+Start!$D$19*(VLOOKUP(R514,Start!$M$33:$N$39,2,FALSE)/T514)+VLOOKUP(S514,Start!$C$33:$D$40,2,FALSE)","v":100.96761904761904}]
[null,null,"Ja","SEE944095305490","In Betrieb","Stadtwerke Würzburg AG","Heizkraftwerk an der Friedensbrücke GasturbineII",97080,"Würzburg","Veitshöchheimer Straße 1","Bayern","2009-02-13","Erdgas","Erdgas, Erdölgas","Erdgas","Ja","Gasturbinen mit Abhitzekessel","Erdgas","GuD",0.5,"OPSD (2020)",30.5,30,{"$f":"(1-VLOOKUP(S515,Start!$H$33:$I$40,2,FALSE)/100)*W515","v":26.1},{"$f":"VLOOKUP(R515,Start!$C$9:$D$15,2,FALSE)+VLOOKUP(R515,Start!$C$23:$D$29,2,FALSE)","v":45.66},{"$f":"(Y515/T515)+Start!$D$19*(VLOOKUP(R515,Start!$M$33:$N$39,2,FALSE)/T515)+VLOOKUP(S515,Start!$C$33:$D$40,2,FALSE)","v":126.82919999999999}]
[null,null,"Ja","SEE944111876263","In Betrieb","Progroup Power 1 GmbH","PPO1 - Eisenhüttenstadt",15890,"Eisenhüttenstadt","Oderlandstraße 109","Brandenburg","2009-10-19","nicht biogener Abfall","Industrieabfall","Abfall","Ja","Sonstige","Abfall","Abfall",0.33,"OPSD (2020)",32,32,{"$f":"(1-VLOOKUP(S516,Start!$H$33:$I$40,2,FALSE)/100)*W516","v":27.2},{"$f":"VLOOKUP(R516,Start!$C$9:$D$15,2,FALSE)+VLOOKUP(R516,Start!$C$23:$D$29,2,FALSE)","v":0},{"$f":"(Y516/T516)+Start!$D$19*(VLOOKUP(R516,Start!$M$33:$N$39,2,FALSE)/T516)+VLOOKUP(S516,Start!$C$33:$D$40,2,FALSE)","v":1}]
[null,null,"Ja","SEE944122961347","In Betrieb","BASF SE","GuD Süd GT1",67063,"Ludwigshafen","Carl-Bosch-Straße 38","Rheinland-Pfalz","1997-07-14","Erdgas","Erdgas, Erdölgas","Erdgas","Ja","Gasturbinen mit nachgeschalteter Dampfturbine","Erdgas","GuD",0.52649999999999997,"OPSD (2020)",175,173,{"$f":"(1-VLOOKUP(S517,Start!$H$33:$I$40,2,FALSE)/100)*W517","v":150.51},{"$f":"VLOOKUP(R517,Start!$C$9:$D$15,2,FALSE)+VLOOKUP(R517,Start!$C$23:$D$29,2,FALSE)","v":45.66},{"$f":"(Y517/T517)+Start!$D$19*(VLOOKUP(R517,Start!$M$33:$N$39,2,FALSE)/T517)+VLOOKUP(S517,Start!$C$33:$D$40,2,FALSE)","v":120.52108262108263}]
[null,null,"Ja","SEE944148486770","In Betrieb","ORION Engineered Carbons GmbH","Generator 4",50997,"Köln","Harry-Kloepfer-Str. 1","Nordrhein-Westfalen","2017-12-21","andere Gase","Andere Gase","Sonstige Energieträger (nicht erneuerbar)","Ja","Kondensationsmaschine mit Entnahme","Erdgas","GuD",0.63,"Annahme basierend auf DIW (2014)",22.77,22,{"$f":"(1-VLOOKUP(S518,Start!$H$33:$I$40,2,FALSE)/100)*W518","v":19.14},{"$f":"VLOOKUP(R518,Start!$C$9:$D$15,2,FALSE)+VLOOKUP(R518,Start!$C$23:$D$29,2,FALSE)","v":45.66},{"$f":"(Y518/T518)+Start!$D$19*(VLOOKUP(R518,Start!$M$33:$N$39,2,FALSE)/T518)+VLOOKUP(S518,Start!$C$33:$D$40,2,FALSE)","v":100.96761904761904}]
[null,null,"Ja","SEE944335479066","In Betrieb","Südzucker AG","Dampfturbine II Südzucker Plattling",94447,"Plattling","Dr.-Ludwig-Kayser-Straße 1","Bayern","1962-07-09","Wärme","Dampf (zum Beispiel Prozesswärme)","Wärme","Ja","Gegendruckmaschine ohne Entnahme","Sonstige","Sonstige",0.33,"eigene Annahme",7.1,6.7895000000000003,{"$f":"(1-VLOOKUP(S519,Start!$H$33:$I$40,2,FALSE)/100)*W519","v":5.7710749999999997},{"$f":"VLOOKUP(R519,Start!$C$9:$D$15,2,FALSE)+VLOOKUP(R519,Start!$C$23:$D$29,2,FALSE)","v":86.87},{"$f":"(Y519/T519)+Start!$D$19*(VLOOKUP(R519,Start!$M$33:$N$39,2,FALSE)/T519)+VLOOKUP(S519,Start!$C$33:$D$40,2,FALSE)","v":319.10424242424244}]
[null,null,"Ja","SEE944429192826","In Betrieb","Zweckverband Abfallverwertung Südostbayern","SEE944429192826 (MHKW Burgkirchen (Müllverbrennung))",84508,"Burgkirchen","Bruck 110","Bayern","1994-01-28","nicht biogener Abfall","Abfall (Hausmüll, Siedl.abf.)","Abfall","Nein","Kondensationsmaschine mit Entnahme","Abfall","Abfall",0.33,"OPSD (2020)",16.600000000000001,12.8,{"$f":"(1-VLOOKUP(S520,Start!$H$33:$I$40,2,FALSE)/100)*W520","v":10.88},{"$f":"VLOOKUP(R520,Start!$C$9:$D$15,2,FALSE)+VLOOKUP(R520,Start!$C$23:$D$29,2,FALSE)","v":0},{"$f":"(Y520/T520)+Start!$D$19*(VLOOKUP(R520,Start!$M$33:$N$39,2,FALSE)/T520)+VLOOKUP(S520,Start!$C$33:$D$40,2,FALSE)","v":1}]
[null,null,"Ja","SEE944523267864","In Betrieb","BTB Blockheizkraftwerks-, Träger- und Betreibergesellschaft","NEZ Adlershof Modul 1",12489,"Berlin","Albert-Einstein-Straße 22","Berlin","2010-12-08","Erdgas","Erdgas, Erdölgas","Erdgas","Ja","Verbrennungsmotor","Erdgas","GuD",0.58499999999999996,"Annahme basierend auf DIW (2014)",2,1.97,{"$f":"(1-VLOOKUP(S521,Start!$H$33:$I$40,2,FALSE)/100)*W521","v":1.7139},{"$f":"VLOOKUP(R521,Start!$C$9:$D$15,2,FALSE)+VLOOKUP(R521,Start!$C$23:$D$29,2,FALSE)","v":45.66},{"$f":"(Y521/T521)+Start!$D$19*(VLOOKUP(R521,Start!$M$33:$N$39,2,FALSE)/T521)+VLOOKUP(S521,Start!$C$33:$D$40,2,FALSE)","v":108.61897435897436}]
[null,null,"Ja","SEE945038569870","In Betrieb","Sappi Ehingen GmbH","Turbinengenerator4-SiemensT5471",89584,"Ehingen","Biberacher Straße 73","Baden-Württemberg","1977-07-01","Erdgas","Erdgas, Erdölgas","Erdgas","Ja","Gegendruckmaschine ohne Entnahme","Erdgas","GuD",0.35970000000000002,"OPSD (2020)",4.7249999999999996,3.4,{"$f":"(1-VLOOKUP(S522,Start!$H$33:$I$40,2,FALSE)/100)*W522","v":2.9579999999999997},{"$f":"VLOOKUP(R522,Start!$C$9:$D$15,2,FALSE)+VLOOKUP(R522,Start!$C$23:$D$29,2,FALSE)","v":45.66},{"$f":"(Y522/T522)+Start!$D$19*(VLOOKUP(R522,Start!$M$33:$N$39,2,FALSE)/T522)+VLOOKUP(S522,Start!$C$33:$D$40,2,FALSE)","v":175.71351125938281}]
[null,null,"Ja","SEE945071514516","In Betrieb","Pfeifer & Langen GmbH ＆ Co. KG","Appeldorn Generator 2",47546,"Kalkar","Reeser Straße 280 - 300","Nordrhein-Westfalen","1979-08-30","Erdgas","Erdgas, Erdölgas","Erdgas","Ja","Gegendruckmaschine ohne Entnahme","Erdgas","GuD",0.38719999999999999,"OPSD (2020)",6.12,5.718,{"$f":"(1-VLOOKUP(S523,Start!$H$33:$I$40,2,FALSE)/100)*W523","v":4.9746600000000001},{"$f":"VLOOKUP(R523,Start!$C$9:$D$15,2,FALSE)+VLOOKUP(R523,Start!$C$23:$D$29,2,FALSE)","v":45.66},{"$f":"(Y523/T523)+Start!$D$19*(VLOOKUP(R523,Start!$M$33:$N$39,2,FALSE)/T523)+VLOOKUP(S523,Start!$C$33:$D$40,2,FALSE)","v":163.34039256198346}]
[null,null,"Ja","SEE945093389369","In Betrieb","Evonik Operations GmbH","Kraftwerk IV, GT 421",45772,"Marl","Paul-Baumann-Straße 1","Nordrhein-Westfalen","2016-02-13","Erdgas","Erdgas, Erdölgas","Erdgas","Ja","Gasturbinen mit nachgeschalteter Dampfturbine","Erdgas","GuD",0.40260000000000001,"OPSD (2020)",47.99,47,{"$f":"(1-VLOOKUP(S524,Start!$H$33:$I$40,2,FALSE)/100)*W524","v":40.89},{"$f":"VLOOKUP(R524,Start!$C$9:$D$15,2,FALSE)+VLOOKUP(R524,Start!$C$23:$D$29,2,FALSE)","v":45.66},{"$f":"(Y524/T524)+Start!$D$19*(VLOOKUP(R524,Start!$M$33:$N$39,2,FALSE)/T524)+VLOOKUP(S524,Start!$C$33:$D$40,2,FALSE)","v":157.14977645305513}]
[null,null,"Ja","SEE945150729886","In Betrieb","AGR Abfallentsorgungs-Gesellschaft Ruhrgebiet mbH","RZR I Turbine1",45699,"Herten","Im Emscherbruch 11","Nordrhein-Westfalen","1981-01-01","nicht biogener Abfall","Abfall (Hausmüll, Siedl.abf.)","Abfall","Nein","Kondensationsmaschine mit Entnahme","Abfall","Abfall",0.33,"OPSD (2020)",14.9,14.88,{"$f":"(1-VLOOKUP(S525,Start!$H$33:$I$40,2,FALSE)/100)*W525","v":12.648},{"$f":"VLOOKUP(R525,Start!$C$9:$D$15,2,FALSE)+VLOOKUP(R525,Start!$C$23:$D$29,2,FALSE)","v":0},{"$f":"(Y525/T525)+Start!$D$19*(VLOOKUP(R525,Start!$M$33:$N$39,2,FALSE)/T525)+VLOOKUP(S525,Start!$C$33:$D$40,2,FALSE)","v":1}]
[null,null,"Ja","SEE945217244789","In Betrieb","SWM Services GmbH","SWM HKW Freimann GT11",80807,"München","Frankfurter Ring 181","Bayern","2021-01-01","Erdgas","Erdgas, Erdölgas","Erdgas","Ja","Gasturbinen mit Abhitzekessel","Erdgas","GuD",0.4,"eigene Annahme",53.151000000000003,52.451000000000001,{"$f":"(1-VLOOKUP(S526,Start!$H$33:$I$40,2,FALSE)/100)*W526","v":45.632370000000002},{"$f":"VLOOKUP(R526,Start!$C$9:$D$15,2,FALSE)+VLOOKUP(R526,Start!$C$23:$D$29,2,FALSE)","v":45.66},{"$f":"(Y526/T526)+Start!$D$19*(VLOOKUP(R526,Start!$M$33:$N$39,2,FALSE)/T526)+VLOOKUP(S526,Start!$C$33:$D$40,2,FALSE)","v":158.16149999999999}]
[null,null,"Ja","SEE945332437417","In Betrieb","Flughafen München GmbH","BHKW 1 - AGG2",85356,"München-Flughafen","Nordallee 18","Bayern","1992-05-08","Mineralölprodukte","Heizöl, leicht","Mineralölprodukte","Ja","Verbrennungsmotor","Öl","Öl",0.37619999999999998,"OPSD (2020)",1.58,1.52,{"$f":"(1-VLOOKUP(S527,Start!$H$33:$I$40,2,FALSE)/100)*W527","v":1.292},{"$f":"VLOOKUP(R527,Start!$C$9:$D$15,2,FALSE)+VLOOKUP(R527,Start!$C$23:$D$29,2,FALSE)","v":87.17},{"$f":"(Y527/T527)+Start!$D$19*(VLOOKUP(R527,Start!$M$33:$N$39,2,FALSE)/T527)+VLOOKUP(S527,Start!$C$33:$D$40,2,FALSE)","v":295.67836257309943}]
[null,null,"Ja","SEE945401341942","In Betrieb","Kraftwerke Mainz-Wiesbaden AG","BHKW KW5 56",55120,"Mainz","Kraftwerkallee 1","Rheinland-Pfalz","2020-12-23","Erdgas","Erdgas, Erdölgas","Erdgas","Ja","Verbrennungsmotor","Erdgas","GuD",0.45,"https://www.kmw-ag.de/anlagen/blockheizkraftwerk/",10.02,9.93,{"$f":"(1-VLOOKUP(S528,Start!$H$33:$I$40,2,FALSE)/100)*W528","v":8.6390999999999991},{"$f":"VLOOKUP(R528,Start!$C$9:$D$15,2,FALSE)+VLOOKUP(R528,Start!$C$23:$D$29,2,FALSE)","v":45.66},{"$f":"(Y528/T528)+Start!$D$19*(VLOOKUP(R528,Start!$M$33:$N$39,2,FALSE)/T528)+VLOOKUP(S528,Start!$C$33:$D$40,2,FALSE)","v":140.75466666666665}]
[null,null,"Ja","SEE945436960576","In Betrieb","Papierfabrik Adolf Jass GmbH & Co. KG","GT1",36039,"Fulda","Hermann-Muth-Straße 6","Hessen","2012-09-01","Erdgas","Erdgas, Erdölgas","Erdgas","Ja","Gasturbinen mit Abhitzekessel","Erdgas","GuD",0.3982,"OPSD (2020)",7.2,7.15,{"$f":"(1-VLOOKUP(S529,Start!$H$33:$I$40,2,FALSE)/100)*W529","v":6.2205000000000004},{"$f":"VLOOKUP(R529,Start!$C$9:$D$15,2,FALSE)+VLOOKUP(R529,Start!$C$23:$D$29,2,FALSE)","v":45.66},{"$f":"(Y529/T529)+Start!$D$19*(VLOOKUP(R529,Start!$M$33:$N$39,2,FALSE)/T529)+VLOOKUP(S529,Start!$C$33:$D$40,2,FALSE)","v":158.86966348568558}]
[null,null,"Ja","SEE945462188876","In Betrieb","Currenta GmbH & Co. OHG","LEV KWG G19",51373,"Leverkusen","Kaiser-Wilhelm-Allee 80","Nordrhein-Westfalen","1971-09-10","Erdgas","Erdgas, Erdölgas","Erdgas","Ja","Gegendruckmaschine ohne Entnahme","Erdgas","GuD",0.33,"OPSD (2020)",29,27.47,{"$f":"(1-VLOOKUP(S530,Start!$H$33:$I$40,2,FALSE)/100)*W530","v":23.898899999999998},{"$f":"VLOOKUP(R530,Start!$C$9:$D$15,2,FALSE)+VLOOKUP(R530,Start!$C$23:$D$29,2,FALSE)","v":45.66},{"$f":"(Y530/T530)+Start!$D$19*(VLOOKUP(R530,Start!$M$33:$N$39,2,FALSE)/T530)+VLOOKUP(S530,Start!$C$33:$D$40,2,FALSE)","v":191.39272727272726}]
[null,null,"Ja","SEE945563004310","In Betrieb","Stadtwerke Rosenheim GmbH & Co. KG","GM3",83022,"Rosenheim","Färberstraße 47","Bayern","2011-08-01","Erdgas","Erdgas, Erdölgas","Erdgas","Ja","Verbrennungsmotor","Erdgas","GuD",0.45739999999999997,"OPSD (2020)",3.3519999999999999,3.2850000000000001,{"$f":"(1-VLOOKUP(S531,Start!$H$33:$I$40,2,FALSE)/100)*W531","v":2.8579500000000002},{"$f":"VLOOKUP(R531,Start!$C$9:$D$15,2,FALSE)+VLOOKUP(R531,Start!$C$23:$D$29,2,FALSE)","v":45.66},{"$f":"(Y531/T531)+Start!$D$19*(VLOOKUP(R531,Start!$M$33:$N$39,2,FALSE)/T531)+VLOOKUP(S531,Start!$C$33:$D$40,2,FALSE)","v":138.50174901617839}]
[null,null,"Ja","SEE945569399960","In Betrieb","Kraftwerke Mainz-Wiesbaden AG","BHKW KW5 59",55120,"Mainz","Kraftwerkallee 1","Rheinland-Pfalz","2020-12-23","Erdgas","Erdgas, Erdölgas","Erdgas","Ja","Verbrennungsmotor","Erdgas","GuD",0.45,"https://www.kmw-ag.de/anlagen/blockheizkraftwerk/",10.02,9.93,{"$f":"(1-VLOOKUP(S532,Start!$H$33:$I$40,2,FALSE)/100)*W532","v":8.6390999999999991},{"$f":"VLOOKUP(R532,Start!$C$9:$D$15,2,FALSE)+VLOOKUP(R532,Start!$C$23:$D$29,2,FALSE)","v":45.66},{"$f":"(Y532/T532)+Start!$D$19*(VLOOKUP(R532,Start!$M$33:$N$39,2,FALSE)/T532)+VLOOKUP(S532,Start!$C$33:$D$40,2,FALSE)","v":140.75466666666665}]
[null,null,"Ja","SEE945580171361","befristete Strommarktrückkehr","Henkel AG & Co. KGaA","F13G5",40589,"Düsseldorf","Henkelstraße 67","Nordrhein-Westfalen","1980-01-01","Erdgas","Erdgas, Erdölgas","Steinkohle","Ja","Gegendruckmaschine mit Entnahme","Erdgas","GuD",0.32779999999999998,"OPSD (2020)",20,18,{"$f":"(1-VLOOKUP(S533,Start!$H$33:$I$40,2,FALSE)/100)*W533","v":15.66},{"$f":"VLOOKUP(R533,Start!$C$9:$D$15,2,FALSE)+VLOOKUP(R533,Start!$C$23:$D$29,2,FALSE)","v":45.66},{"$f":"(Y533/T533)+Start!$D$19*(VLOOKUP(R533,Start!$M$33:$N$39,2,FALSE)/T533)+VLOOKUP(S533,Start!$C$33:$D$40,2,FALSE)","v":192.66717510677242}]
[null,null,"Ja","SEE945602121718","In Betrieb","EkoCity","Generator B",42349,"Wuppertal","Korzert 15","Nordrhein-Westfalen","1976-01-01","nicht biogener Abfall","Abfall (Hausmüll, Siedl.abf.)","Abfall","Ja","Kondensationsmaschine mit Entnahme","Abfall","Abfall",0.33,"OPSD (2020)",20,20,{"$f":"(1-VLOOKUP(S534,Start!$H$33:$I$40,2,FALSE)/100)*W534","v":17},{"$f":"VLOOKUP(R534,Start!$C$9:$D$15,2,FALSE)+VLOOKUP(R534,Start!$C$23:$D$29,2,FALSE)","v":0},{"$f":"(Y534/T534)+Start!$D$19*(VLOOKUP(R534,Start!$M$33:$N$39,2,FALSE)/T534)+VLOOKUP(S534,Start!$C$33:$D$40,2,FALSE)","v":1}]
[null,null,"Ja","SEE945682618689","In Betrieb","Model Sachsen Papier GmbH","Dampfturbine Model Sachsen Papier",4838,"Eilenburg","Am Schanzberg 1","Sachsen","1994-08-31","Erdgas","Erdgas, Erdölgas","Erdgas","Ja","Gasturbinen mit nachgeschalteter Dampfturbine","Erdgas","GuD",0.37730000000000002,"OPSD (2020)",16.62,16.251429999999999,{"$f":"(1-VLOOKUP(S535,Start!$H$33:$I$40,2,FALSE)/100)*W535","v":14.138744099999998},{"$f":"VLOOKUP(R535,Start!$C$9:$D$15,2,FALSE)+VLOOKUP(R535,Start!$C$23:$D$29,2,FALSE)","v":45.66},{"$f":"(Y535/T535)+Start!$D$19*(VLOOKUP(R535,Start!$M$33:$N$39,2,FALSE)/T535)+VLOOKUP(S535,Start!$C$33:$D$40,2,FALSE)","v":167.58693347468855}]
[null,null,"Ja","SEE945740636167","In Betrieb","Nordzucker AG Werk Uelzen","Generator 1",29525,"Uelzen","An der Zuckerfabrik 1","Niedersachsen","1965-09-01","Steinkohle","Steinkohlen","Steinkohle","Ja","Gegendruckmaschine ohne Entnahme","Steinkohle","Steinkohle",0.33750000000000002,"OPSD (2020)",23,20,{"$f":"(1-VLOOKUP(S536,Start!$H$33:$I$40,2,FALSE)/100)*W536","v":16},{"$f":"VLOOKUP(R536,Start!$C$9:$D$15,2,FALSE)+VLOOKUP(R536,Start!$C$23:$D$29,2,FALSE)","v":17.84},{"$f":"(Y536/T536)+Start!$D$19*(VLOOKUP(R536,Start!$M$33:$N$39,2,FALSE)/T536)+VLOOKUP(S536,Start!$C$33:$D$40,2,FALSE)","v":138.63392592592592}]
[null,null,"Ja","SEE945807171310","In Betrieb","BMW AG","BMW Landshut KWK 2",84030,"Landshut","Ohmstraße 2","Bayern","2009-04-01","Erdgas","Erdgas, Erdölgas","Erdgas","Ja","Verbrennungsmotor","Erdgas","GuD",0.4,"eigene Annahme",1.3939999999999999,1.35,{"$f":"(1-VLOOKUP(S537,Start!$H$33:$I$40,2,FALSE)/100)*W537","v":1.1745000000000001},{"$f":"VLOOKUP(R537,Start!$C$9:$D$15,2,FALSE)+VLOOKUP(R537,Start!$C$23:$D$29,2,FALSE)","v":45.66},{"$f":"(Y537/T537)+Start!$D$19*(VLOOKUP(R537,Start!$M$33:$N$39,2,FALSE)/T537)+VLOOKUP(S537,Start!$C$33:$D$40,2,FALSE)","v":158.16149999999999}]
[null,null,"Ja","SEE945811865984","In Betrieb","Caterpillar Energy Solutions","P13",68167,"Mannheim","Carl-Benz-Straße 1","Baden-Württemberg","1939-11-22","Erdgas","Erdgas, Erdölgas","Erdgas","Nein","Verbrennungsmotor","Erdgas","GuD",0.38,"eigene Annahme",1.5,1.5,{"$f":"(1-VLOOKUP(S538,Start!$H$33:$I$40,2,FALSE)/100)*W538","v":1.3049999999999999},{"$f":"VLOOKUP(R538,Start!$C$9:$D$15,2,FALSE)+VLOOKUP(R538,Start!$C$23:$D$29,2,FALSE)","v":45.66},{"$f":"(Y538/T538)+Start!$D$19*(VLOOKUP(R538,Start!$M$33:$N$39,2,FALSE)/T538)+VLOOKUP(S538,Start!$C$33:$D$40,2,FALSE)","v":166.40684210526314}]
[null,null,"Ja","SEE945908806647","In Betrieb","STEAG Power GmbH","Herne 4",44653,"Herne","Hertener Straße 16","Nordrhein-Westfalen","1989-07-25","Steinkohle","Steinkohlen","Steinkohle","Ja","Kondensationsmaschine mit Entnahme","Steinkohle","Steinkohle",0.4,"OPSD (2020)",511,460,{"$f":"(1-VLOOKUP(S539,Start!$H$33:$I$40,2,FALSE)/100)*W539","v":368},{"$f":"VLOOKUP(R539,Start!$C$9:$D$15,2,FALSE)+VLOOKUP(R539,Start!$C$23:$D$29,2,FALSE)","v":17.84},{"$f":"(Y539/T539)+Start!$D$19*(VLOOKUP(R539,Start!$M$33:$N$39,2,FALSE)/T539)+VLOOKUP(S539,Start!$C$33:$D$40,2,FALSE)","v":117.17549999999999}]
[null,null,"Ja","SEE945933440847","In Betrieb","3M Deutschland GmbH","3M Wuppetal Kraftwerk T4",42289,"Wuppertal","Öhder Straße 28","Nordrhein-Westfalen","1963-06-10","Erdgas","Erdgas, Erdölgas","Erdgas","Ja","Kondensationsmaschine mit Entnahme","Erdgas","GuD",0.4,"eigene Annahme",17,5.5,{"$f":"(1-VLOOKUP(S540,Start!$H$33:$I$40,2,FALSE)/100)*W540","v":4.7850000000000001},{"$f":"VLOOKUP(R540,Start!$C$9:$D$15,2,FALSE)+VLOOKUP(R540,Start!$C$23:$D$29,2,FALSE)","v":45.66},{"$f":"(Y540/T540)+Start!$D$19*(VLOOKUP(R540,Start!$M$33:$N$39,2,FALSE)/T540)+VLOOKUP(S540,Start!$C$33:$D$40,2,FALSE)","v":158.16149999999999}]
[null,null,"Ja","SEE946029200710","In Betrieb","Universitätsklinkum Freiburg Standort Bad Krozingen","Dampfturbine 2",79106,"Freiburg","Hartmannstraße 1","Baden-Württemberg","1970-01-01","Erdgas","Erdgas, Erdölgas","Erdgas","Ja","Gegendruckmaschine mit Entnahme","Erdgas","GuD",0.3861,"OPSD (2020)",8.3000000000000007,8.1300000000000008,{"$f":"(1-VLOOKUP(S541,Start!$H$33:$I$40,2,FALSE)/100)*W541","v":7.0731000000000011},{"$f":"VLOOKUP(R541,Start!$C$9:$D$15,2,FALSE)+VLOOKUP(R541,Start!$C$23:$D$29,2,FALSE)","v":45.66},{"$f":"(Y541/T541)+Start!$D$19*(VLOOKUP(R541,Start!$M$33:$N$39,2,FALSE)/T541)+VLOOKUP(S541,Start!$C$33:$D$40,2,FALSE)","v":163.80147630147627}]
[null,null,"Ja","SEE946069613440","In Betrieb","Stadtwerke Frankfurt (Oder) GmbH","HKW FFO GM1",15236,"Frankfurt","Am Hohen Feld 4","Brandenburg","2022-04-01","Erdgas","Erdgas, Erdölgas","Erdgas","Ja","Verbrennungsmotor","Erdgas","GuD",0.48,"https://www.man-es.com/energy-storage/products/gas-fuel-engines ",10.6,10.1,{"$f":"(1-VLOOKUP(S542,Start!$H$33:$I$40,2,FALSE)/100)*W542","v":8.786999999999999},{"$f":"VLOOKUP(R542,Start!$C$9:$D$15,2,FALSE)+VLOOKUP(R542,Start!$C$23:$D$29,2,FALSE)","v":45.66},{"$f":"(Y542/T542)+Start!$D$19*(VLOOKUP(R542,Start!$M$33:$N$39,2,FALSE)/T542)+VLOOKUP(S542,Start!$C$33:$D$40,2,FALSE)","v":132.05125000000001}]
[null,null,"Ja","SEE946394519998","In Betrieb","Terminal 2 Gesellschaft & Co. oHG","BHKW M8",85356,"München-Flughafen","Nordallee 18","Bayern","2002-06-05","Erdgas","Erdgas, Erdölgas","Erdgas","Ja","Verbrennungsmotor","Erdgas","GuD",0.38829999999999998,"OPSD (2020)",3.9,3.8156509999999999,{"$f":"(1-VLOOKUP(S543,Start!$H$33:$I$40,2,FALSE)/100)*W543","v":3.3196163699999999},{"$f":"VLOOKUP(R543,Start!$C$9:$D$15,2,FALSE)+VLOOKUP(R543,Start!$C$23:$D$29,2,FALSE)","v":45.66},{"$f":"(Y543/T543)+Start!$D$19*(VLOOKUP(R543,Start!$M$33:$N$39,2,FALSE)/T543)+VLOOKUP(S543,Start!$C$33:$D$40,2,FALSE)","v":162.88192119495235}]
[null,null,"Ja","SEE946476002431","In Betrieb","Kelheim Fibres GmbH","Turbine 6",93309,"Kelheim","Regensburger Straße 109","Bayern","1970-07-16","Erdgas","Erdgas, Erdölgas","Erdgas","Ja","Gegendruckmaschine mit Entnahme","Erdgas","GuD",0.4,"eigene Annahme",22.5,20.815000000000001,{"$f":"(1-VLOOKUP(S544,Start!$H$33:$I$40,2,FALSE)/100)*W544","v":18.10905},{"$f":"VLOOKUP(R544,Start!$C$9:$D$15,2,FALSE)+VLOOKUP(R544,Start!$C$23:$D$29,2,FALSE)","v":45.66},{"$f":"(Y544/T544)+Start!$D$19*(VLOOKUP(R544,Start!$M$33:$N$39,2,FALSE)/T544)+VLOOKUP(S544,Start!$C$33:$D$40,2,FALSE)","v":158.16149999999999}]
[null,null,"Ja","SEE946501569267","In Betrieb","INEOS SOLVENTS GERMANY GMBH","TG8",47443,"Moers","Römerstraße 733","Nordrhein-Westfalen","1995-09-01","Erdgas","Dampf (zum Beispiel Prozesswärme)","Erdgas","Ja","Gegendruckmaschine mit Entnahme","Erdgas","GuD",0.3795,"OPSD (2020)",12.6,12,{"$f":"(1-VLOOKUP(S545,Start!$H$33:$I$40,2,FALSE)/100)*W545","v":10.44},{"$f":"VLOOKUP(R545,Start!$C$9:$D$15,2,FALSE)+VLOOKUP(R545,Start!$C$23:$D$29,2,FALSE)","v":45.66},{"$f":"(Y545/T545)+Start!$D$19*(VLOOKUP(R545,Start!$M$33:$N$39,2,FALSE)/T545)+VLOOKUP(S545,Start!$C$33:$D$40,2,FALSE)","v":166.62411067193676}]
[null,null,"Ja","SEE946568262484","In Betrieb","EVH GmbH","Heizkraftwerk Dieselstraße Block B",6130,"Halle","Dieselstraße 141","Sachsen-Anhalt","2020-12-01","Erdgas","Erdgas, Erdölgas","Erdgas","Ja","Gasturbinen mit nachgeschalteter Dampfturbine","Erdgas","GuD",0.39050000000000001,"OPSD (2020)",57.95,57.143999999999998,{"$f":"(1-VLOOKUP(S546,Start!$H$33:$I$40,2,FALSE)/100)*W546","v":49.71528},{"$f":"VLOOKUP(R546,Start!$C$9:$D$15,2,FALSE)+VLOOKUP(R546,Start!$C$23:$D$29,2,FALSE)","v":45.66},{"$f":"(Y546/T546)+Start!$D$19*(VLOOKUP(R546,Start!$M$33:$N$39,2,FALSE)/T546)+VLOOKUP(S546,Start!$C$33:$D$40,2,FALSE)","v":161.97272727272727}]
[null,null,"Ja","SEE946583344691","In Betrieb","BMW AG","KWK 6",84130,"Dingolfing","Karl-Dompert-Straße 7","Bayern","2019-03-26","Erdgas","Erdgas, Erdölgas","Erdgas","Ja","Verbrennungsmotor","Erdgas","GuD",0.40589999999999998,"OPSD (2020)",4.5,4.5,{"$f":"(1-VLOOKUP(S547,Start!$H$33:$I$40,2,FALSE)/100)*W547","v":3.915},{"$f":"VLOOKUP(R547,Start!$C$9:$D$15,2,FALSE)+VLOOKUP(R547,Start!$C$23:$D$29,2,FALSE)","v":45.66},{"$f":"(Y547/T547)+Start!$D$19*(VLOOKUP(R547,Start!$M$33:$N$39,2,FALSE)/T547)+VLOOKUP(S547,Start!$C$33:$D$40,2,FALSE)","v":155.88433111603842}]
[null,null,"Ja","SEE946709181179","In Betrieb","eins energie in sachsen GmbH & Co. KG","Motor-Heizkraftwerk Chemnitz-Nord, Motor 4",9114,"Chemnitz","Blankenburgstraße 2","Sachsen","2023-07-06","Erdgas","Erdgas, Erdölgas","Erdgas","Ja","Verbrennungsmotor","Erdgas","GuD",0.63,"Annahme basierend auf DIW (2014)",12.68,12.535,{"$f":"(1-VLOOKUP(S548,Start!$H$33:$I$40,2,FALSE)/100)*W548","v":10.90545},{"$f":"VLOOKUP(R548,Start!$C$9:$D$15,2,FALSE)+VLOOKUP(R548,Start!$C$23:$D$29,2,FALSE)","v":45.66},{"$f":"(Y548/T548)+Start!$D$19*(VLOOKUP(R548,Start!$M$33:$N$39,2,FALSE)/T548)+VLOOKUP(S548,Start!$C$33:$D$40,2,FALSE)","v":100.96761904761904}]
[null,null,"Ja","SEE946736241334","In Betrieb","Palm Power GmbH & Co. KG","HKW Aalen",73432,"Aalen","Palm Allee 1","Baden-Württemberg","2021-11-03","Erdgas","Erdgas, Erdölgas","Erdgas","Ja","Gasturbinen mit nachgeschalteter Dampfturbine","Erdgas","Gasturbine",0.47,"Annahme basierend auf DIW (2014)",78.033000000000001,77.144999999999996,{"$f":"(1-VLOOKUP(S549,Start!$H$33:$I$40,2,FALSE)/100)*W549","v":67.11614999999999},{"$f":"VLOOKUP(R549,Start!$C$9:$D$15,2,FALSE)+VLOOKUP(R549,Start!$C$23:$D$29,2,FALSE)","v":45.66},{"$f":"(Y549/T549)+Start!$D$19*(VLOOKUP(R549,Start!$M$33:$N$39,2,FALSE)/T549)+VLOOKUP(S549,Start!$C$33:$D$40,2,FALSE)","v":134.32893617021276}]
[null,null,"Ja","SEE946744372112","In Betrieb","Infraserv GmbH & Co. Höchst KG","IPH Strom GTX1",65929,"Frankfurt","Brüningstraße 50","Hessen","2003-11-26","Erdgas","Erdgas, Erdölgas","Erdgas","Ja","Gasturbinen mit nachgeschalteter Dampfturbine","Erdgas","GuD",0.38829999999999998,"OPSD (2020)",54,53.6,{"$f":"(1-VLOOKUP(S550,Start!$H$33:$I$40,2,FALSE)/100)*W550","v":46.631999999999998},{"$f":"VLOOKUP(R550,Start!$C$9:$D$15,2,FALSE)+VLOOKUP(R550,Start!$C$23:$D$29,2,FALSE)","v":45.66},{"$f":"(Y550/T550)+Start!$D$19*(VLOOKUP(R550,Start!$M$33:$N$39,2,FALSE)/T550)+VLOOKUP(S550,Start!$C$33:$D$40,2,FALSE)","v":162.88192119495235}]
[null,null,"Ja","SEE946934017984","In Betrieb","Vattenfall Europe New Energy Ecopower GmbH","EBS-HKW Rostock",18147,"Rostock","Ost-West-Str. 25","Mecklenburg-Vorpommern","2010-03-31","nicht biogener Abfall","Abfall (Hausmüll, Siedl.abf.)","Abfall","Ja","Kondensationsmaschine mit Entnahme","Abfall","Abfall",0.33,"OPSD (2020)",21,18.5,{"$f":"(1-VLOOKUP(S551,Start!$H$33:$I$40,2,FALSE)/100)*W551","v":15.725},{"$f":"VLOOKUP(R551,Start!$C$9:$D$15,2,FALSE)+VLOOKUP(R551,Start!$C$23:$D$29,2,FALSE)","v":0},{"$f":"(Y551/T551)+Start!$D$19*(VLOOKUP(R551,Start!$M$33:$N$39,2,FALSE)/T551)+VLOOKUP(S551,Start!$C$33:$D$40,2,FALSE)","v":1}]
[null,null,"Ja","SEE947225300921","In Betrieb","InfraLeuna GmbH","GT1",6237,"Leuna"," ","Sachsen-Anhalt","1994-07-01","Erdgas","Erdgas, Erdölgas","Erdgas","Ja","Gasturbinen mit Abhitzekessel","Erdgas","GuD",0.51300000000000001,"OPSD (2020)",37.6,37,{"$f":"(1-VLOOKUP(S552,Start!$H$33:$I$40,2,FALSE)/100)*W552","v":32.19},{"$f":"VLOOKUP(R552,Start!$C$9:$D$15,2,FALSE)+VLOOKUP(R552,Start!$C$23:$D$29,2,FALSE)","v":45.66},{"$f":"(Y552/T552)+Start!$D$19*(VLOOKUP(R552,Start!$M$33:$N$39,2,FALSE)/T552)+VLOOKUP(S552,Start!$C$33:$D$40,2,FALSE)","v":123.65321637426899}]
[null,null,"Ja","SEE947677200282","In Betrieb","Saale Energie GmbH","Schkopau B",6258,"Schkopau","An der Bober 100","Sachsen-Anhalt","1996-01-01","Braunkohle","Rohbraunkohlen","Braunkohle","Ja","Kondensationsmaschine mit Entnahme","Braunkohle","Braunkohle",0.4,"OPSD (2020)",500,450,{"$f":"(1-VLOOKUP(S553,Start!$H$33:$I$40,2,FALSE)/100)*W553","v":391.5},{"$f":"VLOOKUP(R553,Start!$C$9:$D$15,2,FALSE)+VLOOKUP(R553,Start!$C$23:$D$29,2,FALSE)","v":3.1},{"$f":"(Y553/T553)+Start!$D$19*(VLOOKUP(R553,Start!$M$33:$N$39,2,FALSE)/T553)+VLOOKUP(S553,Start!$C$33:$D$40,2,FALSE)","v":94.896000000000001}]
[null,null,"Ja","SEE947712976042","In Betrieb","K+S Minerals and Agriculture GmbH","Kraftwerk NE GT KW",36119,"Neuhof","Am Kaliwerk 6","Hessen","1990-07-02","Erdgas","Erdgas, Erdölgas","Erdgas","Ja","Gasturbinen mit nachgeschalteter Dampfturbine","Erdgas","GuD",0.5,"eigene Annahme",1.3220000000000001,1.3,{"$f":"(1-VLOOKUP(S554,Start!$H$33:$I$40,2,FALSE)/100)*W554","v":1.131},{"$f":"VLOOKUP(R554,Start!$C$9:$D$15,2,FALSE)+VLOOKUP(R554,Start!$C$23:$D$29,2,FALSE)","v":45.66},{"$f":"(Y554/T554)+Start!$D$19*(VLOOKUP(R554,Start!$M$33:$N$39,2,FALSE)/T554)+VLOOKUP(S554,Start!$C$33:$D$40,2,FALSE)","v":126.82919999999999}]
[null,null,"Ja","SEE947745452346","In Betrieb","OMV Deutschland Operations GmbH & Co. KG","Dampfgeneratorturbine 2",84489,"Burghausen","Haiminger Straße 1","Bayern","1969-07-01","Erdgas","Erdgas, Erdölgas","Erdgas","Ja","Gegendruckmaschine mit Entnahme","Erdgas","GuD",0.4,"eigene Annahme",8,7.9,{"$f":"(1-VLOOKUP(S555,Start!$H$33:$I$40,2,FALSE)/100)*W555","v":6.8730000000000002},{"$f":"VLOOKUP(R555,Start!$C$9:$D$15,2,FALSE)+VLOOKUP(R555,Start!$C$23:$D$29,2,FALSE)","v":45.66},{"$f":"(Y555/T555)+Start!$D$19*(VLOOKUP(R555,Start!$M$33:$N$39,2,FALSE)/T555)+VLOOKUP(S555,Start!$C$33:$D$40,2,FALSE)","v":158.16149999999999}]
[null,null,"Ja","SEE947763810036","In Betrieb","H&R Chemisch Pharmazeutische Spezialitäten GmbH","HuR-IKW-G5",48499,"Salzbergen","Neuenkirchener Straße 8","Niedersachsen","2016-12-30","Erdgas","Erdgas, Erdölgas","Erdgas","Ja","Gegendruckmaschine mit Entnahme","Erdgas","GuD",0.4,"eigene Annahme",9.2959999999999994,9.0289999999999999,{"$f":"(1-VLOOKUP(S556,Start!$H$33:$I$40,2,FALSE)/100)*W556","v":7.8552299999999997},{"$f":"VLOOKUP(R556,Start!$C$9:$D$15,2,FALSE)+VLOOKUP(R556,Start!$C$23:$D$29,2,FALSE)","v":45.66},{"$f":"(Y556/T556)+Start!$D$19*(VLOOKUP(R556,Start!$M$33:$N$39,2,FALSE)/T556)+VLOOKUP(S556,Start!$C$33:$D$40,2,FALSE)","v":158.16149999999999}]
[null,null,"Ja","SEE947816911833","In Betrieb","Wacker Chemie AG","Gasturbinenanlage 12",84489,"Burghausen","Johannes-Hess-Straße 24","Bayern","2001-07-27","Erdgas","Erdgas, Erdölgas","Erdgas","Ja","Gasturbinen mit Abhitzekessel","Erdgas","GuD",0.54449999999999998,"OPSD (2020)",141,137,{"$f":"(1-VLOOKUP(S557,Start!$H$33:$I$40,2,FALSE)/100)*W557","v":119.19},{"$f":"VLOOKUP(R557,Start!$C$9:$D$15,2,FALSE)+VLOOKUP(R557,Start!$C$23:$D$29,2,FALSE)","v":45.66},{"$f":"(Y557/T557)+Start!$D$19*(VLOOKUP(R557,Start!$M$33:$N$39,2,FALSE)/T557)+VLOOKUP(S557,Start!$C$33:$D$40,2,FALSE)","v":116.58650137741046}]
[null,null,"Ja","SEE947894664195","In Betrieb","DFS Energy GmbH","GT2",63225,"Langen","Am DFS-Campus 3","Hessen","2014-06-05","Erdgas","Erdgas, Erdölgas","Erdgas","Ja","Gasturbinen mit Abhitzekessel","Erdgas","GuD",0.4,"eigene Annahme",4.569,4.4589999999999996,{"$f":"(1-VLOOKUP(S558,Start!$H$33:$I$40,2,FALSE)/100)*W558","v":3.8793299999999995},{"$f":"VLOOKUP(R558,Start!$C$9:$D$15,2,FALSE)+VLOOKUP(R558,Start!$C$23:$D$29,2,FALSE)","v":45.66},{"$f":"(Y558/T558)+Start!$D$19*(VLOOKUP(R558,Start!$M$33:$N$39,2,FALSE)/T558)+VLOOKUP(S558,Start!$C$33:$D$40,2,FALSE)","v":158.16149999999999}]
[null,null,"Ja","SEE947996339434","In Betrieb","RZR II Herten GmbH","RZR II Turbine4",45699,"Herten","Im Emscherbruch 11","Nordrhein-Westfalen","2019-02-07","nicht biogener Abfall","Abfall (Hausmüll, Siedl.abf.)","Abfall","Ja","Gegendruckmaschine mit Entnahme","Abfall","Abfall",0.33,"OPSD (2020)",12.3,12.26,{"$f":"(1-VLOOKUP(S559,Start!$H$33:$I$40,2,FALSE)/100)*W559","v":10.420999999999999},{"$f":"VLOOKUP(R559,Start!$C$9:$D$15,2,FALSE)+VLOOKUP(R559,Start!$C$23:$D$29,2,FALSE)","v":0},{"$f":"(Y559/T559)+Start!$D$19*(VLOOKUP(R559,Start!$M$33:$N$39,2,FALSE)/T559)+VLOOKUP(S559,Start!$C$33:$D$40,2,FALSE)","v":1}]
[null,null,"Ja","SEE948093740512","In Betrieb","MVV Umwelt Asset GmbH","MHKW Mannheim Generator TE0",68169,"Mannheim","Otto-Hahn-Straße 1","Baden-Württemberg","2012-06-14","nicht biogener Abfall","Abfall (Hausmüll, Siedl.abf.)","Abfall","Ja","Gegendruckmaschine mit Entnahme","Abfall","Abfall",0.33,"OPSD (2020)",8.85,4.26,{"$f":"(1-VLOOKUP(S560,Start!$H$33:$I$40,2,FALSE)/100)*W560","v":3.6209999999999996},{"$f":"VLOOKUP(R560,Start!$C$9:$D$15,2,FALSE)+VLOOKUP(R560,Start!$C$23:$D$29,2,FALSE)","v":0},{"$f":"(Y560/T560)+Start!$D$19*(VLOOKUP(R560,Start!$M$33:$N$39,2,FALSE)/T560)+VLOOKUP(S560,Start!$C$33:$D$40,2,FALSE)","v":1}]
[null,null,"Ja","SEE948129095272","In Betrieb","Uniper Kraftwerke GmbH","Irsching 4",85088,"Vohburg","Paarstraße 30","Bayern","2011-01-01","Erdgas","Erdgas, Erdölgas","Erdgas","Nein","Gasturbinen mit Abhitzekessel","Erdgas","GuD",0.60399999999999998,"OPSD (2020)",566,561,{"$f":"(1-VLOOKUP(S561,Start!$H$33:$I$40,2,FALSE)/100)*W561","v":488.07},{"$f":"VLOOKUP(R561,Start!$C$9:$D$15,2,FALSE)+VLOOKUP(R561,Start!$C$23:$D$29,2,FALSE)","v":45.66},{"$f":"(Y561/T561)+Start!$D$19*(VLOOKUP(R561,Start!$M$33:$N$39,2,FALSE)/T561)+VLOOKUP(S561,Start!$C$33:$D$40,2,FALSE)","v":105.24933774834437}]
[null,null,"Ja","SEE948351715917","In Betrieb","GuD Herne","GuD Herne",44653,"Herne","Hertener Straße 16","Nordrhein-Westfalen","2022-10-24","Erdgas","Erdgas, Erdölgas","Erdgas","Ja","Gasturbinen mit nachgeschalteter Dampfturbine","Erdgas","Gasturbine",0.47,"Annahme basierend auf DIW (2014)",725.4,657,{"$f":"(1-VLOOKUP(S562,Start!$H$33:$I$40,2,FALSE)/100)*W562","v":571.59},{"$f":"VLOOKUP(R562,Start!$C$9:$D$15,2,FALSE)+VLOOKUP(R562,Start!$C$23:$D$29,2,FALSE)","v":45.66},{"$f":"(Y562/T562)+Start!$D$19*(VLOOKUP(R562,Start!$M$33:$N$39,2,FALSE)/T562)+VLOOKUP(S562,Start!$C$33:$D$40,2,FALSE)","v":134.32893617021276}]
[null,null,"Ja","SEE948375642084","In Betrieb","Salzgitter Flachstahl GmbH","SSD1",38239,"Salzgitter","Eisenhüttenstraße 99","Niedersachsen","2013-11-05","Mineralölprodukte","Heizöl, leicht","Mineralölprodukte","Nein","Verbrennungsmotor","Öl","Öl",0.4,"eigene Annahme",2.48,2.4780000000000002,{"$f":"(1-VLOOKUP(S563,Start!$H$33:$I$40,2,FALSE)/100)*W563","v":2.1063000000000001},{"$f":"VLOOKUP(R563,Start!$C$9:$D$15,2,FALSE)+VLOOKUP(R563,Start!$C$23:$D$29,2,FALSE)","v":87.17},{"$f":"(Y563/T563)+Start!$D$19*(VLOOKUP(R563,Start!$M$33:$N$39,2,FALSE)/T563)+VLOOKUP(S563,Start!$C$33:$D$40,2,FALSE)","v":278.14499999999998}]
[null,null,"Ja","SEE948481095354","In Betrieb","Nordzucker AG Werk Nordstemmen","Generator 1",31171,"Nordstemmen","Calenberger Straße 36","Niedersachsen","1988-09-28","Erdgas","Erdgas, Erdölgas","Erdgas","Ja","Gegendruckmaschine ohne Entnahme","Erdgas","GuD",0.33329999999999999,"OPSD (2020)",15,13,{"$f":"(1-VLOOKUP(S564,Start!$H$33:$I$40,2,FALSE)/100)*W564","v":11.31},{"$f":"VLOOKUP(R564,Start!$C$9:$D$15,2,FALSE)+VLOOKUP(R564,Start!$C$23:$D$29,2,FALSE)","v":45.66},{"$f":"(Y564/T564)+Start!$D$19*(VLOOKUP(R564,Start!$M$33:$N$39,2,FALSE)/T564)+VLOOKUP(S564,Start!$C$33:$D$40,2,FALSE)","v":189.51260126012602}]
[null,null,"Ja","SEE948541471333","In Betrieb","Vattenfall Wärme Berlin AG","HKW Mitte Gasturbine 2",10179,"Berlin","Köpenicker Straße 60","Berlin","1997-09-08","Erdgas","Erdgas, Erdölgas","Erdgas","Ja","Gasturbinen mit Abhitzekessel","Erdgas","GuD",0.49,"OPSD (2020)",172,164,{"$f":"(1-VLOOKUP(S565,Start!$H$33:$I$40,2,FALSE)/100)*W565","v":142.68},{"$f":"VLOOKUP(R565,Start!$C$9:$D$15,2,FALSE)+VLOOKUP(R565,Start!$C$23:$D$29,2,FALSE)","v":45.66},{"$f":"(Y565/T565)+Start!$D$19*(VLOOKUP(R565,Start!$M$33:$N$39,2,FALSE)/T565)+VLOOKUP(S565,Start!$C$33:$D$40,2,FALSE)","v":129.3869387755102}]
[null,null,"Ja","SEE948545926433","In Betrieb","ENGIE Deutschland GmbH","70001313.01",7546,"Gera","Siemensstraße 43","Thüringen","2018-12-06","Erdgas","Erdgas, Erdölgas","Erdgas","Ja","Verbrennungsmotor","Erdgas","GuD",0.40479999999999999,"OPSD (2020)",4.5,4.4720000000000004,{"$f":"(1-VLOOKUP(S566,Start!$H$33:$I$40,2,FALSE)/100)*W566","v":3.8906400000000003},{"$f":"VLOOKUP(R566,Start!$C$9:$D$15,2,FALSE)+VLOOKUP(R566,Start!$C$23:$D$29,2,FALSE)","v":45.66},{"$f":"(Y566/T566)+Start!$D$19*(VLOOKUP(R566,Start!$M$33:$N$39,2,FALSE)/T566)+VLOOKUP(S566,Start!$C$33:$D$40,2,FALSE)","v":156.30385375494069}]
[null,null,"Ja","SEE948546582201","In Betrieb","Infraserv GmbH & Co. Höchst KG","IPH Strom VT2",65929,"Frankfurt","Brüningstraße 50","Hessen","1983-08-26","Erdgas","Erdgas, Erdölgas","Erdgas","Nein","Gegendruckmaschine ohne Entnahme","Erdgas","GuD",0.39750000000000002,"OPSD (2020)",18.559999999999999,17.38,{"$f":"(1-VLOOKUP(S567,Start!$H$33:$I$40,2,FALSE)/100)*W567","v":15.1206},{"$f":"VLOOKUP(R567,Start!$C$9:$D$15,2,FALSE)+VLOOKUP(R567,Start!$C$23:$D$29,2,FALSE)","v":45.66},{"$f":"(Y567/T567)+Start!$D$19*(VLOOKUP(R567,Start!$M$33:$N$39,2,FALSE)/T567)+VLOOKUP(S567,Start!$C$33:$D$40,2,FALSE)","v":159.14679245283017}]
[null,null,"Ja","SEE948609940009","In Betrieb","EnBW Energie Baden-Württemberg AG","Heizkraftwerk Heilbronn HLB 7",74076,"Heilbronn","Lichtenbergerstraße 23","Baden-Württemberg","1985-12-01","Steinkohle","Steinkohlen","Steinkohle","Ja","Kondensationsmaschine mit Entnahme","Steinkohle","Steinkohle",0.44750000000000001,"OPSD (2020)",822,778,{"$f":"(1-VLOOKUP(S568,Start!$H$33:$I$40,2,FALSE)/100)*W568","v":622.40000000000009},{"$f":"VLOOKUP(R568,Start!$C$9:$D$15,2,FALSE)+VLOOKUP(R568,Start!$C$23:$D$29,2,FALSE)","v":17.84},{"$f":"(Y568/T568)+Start!$D$19*(VLOOKUP(R568,Start!$M$33:$N$39,2,FALSE)/T568)+VLOOKUP(S568,Start!$C$33:$D$40,2,FALSE)","v":104.87586592178771}]
[null,null,"Ja","SEE948869114622","In Betrieb","Gebr. Lang GmbH Papierfabrik","Turbosatz 4",86833,"Ettringen","Fabrikstraße 4","Bayern","1999-12-17","Erdgas","Erdgas, Erdölgas","Erdgas","Ja","Gegendruckmaschine ohne Entnahme","Erdgas","GuD",0.35,"eigene Annahme",7.0279999999999996,6.6103900000000007,{"$f":"(1-VLOOKUP(S569,Start!$H$33:$I$40,2,FALSE)/100)*W569","v":5.7510393000000004},{"$f":"VLOOKUP(R569,Start!$C$9:$D$15,2,FALSE)+VLOOKUP(R569,Start!$C$23:$D$29,2,FALSE)","v":45.66},{"$f":"(Y569/T569)+Start!$D$19*(VLOOKUP(R569,Start!$M$33:$N$39,2,FALSE)/T569)+VLOOKUP(S569,Start!$C$33:$D$40,2,FALSE)","v":180.54171428571431}]
[null,null,"Ja","SEE949085992346","In Betrieb","Mercedes-Benz AG","W050-TS_Mercedes-Benz Werk Sindelfingen HKW Turbine 2",71063,"Sindelfingen","Bela-Barenyi-Str. 1","Baden-Württemberg","1963-02-13","Erdgas","Erdgas, Erdölgas","Erdgas","Ja","Kondensationsmaschine mit Entnahme","Erdgas","GuD",0.39929999999999999,"OPSD (2020)",18.116,17.21,{"$f":"(1-VLOOKUP(S570,Start!$H$33:$I$40,2,FALSE)/100)*W570","v":14.972700000000001},{"$f":"VLOOKUP(R570,Start!$C$9:$D$15,2,FALSE)+VLOOKUP(R570,Start!$C$23:$D$29,2,FALSE)","v":45.66},{"$f":"(Y570/T570)+Start!$D$19*(VLOOKUP(R570,Start!$M$33:$N$39,2,FALSE)/T570)+VLOOKUP(S570,Start!$C$33:$D$40,2,FALSE)","v":158.43613824192335}]
[null,null,"Ja","SEE949133098242","In Betrieb","Maxauer Papierfarbik GmbH","Turbine 7",76187,"Karlsruhe","Mitscherlichstraße ","Baden-Württemberg","1968-01-01","Wärme","Dampf (zum Beispiel Prozesswärme)","Wärme","Ja","Kondensationsmaschine mit Entnahme","Sonstige","Sonstige",0.38,"OPSD (2020)",20,18,{"$f":"(1-VLOOKUP(S571,Start!$H$33:$I$40,2,FALSE)/100)*W571","v":15.299999999999999},{"$f":"VLOOKUP(R571,Start!$C$9:$D$15,2,FALSE)+VLOOKUP(R571,Start!$C$23:$D$29,2,FALSE)","v":86.87},{"$f":"(Y571/T571)+Start!$D$19*(VLOOKUP(R571,Start!$M$33:$N$39,2,FALSE)/T571)+VLOOKUP(S571,Start!$C$33:$D$40,2,FALSE)","v":277.24842105263156}]
[null,null,"Ja","SEE949201577754","In Betrieb","Terminal 2 Gesellschaft & Co. oHG","BHKW M9",85356,"München-Flughafen","Nordallee 18","Bayern","2002-06-05","Erdgas","Erdgas, Erdölgas","Erdgas","Ja","Verbrennungsmotor","Erdgas","GuD",0.38829999999999998,"OPSD (2020)",3.9,3.8156509999999999,{"$f":"(1-VLOOKUP(S572,Start!$H$33:$I$40,2,FALSE)/100)*W572","v":3.3196163699999999},{"$f":"VLOOKUP(R572,Start!$C$9:$D$15,2,FALSE)+VLOOKUP(R572,Start!$C$23:$D$29,2,FALSE)","v":45.66},{"$f":"(Y572/T572)+Start!$D$19*(VLOOKUP(R572,Start!$M$33:$N$39,2,FALSE)/T572)+VLOOKUP(S572,Start!$C$33:$D$40,2,FALSE)","v":162.88192119495235}]
[null,null,"Ja","SEE949216632202","In Betrieb","Stadtwerke Flensburg","Dampfturbine 13",24939,"Flensburg","Batteriestraße 48","Schleswig-Holstein","2022-12-16","Erdgas","Erdgas, Erdölgas","Erdgas","Nein","Gegendruckmaschine ohne Entnahme","Erdgas","GuD",0.63,"Annahme basierend auf DIW (2014)",38.700000000000003,38.200000000000003,{"$f":"(1-VLOOKUP(S573,Start!$H$33:$I$40,2,FALSE)/100)*W573","v":33.234000000000002},{"$f":"VLOOKUP(R573,Start!$C$9:$D$15,2,FALSE)+VLOOKUP(R573,Start!$C$23:$D$29,2,FALSE)","v":45.66},{"$f":"(Y573/T573)+Start!$D$19*(VLOOKUP(R573,Start!$M$33:$N$39,2,FALSE)/T573)+VLOOKUP(S573,Start!$C$33:$D$40,2,FALSE)","v":100.96761904761904}]
[null,null,"Ja","SEE949509046600","In Betrieb","Onyx Kraftwerk Zolling GmbH &Co. KGaA","Zolling GT2",85406,"Zolling","Leiningerstraße 1","Bayern","1976-01-01","Mineralölprodukte","Heizöl, leicht","Mineralölprodukte","Nein","Gasturbinen ohne Abhitzekessel","Öl","Öl",0.31759999999999999,"OPSD (2020)",25,24.5,{"$f":"(1-VLOOKUP(S574,Start!$H$33:$I$40,2,FALSE)/100)*W574","v":20.824999999999999},{"$f":"VLOOKUP(R574,Start!$C$9:$D$15,2,FALSE)+VLOOKUP(R574,Start!$C$23:$D$29,2,FALSE)","v":87.17},{"$f":"(Y574/T574)+Start!$D$19*(VLOOKUP(R574,Start!$M$33:$N$39,2,FALSE)/T574)+VLOOKUP(S574,Start!$C$33:$D$40,2,FALSE)","v":350.04911838790929}]
[null,null,"Ja","SEE949685414514","In Betrieb","Caterpillar Energy Solutions","P87",68167,"Mannheim","Carl-Benz-Straße 1","Baden-Württemberg","2004-01-21","Erdgas","Erdgas, Erdölgas","Erdgas","Nein","Verbrennungsmotor","Erdgas","GuD",0.4,"eigene Annahme",1.83,1.77,{"$f":"(1-VLOOKUP(S575,Start!$H$33:$I$40,2,FALSE)/100)*W575","v":1.5399},{"$f":"VLOOKUP(R575,Start!$C$9:$D$15,2,FALSE)+VLOOKUP(R575,Start!$C$23:$D$29,2,FALSE)","v":45.66},{"$f":"(Y575/T575)+Start!$D$19*(VLOOKUP(R575,Start!$M$33:$N$39,2,FALSE)/T575)+VLOOKUP(S575,Start!$C$33:$D$40,2,FALSE)","v":158.16149999999999}]
[null,null,"Ja","SEE949722134498","In Betrieb","Henkel AG & Co. KGaA","F03G2",40589,"Düsseldorf","Henkelstraße 67","Nordrhein-Westfalen","1965-01-01","Erdgas","Erdgas, Erdölgas","Erdgas","Ja","Gegendruckmaschine mit Entnahme","Erdgas","GuD",0.32779999999999998,"OPSD (2020)",13.2,11.88,{"$f":"(1-VLOOKUP(S576,Start!$H$33:$I$40,2,FALSE)/100)*W576","v":10.335600000000001},{"$f":"VLOOKUP(R576,Start!$C$9:$D$15,2,FALSE)+VLOOKUP(R576,Start!$C$23:$D$29,2,FALSE)","v":45.66},{"$f":"(Y576/T576)+Start!$D$19*(VLOOKUP(R576,Start!$M$33:$N$39,2,FALSE)/T576)+VLOOKUP(S576,Start!$C$33:$D$40,2,FALSE)","v":192.66717510677242}]
[null,null,"Ja","SEE949799257847","In Betrieb","thyssenkrupp Steel Europe AG","Ruhrort 3",47166,"Duisburg","Kaiser-Wilhelm-Str. 100","Nordrhein-Westfalen","1963-01-01","andere Gase","Hochofengas, Konvertergas","Sonstige Energieträger (nicht erneuerbar)","Ja","Kondensationsmaschine mit Entnahme","Erdgas","GuD",0.34100000000000003,"Annahme basierend auf DIW (2014)",101,94,{"$f":"(1-VLOOKUP(S577,Start!$H$33:$I$40,2,FALSE)/100)*W577","v":81.78},{"$f":"VLOOKUP(R577,Start!$C$9:$D$15,2,FALSE)+VLOOKUP(R577,Start!$C$23:$D$29,2,FALSE)","v":45.66},{"$f":"(Y577/T577)+Start!$D$19*(VLOOKUP(R577,Start!$M$33:$N$39,2,FALSE)/T577)+VLOOKUP(S577,Start!$C$33:$D$40,2,FALSE)","v":185.26715542521993}]
[null,null,"Ja","SEE949816813650","In Betrieb","ENGIE Deutschland GmbH","70001314.01",7549,"Gera","Vogtlandstraße 11","Thüringen","2018-11-21","Erdgas","Erdgas, Erdölgas","Erdgas","Ja","Verbrennungsmotor","Erdgas","GuD",0.40479999999999999,"OPSD (2020)",4.4039999999999999,4.3869999999999996,{"$f":"(1-VLOOKUP(S578,Start!$H$33:$I$40,2,FALSE)/100)*W578","v":3.8166899999999995},{"$f":"VLOOKUP(R578,Start!$C$9:$D$15,2,FALSE)+VLOOKUP(R578,Start!$C$23:$D$29,2,FALSE)","v":45.66},{"$f":"(Y578/T578)+Start!$D$19*(VLOOKUP(R578,Start!$M$33:$N$39,2,FALSE)/T578)+VLOOKUP(S578,Start!$C$33:$D$40,2,FALSE)","v":156.30385375494069}]
[null,null,"Ja","SEE949895584069","In Betrieb","N-ERGIE Kraftwerke GmbH","HKW Sandreuth (DT3)",90441,"Nürnberg","Sandreuthstraße 55a","Bayern","1982-02-03","Erdgas","Erdgas, Erdölgas","Erdgas","Ja","Gegendruckmaschine mit Entnahme","Erdgas","GuD",0.5625,"OPSD (2020)",44.45,38.774000000000001,{"$f":"(1-VLOOKUP(S579,Start!$H$33:$I$40,2,FALSE)/100)*W579","v":33.733380000000004},{"$f":"VLOOKUP(R579,Start!$C$9:$D$15,2,FALSE)+VLOOKUP(R579,Start!$C$23:$D$29,2,FALSE)","v":45.66},{"$f":"(Y579/T579)+Start!$D$19*(VLOOKUP(R579,Start!$M$33:$N$39,2,FALSE)/T579)+VLOOKUP(S579,Start!$C$33:$D$40,2,FALSE)","v":112.90373333333334}]
[null,null,"Ja","SEE950041295098","In Betrieb","Hamburger Energiewerke GmbH","GTKW Wedel",22880,"Wedel","Tinsdaler Weg 146","Schleswig-Holstein","1972-07-23","Mineralölprodukte","Heizöl, leicht","Mineralölprodukte","Nein","Gasturbinen ohne Abhitzekessel","Öl","Öl",0.55000000000000004,"OPSD (2020)",55,51,{"$f":"(1-VLOOKUP(S580,Start!$H$33:$I$40,2,FALSE)/100)*W580","v":43.35},{"$f":"VLOOKUP(R580,Start!$C$9:$D$15,2,FALSE)+VLOOKUP(R580,Start!$C$23:$D$29,2,FALSE)","v":87.17},{"$f":"(Y580/T580)+Start!$D$19*(VLOOKUP(R580,Start!$M$33:$N$39,2,FALSE)/T580)+VLOOKUP(S580,Start!$C$33:$D$40,2,FALSE)","v":202.55999999999997}]
[null,null,"Ja","SEE950201173198","In Betrieb","swb Entsorgung GmbH&Co. KG","MHKW_Gen4",28219,"Bremen","Oken 2","Bremen","2013-01-01","nicht biogener Abfall","Abfall (Hausmüll, Siedl.abf.)","Abfall","Ja","Kondensationsmaschine mit Entnahme","Abfall","Abfall",0.33,"OPSD (2020)",50,49.2,{"$f":"(1-VLOOKUP(S581,Start!$H$33:$I$40,2,FALSE)/100)*W581","v":41.82},{"$f":"VLOOKUP(R581,Start!$C$9:$D$15,2,FALSE)+VLOOKUP(R581,Start!$C$23:$D$29,2,FALSE)","v":0},{"$f":"(Y581/T581)+Start!$D$19*(VLOOKUP(R581,Start!$M$33:$N$39,2,FALSE)/T581)+VLOOKUP(S581,Start!$C$33:$D$40,2,FALSE)","v":1}]
[null,null,"Ja","SEE950309975076","In Betrieb","K+S Minerals and Agriculture GmbH","Kraftwerk SI DT3",31515,"Wunstorf","Schachtstraße 10","Niedersachsen","1997-07-02","Wärme","Dampf (zum Beispiel Prozesswärme)","Erdgas","Ja","Gegendruckmaschine ohne Entnahme","Erdgas","GuD",0.35639999999999999,"OPSD (2020)",7.6420000000000003,7.5,{"$f":"(1-VLOOKUP(S582,Start!$H$33:$I$40,2,FALSE)/100)*W582","v":6.5250000000000004},{"$f":"VLOOKUP(R582,Start!$C$9:$D$15,2,FALSE)+VLOOKUP(R582,Start!$C$23:$D$29,2,FALSE)","v":45.66},{"$f":"(Y582/T582)+Start!$D$19*(VLOOKUP(R582,Start!$M$33:$N$39,2,FALSE)/T582)+VLOOKUP(S582,Start!$C$33:$D$40,2,FALSE)","v":177.32659932659934}]
[null,null,"Ja","SEE950355589975","In Betrieb","K+S Minerals and Agriculture GmbH","Kraftwerk ZI DT 2",39326,"Zielitz","Farsleber Straße 1","Sachsen-Anhalt","2010-07-02","Wärme","Dampf (zum Beispiel Prozesswärme)","Erdgas","Ja","Kondensationsmaschine ohne Entnahme","Erdgas","GuD",0.38059999999999999,"OPSD (2020)",29.962,29.49,{"$f":"(1-VLOOKUP(S583,Start!$H$33:$I$40,2,FALSE)/100)*W583","v":25.656299999999998},{"$f":"VLOOKUP(R583,Start!$C$9:$D$15,2,FALSE)+VLOOKUP(R583,Start!$C$23:$D$29,2,FALSE)","v":45.66},{"$f":"(Y583/T583)+Start!$D$19*(VLOOKUP(R583,Start!$M$33:$N$39,2,FALSE)/T583)+VLOOKUP(S583,Start!$C$33:$D$40,2,FALSE)","v":166.14687335785601}]
[null,null,"Ja","SEE950477241393","In Betrieb","DREWAG - Stadtwerke Dresden GmbH","DT",1159,"Dresden","Oederaner Straße 21","Sachsen","1995-04-21","Wärme","Dampf (zum Beispiel Prozesswärme)","Erdgas","Ja","Gegendruckmaschine mit Entnahme","Erdgas","GuD",0.51749999999999996,"OPSD (2020)",75,74,{"$f":"(1-VLOOKUP(S584,Start!$H$33:$I$40,2,FALSE)/100)*W584","v":64.38},{"$f":"VLOOKUP(R584,Start!$C$9:$D$15,2,FALSE)+VLOOKUP(R584,Start!$C$23:$D$29,2,FALSE)","v":45.66},{"$f":"(Y584/T584)+Start!$D$19*(VLOOKUP(R584,Start!$M$33:$N$39,2,FALSE)/T584)+VLOOKUP(S584,Start!$C$33:$D$40,2,FALSE)","v":122.59101449275363}]
[null,null,"Ja","SEE950593842498","In Betrieb","Remondis Thermische Abfallverwertung GmbH","Remondis Thermische Abfallverwertung GmbH",39418,"Staßfurt","Butterwecker Weg 6","Sachsen-Anhalt","2007-12-06","nicht biogener Abfall","Abfall (Hausmüll, Siedl.abf.)","Abfall","Ja","Kondensationsmaschine mit Entnahme","Abfall","Abfall",0.33,"OPSD (2020)",27,24,{"$f":"(1-VLOOKUP(S585,Start!$H$33:$I$40,2,FALSE)/100)*W585","v":20.399999999999999},{"$f":"VLOOKUP(R585,Start!$C$9:$D$15,2,FALSE)+VLOOKUP(R585,Start!$C$23:$D$29,2,FALSE)","v":0},{"$f":"(Y585/T585)+Start!$D$19*(VLOOKUP(R585,Start!$M$33:$N$39,2,FALSE)/T585)+VLOOKUP(S585,Start!$C$33:$D$40,2,FALSE)","v":1}]
[null,null,"Ja","SEE950689982695","In Betrieb","Energieversorgung Schwerin GmbH & Co. Erzeugung KG","SN-Süd-GUD-GT02",19061,"Schwerin","Pampower Str. 50","Mecklenburg-Vorpommern","2022-11-02","Erdgas","Erdgas, Erdölgas","Erdgas","Ja","Gasturbinen mit Abhitzekessel","Erdgas","Gasturbine",0.432,"Annahme basierend auf DIW (2014)",25.2,25,{"$f":"(1-VLOOKUP(S586,Start!$H$33:$I$40,2,FALSE)/100)*W586","v":21.75},{"$f":"VLOOKUP(R586,Start!$C$9:$D$15,2,FALSE)+VLOOKUP(R586,Start!$C$23:$D$29,2,FALSE)","v":45.66},{"$f":"(Y586/T586)+Start!$D$19*(VLOOKUP(R586,Start!$M$33:$N$39,2,FALSE)/T586)+VLOOKUP(S586,Start!$C$33:$D$40,2,FALSE)","v":146.05694444444444}]
[null,null,"Ja","SEE950895373805","In Betrieb","Energie SaarLorLux AG","Dampfturbinenanlage DT3",66121,"Saarbrücken","Bismarckstraße 143","Saarland","2011-08-01","Erdgas","Erdgas, Erdölgas","Erdgas","Ja","Kondensationsmaschine mit Entnahme","Erdgas","GuD",0.58499999999999996,"Annahme basierend auf DIW (2014)",34.6,34,{"$f":"(1-VLOOKUP(S587,Start!$H$33:$I$40,2,FALSE)/100)*W587","v":29.58},{"$f":"VLOOKUP(R587,Start!$C$9:$D$15,2,FALSE)+VLOOKUP(R587,Start!$C$23:$D$29,2,FALSE)","v":45.66},{"$f":"(Y587/T587)+Start!$D$19*(VLOOKUP(R587,Start!$M$33:$N$39,2,FALSE)/T587)+VLOOKUP(S587,Start!$C$33:$D$40,2,FALSE)","v":108.61897435897436}]
[null,null,"Ja","SEE950981928360","In Betrieb","BP Europa SE","TG4",49808,"Lingen","Raffineriestraße 1","Niedersachsen","1996-12-06","Mineralölprodukte","Dampf (zum Beispiel Prozesswärme)","Mineralölprodukte","Ja","Gegendruckmaschine ohne Entnahme","Öl","Öl",0.38059999999999999,"OPSD (2020)",19.68,10.9,{"$f":"(1-VLOOKUP(S588,Start!$H$33:$I$40,2,FALSE)/100)*W588","v":9.2650000000000006},{"$f":"VLOOKUP(R588,Start!$C$9:$D$15,2,FALSE)+VLOOKUP(R588,Start!$C$23:$D$29,2,FALSE)","v":87.17},{"$f":"(Y588/T588)+Start!$D$19*(VLOOKUP(R588,Start!$M$33:$N$39,2,FALSE)/T588)+VLOOKUP(S588,Start!$C$33:$D$40,2,FALSE)","v":292.27167630057806}]
[null,null,"Ja","SEE951078548935","In Betrieb","Stadtwerke Kempen GmbH","0050 - STW - BHKW - KWK",47906,"Kempen","Otto-Schott-Straße 4","Nordrhein-Westfalen","2017-11-01","Erdgas","Erdgas, Erdölgas","Erdgas","Ja","Verbrennungsmotor","Erdgas","GuD",0.63,"Annahme basierend auf DIW (2014)",3.3559999999999999,3.3130000000000002,{"$f":"(1-VLOOKUP(S589,Start!$H$33:$I$40,2,FALSE)/100)*W589","v":2.8823099999999999},{"$f":"VLOOKUP(R589,Start!$C$9:$D$15,2,FALSE)+VLOOKUP(R589,Start!$C$23:$D$29,2,FALSE)","v":45.66},{"$f":"(Y589/T589)+Start!$D$19*(VLOOKUP(R589,Start!$M$33:$N$39,2,FALSE)/T589)+VLOOKUP(S589,Start!$C$33:$D$40,2,FALSE)","v":100.96761904761904}]
[null,null,"Ja","SEE951160693116","In Betrieb","TEAG Thüringer Energie AG","Gasmotor 5 Jena",7745,"Jena","Rudolstädter Straße 41","Thüringen","2022-11-11","Erdgas","Erdgas, Erdölgas","Erdgas","Ja","Verbrennungsmotor","Erdgas","GuD",0.63,"Annahme basierend auf DIW (2014)",12.616,12.175000000000001,{"$f":"(1-VLOOKUP(S590,Start!$H$33:$I$40,2,FALSE)/100)*W590","v":10.59225},{"$f":"VLOOKUP(R590,Start!$C$9:$D$15,2,FALSE)+VLOOKUP(R590,Start!$C$23:$D$29,2,FALSE)","v":45.66},{"$f":"(Y590/T590)+Start!$D$19*(VLOOKUP(R590,Start!$M$33:$N$39,2,FALSE)/T590)+VLOOKUP(S590,Start!$C$33:$D$40,2,FALSE)","v":100.96761904761904}]
[null,null,"Ja","SEE951279779923","In Betrieb","FairEnergie GmbH","BHKW Hauffstraße",72762,"Reutlingen","Hauffstraße 89","Baden-Württemberg","2011-02-21","Erdgas","Erdgas, Erdölgas","Erdgas","Ja","Verbrennungsmotor","Erdgas","GuD",0.45739999999999997,"OPSD (2020)",2.016,1.968,{"$f":"(1-VLOOKUP(S591,Start!$H$33:$I$40,2,FALSE)/100)*W591","v":1.7121599999999999},{"$f":"VLOOKUP(R591,Start!$C$9:$D$15,2,FALSE)+VLOOKUP(R591,Start!$C$23:$D$29,2,FALSE)","v":45.66},{"$f":"(Y591/T591)+Start!$D$19*(VLOOKUP(R591,Start!$M$33:$N$39,2,FALSE)/T591)+VLOOKUP(S591,Start!$C$33:$D$40,2,FALSE)","v":138.50174901617839}]
[null,null,"Ja","SEE951344432289","In Betrieb","BTB Blockheizkraftwerks-, Träger- und Betreibergesellschaft","KWK Adlershof Modul 2",12489,"Berlin","Albert-Einstein-Straße 22","Berlin","2023-07-06","Erdgas","Erdgas, Erdölgas","Erdgas","Ja","Verbrennungsmotor","Erdgas","GuD",0.63,"Annahme basierend auf DIW (2014)",4.5019999999999998,4.3899999999999997,{"$f":"(1-VLOOKUP(S592,Start!$H$33:$I$40,2,FALSE)/100)*W592","v":3.8192999999999997},{"$f":"VLOOKUP(R592,Start!$C$9:$D$15,2,FALSE)+VLOOKUP(R592,Start!$C$23:$D$29,2,FALSE)","v":45.66},{"$f":"(Y592/T592)+Start!$D$19*(VLOOKUP(R592,Start!$M$33:$N$39,2,FALSE)/T592)+VLOOKUP(S592,Start!$C$33:$D$40,2,FALSE)","v":100.96761904761904}]
[null,null,"Ja","SEE951401550147","In Betrieb","EnBW Energie Baden-Württemberg AG","Heizkraftwerk Stuttgart-Münster GT 17",70376,"Stuttgart","Voltastraße 45","Baden-Württemberg","1974-01-01","Mineralölprodukte","Heizöl, leicht","Mineralölprodukte","Nein","Gasturbinen ohne Abhitzekessel","Öl","Öl",0.23,"OPSD (2020)",23.3,23.3,{"$f":"(1-VLOOKUP(S593,Start!$H$33:$I$40,2,FALSE)/100)*W593","v":19.805},{"$f":"VLOOKUP(R593,Start!$C$9:$D$15,2,FALSE)+VLOOKUP(R593,Start!$C$23:$D$29,2,FALSE)","v":87.17},{"$f":"(Y593/T593)+Start!$D$19*(VLOOKUP(R593,Start!$M$33:$N$39,2,FALSE)/T593)+VLOOKUP(S593,Start!$C$33:$D$40,2,FALSE)","v":482.99130434782609}]
[null,null,"Ja","SEE951458309484","In Betrieb","Mercedes-Benz AG","W065-Gebäude 120 / BHKW Modul 01",40476,"Düsseldorf","Rather Straße 51","Nordrhein-Westfalen","2012-10-31","Erdgas","Erdgas, Erdölgas","Erdgas","Ja","Gasturbinen mit Abhitzekessel","Erdgas","GuD",0.3982,"OPSD (2020)",4.3,4.2,{"$f":"(1-VLOOKUP(S594,Start!$H$33:$I$40,2,FALSE)/100)*W594","v":3.6539999999999999},{"$f":"VLOOKUP(R594,Start!$C$9:$D$15,2,FALSE)+VLOOKUP(R594,Start!$C$23:$D$29,2,FALSE)","v":45.66},{"$f":"(Y594/T594)+Start!$D$19*(VLOOKUP(R594,Start!$M$33:$N$39,2,FALSE)/T594)+VLOOKUP(S594,Start!$C$33:$D$40,2,FALSE)","v":158.86966348568558}]
[null,null,"Ja","SEE951582148140","In Betrieb","Kraftwerke Mainz-Wiesbaden AG","BHKW KW5 51",55120,"Mainz","Kraftwerkallee 1","Rheinland-Pfalz","2020-12-23","Erdgas","Erdgas, Erdölgas","Erdgas","Ja","Verbrennungsmotor","Erdgas","GuD",0.45,"https://www.kmw-ag.de/anlagen/blockheizkraftwerk/",10.02,9.93,{"$f":"(1-VLOOKUP(S595,Start!$H$33:$I$40,2,FALSE)/100)*W595","v":8.6390999999999991},{"$f":"VLOOKUP(R595,Start!$C$9:$D$15,2,FALSE)+VLOOKUP(R595,Start!$C$23:$D$29,2,FALSE)","v":45.66},{"$f":"(Y595/T595)+Start!$D$19*(VLOOKUP(R595,Start!$M$33:$N$39,2,FALSE)/T595)+VLOOKUP(S595,Start!$C$33:$D$40,2,FALSE)","v":140.75466666666665}]
[null,null,"Ja","SEE951620659119","In Betrieb","RWE Generation SE","Emsland B GT2",49808,"Lingen","Schüttorfer Straße 100","Niedersachsen","2011-12-23","Erdgas","Erdgas, Erdölgas","Erdgas","Nein","Gasturbinen mit nachgeschalteter Dampfturbine","Erdgas","GuD",0.46,"OPSD (2020)",60,58,{"$f":"(1-VLOOKUP(S596,Start!$H$33:$I$40,2,FALSE)/100)*W596","v":50.46},{"$f":"VLOOKUP(R596,Start!$C$9:$D$15,2,FALSE)+VLOOKUP(R596,Start!$C$23:$D$29,2,FALSE)","v":45.66},{"$f":"(Y596/T596)+Start!$D$19*(VLOOKUP(R596,Start!$M$33:$N$39,2,FALSE)/T596)+VLOOKUP(S596,Start!$C$33:$D$40,2,FALSE)","v":137.7273913043478}]
[null,null,"Ja","SEE951648072822","In Betrieb","Zweckverband für Abfallwirtschaft Südwestthüringen (ZASt)","ZASt",98544,"Zella-Mehlis","Am Schießstand 15","Thüringen","2007-10-15","nicht biogener Abfall","Abfall (Hausmüll, Siedl.abf.)","Abfall","Ja","Kondensationsmaschine mit Entnahme","Abfall","Abfall",0.33,"OPSD (2020)",13.7,12.1,{"$f":"(1-VLOOKUP(S597,Start!$H$33:$I$40,2,FALSE)/100)*W597","v":10.285},{"$f":"VLOOKUP(R597,Start!$C$9:$D$15,2,FALSE)+VLOOKUP(R597,Start!$C$23:$D$29,2,FALSE)","v":0},{"$f":"(Y597/T597)+Start!$D$19*(VLOOKUP(R597,Start!$M$33:$N$39,2,FALSE)/T597)+VLOOKUP(S597,Start!$C$33:$D$40,2,FALSE)","v":1}]
[null,null,"Ja","SEE951684578067","In Betrieb","Stadtwerke Bielefeld GmbH","Gasturbine 2 - GuD MPE",33699,"Bielefeld","Niedernholz 23","Nordrhein-Westfalen","2021-02-15","Erdgas","Erdgas, Erdölgas","Erdgas","Ja","Gasturbinen mit nachgeschalteter Dampfturbine","Erdgas","GuD",0.63,"Annahme basierend auf DIW (2014)",15.25,15.05,{"$f":"(1-VLOOKUP(S598,Start!$H$33:$I$40,2,FALSE)/100)*W598","v":13.093500000000001},{"$f":"VLOOKUP(R598,Start!$C$9:$D$15,2,FALSE)+VLOOKUP(R598,Start!$C$23:$D$29,2,FALSE)","v":45.66},{"$f":"(Y598/T598)+Start!$D$19*(VLOOKUP(R598,Start!$M$33:$N$39,2,FALSE)/T598)+VLOOKUP(S598,Start!$C$33:$D$40,2,FALSE)","v":100.96761904761904}]
[null,null,"Ja","SEE951802406722","In Betrieb","Crespel & Deiters GmbH ＆ Co. KG","GTS5",49479,"Ibbenbüren","Groner Allee 76","Nordrhein-Westfalen","2017-12-20","Erdgas","Erdgas, Erdölgas","Erdgas","Ja","Gasturbinen mit Abhitzekessel","Erdgas","GuD",0.4,"eigene Annahme",7.49,7.37765,{"$f":"(1-VLOOKUP(S599,Start!$H$33:$I$40,2,FALSE)/100)*W599","v":6.4185555000000001},{"$f":"VLOOKUP(R599,Start!$C$9:$D$15,2,FALSE)+VLOOKUP(R599,Start!$C$23:$D$29,2,FALSE)","v":45.66},{"$f":"(Y599/T599)+Start!$D$19*(VLOOKUP(R599,Start!$M$33:$N$39,2,FALSE)/T599)+VLOOKUP(S599,Start!$C$33:$D$40,2,FALSE)","v":158.16149999999999}]
[null,null,"Ja","SEE951839779134","In Betrieb","Stadtwerke Kiel AG","Küstenkraftwerk K.I.E.L Motor 1",24149,"Kiel","Hasselfelde 30","Schleswig-Holstein","2018-12-07","Erdgas","Erdgas, Erdölgas","Erdgas","Ja","Verbrennungsmotor","Erdgas","GuD",0.40589999999999998,"OPSD (2020)",9.5709999999999997,9.4559999999999995,{"$f":"(1-VLOOKUP(S600,Start!$H$33:$I$40,2,FALSE)/100)*W600","v":8.2267200000000003},{"$f":"VLOOKUP(R600,Start!$C$9:$D$15,2,FALSE)+VLOOKUP(R600,Start!$C$23:$D$29,2,FALSE)","v":45.66},{"$f":"(Y600/T600)+Start!$D$19*(VLOOKUP(R600,Start!$M$33:$N$39,2,FALSE)/T600)+VLOOKUP(S600,Start!$C$33:$D$40,2,FALSE)","v":155.88433111603842}]
[null,null,"Ja","SEE951966828576","In Betrieb","Zweckverband Müllverwertungsanlage Ingolstadt","Turbine VE 32 ZV MVA IN",85055,"Ingolstadt","Am Mailinger Bach 141","Bayern","1996-09-10","nicht biogener Abfall","Abfall (Hausmüll, Siedl.abf.)","Abfall","Ja","Kondensationsmaschine mit Entnahme","Abfall","Abfall",0.33,"OPSD (2020)",9.1999999999999993,7.36,{"$f":"(1-VLOOKUP(S601,Start!$H$33:$I$40,2,FALSE)/100)*W601","v":6.2560000000000002},{"$f":"VLOOKUP(R601,Start!$C$9:$D$15,2,FALSE)+VLOOKUP(R601,Start!$C$23:$D$29,2,FALSE)","v":0},{"$f":"(Y601/T601)+Start!$D$19*(VLOOKUP(R601,Start!$M$33:$N$39,2,FALSE)/T601)+VLOOKUP(S601,Start!$C$33:$D$40,2,FALSE)","v":1}]
[null,null,"Ja","SEE952058615067","In Betrieb","Solvay Chemicals GmbH","Solvay Rb TA1",47495,"Rheinberg","Xantener Straße 237","Nordrhein-Westfalen","1996-12-31","Erdgas","Erdgas, Erdölgas","Erdgas","Ja","Gasturbinen mit Abhitzekessel","Erdgas","GuD",0.34210000000000002,"OPSD (2020)",54,54,{"$f":"(1-VLOOKUP(S602,Start!$H$33:$I$40,2,FALSE)/100)*W602","v":46.98},{"$f":"VLOOKUP(R602,Start!$C$9:$D$15,2,FALSE)+VLOOKUP(R602,Start!$C$23:$D$29,2,FALSE)","v":45.66},{"$f":"(Y602/T602)+Start!$D$19*(VLOOKUP(R602,Start!$M$33:$N$39,2,FALSE)/T602)+VLOOKUP(S602,Start!$C$33:$D$40,2,FALSE)","v":184.67626425021922}]
[null,null,"Ja","SEE952266131625","befristete Strommarktrückkehr","Evonik Operations GmbH","Kraftwerk I, KT13",45772,"Marl","Paul-Baumann-Straße 1","Nordrhein-Westfalen","1949-12-16","Steinkohle","Steinkohlen","Steinkohle","Ja","Kondensationsmaschine ohne Entnahme","Steinkohle","Steinkohle",0.27,"OPSD (2020)",21,20.513999999999999,{"$f":"(1-VLOOKUP(S603,Start!$H$33:$I$40,2,FALSE)/100)*W603","v":16.411200000000001},{"$f":"VLOOKUP(R603,Start!$C$9:$D$15,2,FALSE)+VLOOKUP(R603,Start!$C$23:$D$29,2,FALSE)","v":17.84},{"$f":"(Y603/T603)+Start!$D$19*(VLOOKUP(R603,Start!$M$33:$N$39,2,FALSE)/T603)+VLOOKUP(S603,Start!$C$33:$D$40,2,FALSE)","v":172.96740740740742}]
[null,null,"Ja","SEE952340290002","In Betrieb","Felix Schoeller GmbH & Co. KG","Felix Schoeller GmbH & Co.KG Weißenborn DT",9600,"Weißenborn","Fabrikstraße 1","Sachsen","1976-01-01","Erdgas","Dampf (zum Beispiel Prozesswärme)","Erdgas","Ja","Gegendruckmaschine mit Entnahme","Erdgas","GuD",0.38169999999999998,"OPSD (2020)",3.343,3.343,{"$f":"(1-VLOOKUP(S604,Start!$H$33:$I$40,2,FALSE)/100)*W604","v":2.9084099999999999},{"$f":"VLOOKUP(R604,Start!$C$9:$D$15,2,FALSE)+VLOOKUP(R604,Start!$C$23:$D$29,2,FALSE)","v":45.66},{"$f":"(Y604/T604)+Start!$D$19*(VLOOKUP(R604,Start!$M$33:$N$39,2,FALSE)/T604)+VLOOKUP(S604,Start!$C$33:$D$40,2,FALSE)","v":165.67238669111867}]
[null,null,"Ja","SEE952352206145","In Betrieb","Uniper Kraftwerke GmbH","Scholven B",45896,"Gelsenkirchen","Glückaufstraße 56","Nordrhein-Westfalen","1968-01-01","Steinkohle","Steinkohlen","Steinkohle","Ja","Kondensationsmaschine mit Entnahme","Steinkohle","Steinkohle",0.34499999999999997,"OPSD (2020)",370,345,{"$f":"(1-VLOOKUP(S605,Start!$H$33:$I$40,2,FALSE)/100)*W605","v":276},{"$f":"VLOOKUP(R605,Start!$C$9:$D$15,2,FALSE)+VLOOKUP(R605,Start!$C$23:$D$29,2,FALSE)","v":17.84},{"$f":"(Y605/T605)+Start!$D$19*(VLOOKUP(R605,Start!$M$33:$N$39,2,FALSE)/T605)+VLOOKUP(S605,Start!$C$33:$D$40,2,FALSE)","v":135.64840579710147}]
[null,null,"Ja","SEE952372080091","In Betrieb","SWM Services GmbH","SWM HKW Nord 2 T20",85774,"Unterföhring","Münchner Straße 22","Bayern","1991-12-15","Steinkohle","Steinkohlen","Steinkohle","Ja","Kondensationsmaschine mit Entnahme","Steinkohle","Steinkohle",0.40250000000000002,"OPSD (2020)",363,333,{"$f":"(1-VLOOKUP(S606,Start!$H$33:$I$40,2,FALSE)/100)*W606","v":266.40000000000003},{"$f":"VLOOKUP(R606,Start!$C$9:$D$15,2,FALSE)+VLOOKUP(R606,Start!$C$23:$D$29,2,FALSE)","v":17.84},{"$f":"(Y606/T606)+Start!$D$19*(VLOOKUP(R606,Start!$M$33:$N$39,2,FALSE)/T606)+VLOOKUP(S606,Start!$C$33:$D$40,2,FALSE)","v":116.45577639751552}]
[null,null,"Ja","SEE952488583202","In Betrieb","K+S Minerals and Agriculture GmbH","Kraftwerk HA DT1",36269,"Philippsthal","Hattorfer Straße 1","Hessen","1967-03-02","Wärme","Dampf (zum Beispiel Prozesswärme)","Erdgas","Ja","Gegendruckmaschine mit Entnahme","Erdgas","GuD",0.39929999999999999,"OPSD (2020)",28.504000000000001,28,{"$f":"(1-VLOOKUP(S607,Start!$H$33:$I$40,2,FALSE)/100)*W607","v":24.36},{"$f":"VLOOKUP(R607,Start!$C$9:$D$15,2,FALSE)+VLOOKUP(R607,Start!$C$23:$D$29,2,FALSE)","v":45.66},{"$f":"(Y607/T607)+Start!$D$19*(VLOOKUP(R607,Start!$M$33:$N$39,2,FALSE)/T607)+VLOOKUP(S607,Start!$C$33:$D$40,2,FALSE)","v":158.43613824192335}]
[null,null,"Ja","SEE952672318108","In Betrieb","Lausitz Energie Kraftwerke AG","Kraftwerk Schwarze Pumpe Block B",3130,"Spremberg","An der alten Ziegelei 1","Brandenburg","1998-05-25","Braunkohle","","Braunkohle","Ja","Kondensationsmaschine mit Entnahme","Braunkohle","Braunkohle",0.41,"OPSD (2020)",803,755,{"$f":"(1-VLOOKUP(S608,Start!$H$33:$I$40,2,FALSE)/100)*W608","v":656.85},{"$f":"VLOOKUP(R608,Start!$C$9:$D$15,2,FALSE)+VLOOKUP(R608,Start!$C$23:$D$29,2,FALSE)","v":3.1},{"$f":"(Y608/T608)+Start!$D$19*(VLOOKUP(R608,Start!$M$33:$N$39,2,FALSE)/T608)+VLOOKUP(S608,Start!$C$33:$D$40,2,FALSE)","v":92.622926829268295}]
[null,null,"Ja","SEE952807166543","In Betrieb","Henkel AG & Co. KGaA","F03G3",40589,"Düsseldorf","Henkelstraße 67","Nordrhein-Westfalen","1965-01-01","Erdgas","Erdgas, Erdölgas","Erdgas","Ja","Gegendruckmaschine mit Entnahme","Erdgas","GuD",0.32779999999999998,"OPSD (2020)",13.2,11.88,{"$f":"(1-VLOOKUP(S609,Start!$H$33:$I$40,2,FALSE)/100)*W609","v":10.335600000000001},{"$f":"VLOOKUP(R609,Start!$C$9:$D$15,2,FALSE)+VLOOKUP(R609,Start!$C$23:$D$29,2,FALSE)","v":45.66},{"$f":"(Y609/T609)+Start!$D$19*(VLOOKUP(R609,Start!$M$33:$N$39,2,FALSE)/T609)+VLOOKUP(S609,Start!$C$33:$D$40,2,FALSE)","v":192.66717510677242}]
[null,null,"Ja","SEE952857304476","In Betrieb","MAN Energy Solutions SE","Prüfstand 32",86153,"Augsburg","Stadtbachstraße 1","Bayern","2013-09-01","Erdgas","Erdgas, Erdölgas","Erdgas","Nein","Verbrennungsmotor","Erdgas","GuD",0.4,"eigene Annahme",1.86,1.78,{"$f":"(1-VLOOKUP(S610,Start!$H$33:$I$40,2,FALSE)/100)*W610","v":1.5486},{"$f":"VLOOKUP(R610,Start!$C$9:$D$15,2,FALSE)+VLOOKUP(R610,Start!$C$23:$D$29,2,FALSE)","v":45.66},{"$f":"(Y610/T610)+Start!$D$19*(VLOOKUP(R610,Start!$M$33:$N$39,2,FALSE)/T610)+VLOOKUP(S610,Start!$C$33:$D$40,2,FALSE)","v":158.16149999999999}]
[null,null,"Ja","SEE952937205877","In Betrieb","Pfeifer & Langen GmbH ＆ Co. KG","Könnern Generator 2",6420,"Könnern","An den Sieben Stücken 1","Sachsen-Anhalt","1993-09-28","Braunkohle","Braunkohlenbriketts","Braunkohle","Ja","Gegendruckmaschine mit Entnahme","Braunkohle","Braunkohle",0.43359999999999999,"OPSD (2020)",20,19.670000000000002,{"$f":"(1-VLOOKUP(S611,Start!$H$33:$I$40,2,FALSE)/100)*W611","v":17.1129},{"$f":"VLOOKUP(R611,Start!$C$9:$D$15,2,FALSE)+VLOOKUP(R611,Start!$C$23:$D$29,2,FALSE)","v":3.1},{"$f":"(Y611/T611)+Start!$D$19*(VLOOKUP(R611,Start!$M$33:$N$39,2,FALSE)/T611)+VLOOKUP(S611,Start!$C$33:$D$40,2,FALSE)","v":87.674169741697412}]
[null,null,"Ja","SEE953048986860","In Betrieb","K+S Minerals and Agriculture GmbH","Fabrik NE GT Tr",36119,"Neuhof","Am Kaliwerk 6","Hessen","2009-07-02","Erdgas","Erdgas, Erdölgas","Erdgas","Ja","Gasturbinen ohne Abhitzekessel","Erdgas","Gasturbine",0.4,"eigene Annahme",5.1950000000000003,5.0999999999999996,{"$f":"(1-VLOOKUP(S612,Start!$H$33:$I$40,2,FALSE)/100)*W612","v":4.4369999999999994},{"$f":"VLOOKUP(R612,Start!$C$9:$D$15,2,FALSE)+VLOOKUP(R612,Start!$C$23:$D$29,2,FALSE)","v":45.66},{"$f":"(Y612/T612)+Start!$D$19*(VLOOKUP(R612,Start!$M$33:$N$39,2,FALSE)/T612)+VLOOKUP(S612,Start!$C$33:$D$40,2,FALSE)","v":157.66149999999999}]
[null,null,"Ja","SEE953182244383","In Betrieb","MVV Umwelt Asset GmbH","MHKW Mannheim Generator X1",68169,"Mannheim","Otto-Hahn-Straße 1","Baden-Württemberg","2020-03-13","nicht biogener Abfall","Abfall (Hausmüll, Siedl.abf.)","Abfall","Ja","Gegendruckmaschine ohne Entnahme","Abfall","Abfall",0.33,"OPSD (2020)",5.48,4.08,{"$f":"(1-VLOOKUP(S613,Start!$H$33:$I$40,2,FALSE)/100)*W613","v":3.468},{"$f":"VLOOKUP(R613,Start!$C$9:$D$15,2,FALSE)+VLOOKUP(R613,Start!$C$23:$D$29,2,FALSE)","v":0},{"$f":"(Y613/T613)+Start!$D$19*(VLOOKUP(R613,Start!$M$33:$N$39,2,FALSE)/T613)+VLOOKUP(S613,Start!$C$33:$D$40,2,FALSE)","v":1}]
[null,null,"Ja","SEE953235539855","In Betrieb","EnBW Energie Baden-Württemberg AG","Heizkraftwerk Stuttgart-Gaisburg HKW 3 Motor 1",70327,"Stuttgart","Langwiesenweg 23","Baden-Württemberg","2018-08-29","Erdgas","Erdgas, Erdölgas","Erdgas","Ja","Verbrennungsmotor","Erdgas","GuD",0.40479999999999999,"OPSD (2020)",10.295,9.7170000000000005,{"$f":"(1-VLOOKUP(S614,Start!$H$33:$I$40,2,FALSE)/100)*W614","v":8.4537899999999997},{"$f":"VLOOKUP(R614,Start!$C$9:$D$15,2,FALSE)+VLOOKUP(R614,Start!$C$23:$D$29,2,FALSE)","v":45.66},{"$f":"(Y614/T614)+Start!$D$19*(VLOOKUP(R614,Start!$M$33:$N$39,2,FALSE)/T614)+VLOOKUP(S614,Start!$C$33:$D$40,2,FALSE)","v":156.30385375494069}]
[null,null,"Ja","SEE953373967701","befristete Strommarktrückkehr","Evonik Operations GmbH","Kraftwerk I, GT9",45772,"Marl","Paul-Baumann-Straße 1","Nordrhein-Westfalen","1941-06-13","Steinkohle","Steinkohlen","Steinkohle","Ja","Gegendruckmaschine ohne Entnahme","Steinkohle","Steinkohle",0.27,"OPSD (2020)",15.75,15.75,{"$f":"(1-VLOOKUP(S615,Start!$H$33:$I$40,2,FALSE)/100)*W615","v":12.600000000000001},{"$f":"VLOOKUP(R615,Start!$C$9:$D$15,2,FALSE)+VLOOKUP(R615,Start!$C$23:$D$29,2,FALSE)","v":17.84},{"$f":"(Y615/T615)+Start!$D$19*(VLOOKUP(R615,Start!$M$33:$N$39,2,FALSE)/T615)+VLOOKUP(S615,Start!$C$33:$D$40,2,FALSE)","v":172.96740740740742}]
[null,null,"Ja","SEE953574430066","In Betrieb","Stadtwerke Kiel AG","Küstenkraftwerk K.I.E.L Motor 12",24149,"Kiel","Hasselfelde 30","Schleswig-Holstein","2018-08-23","Erdgas","Erdgas, Erdölgas","Erdgas","Ja","Verbrennungsmotor","Erdgas","GuD",0.40589999999999998,"OPSD (2020)",9.5709999999999997,9.4559999999999995,{"$f":"(1-VLOOKUP(S616,Start!$H$33:$I$40,2,FALSE)/100)*W616","v":8.2267200000000003},{"$f":"VLOOKUP(R616,Start!$C$9:$D$15,2,FALSE)+VLOOKUP(R616,Start!$C$23:$D$29,2,FALSE)","v":45.66},{"$f":"(Y616/T616)+Start!$D$19*(VLOOKUP(R616,Start!$M$33:$N$39,2,FALSE)/T616)+VLOOKUP(S616,Start!$C$33:$D$40,2,FALSE)","v":155.88433111603842}]
[null,null,"Ja","SEE953718174887","In Betrieb","Allgäuer Überlandwerk GmbH","Spitzenlastkraftwerk Veits Gasturbine",87448,"Waltenhofen","Veits 13","Bayern","1988-06-29","Erdgas","Erdgas, Erdölgas","Erdgas","Nein","Gasturbinen ohne Abhitzekessel","Erdgas","Gasturbine",0.3488,"OPSD (2020)",21.76,20,{"$f":"(1-VLOOKUP(S617,Start!$H$33:$I$40,2,FALSE)/100)*W617","v":17.399999999999999},{"$f":"VLOOKUP(R617,Start!$C$9:$D$15,2,FALSE)+VLOOKUP(R617,Start!$C$23:$D$29,2,FALSE)","v":45.66},{"$f":"(Y617/T617)+Start!$D$19*(VLOOKUP(R617,Start!$M$33:$N$39,2,FALSE)/T617)+VLOOKUP(S617,Start!$C$33:$D$40,2,FALSE)","v":180.65768348623854}]
[null,null,"Ja","SEE953730197888","In Betrieb","MVV Umwelt Asset GmbH","MHKW Mannheim Generator TD0",68169,"Mannheim","Otto-Hahn-Straße 1","Baden-Württemberg","2012-08-13","nicht biogener Abfall","Abfall (Hausmüll, Siedl.abf.)","Abfall","Ja","Gegendruckmaschine mit Entnahme","Abfall","Abfall",0.33,"OPSD (2020)",8.85,4.26,{"$f":"(1-VLOOKUP(S618,Start!$H$33:$I$40,2,FALSE)/100)*W618","v":3.6209999999999996},{"$f":"VLOOKUP(R618,Start!$C$9:$D$15,2,FALSE)+VLOOKUP(R618,Start!$C$23:$D$29,2,FALSE)","v":0},{"$f":"(Y618/T618)+Start!$D$19*(VLOOKUP(R618,Start!$M$33:$N$39,2,FALSE)/T618)+VLOOKUP(S618,Start!$C$33:$D$40,2,FALSE)","v":1}]
[null,null,"Ja","SEE953784241926","In Betrieb","Papier- u. Kartonfabrik Varel GmbH & Co. KG","PKV Dampfsammelschienen-KWK-Anlage Generator / Turbine DT 9",26316,"Varel","Dangaster Straße 38","Niedersachsen","2011-09-09","Wärme","","Erdgas","Ja","Gegendruckmaschine ohne Entnahme","Erdgas","GuD",0.37290000000000001,"OPSD (2020)",13.41,13.167,{"$f":"(1-VLOOKUP(S619,Start!$H$33:$I$40,2,FALSE)/100)*W619","v":11.45529},{"$f":"VLOOKUP(R619,Start!$C$9:$D$15,2,FALSE)+VLOOKUP(R619,Start!$C$23:$D$29,2,FALSE)","v":45.66},{"$f":"(Y619/T619)+Start!$D$19*(VLOOKUP(R619,Start!$M$33:$N$39,2,FALSE)/T619)+VLOOKUP(S619,Start!$C$33:$D$40,2,FALSE)","v":169.54666130329846}]
[null,null,"Ja","SEE953872640426","In Betrieb","Stadtwerke Münster GmbH","Dampfturbine",48155,"Münster","Am Mittelhafen 11","Nordrhein-Westfalen","2005-12-14","Wärme","Dampf (zum Beispiel Prozesswärme)","Erdgas","Ja","Gegendruckmaschine mit Entnahme","Erdgas","GuD",0.5625,"OPSD (2020)",38,35.200000000000003,{"$f":"(1-VLOOKUP(S620,Start!$H$33:$I$40,2,FALSE)/100)*W620","v":30.624000000000002},{"$f":"VLOOKUP(R620,Start!$C$9:$D$15,2,FALSE)+VLOOKUP(R620,Start!$C$23:$D$29,2,FALSE)","v":45.66},{"$f":"(Y620/T620)+Start!$D$19*(VLOOKUP(R620,Start!$M$33:$N$39,2,FALSE)/T620)+VLOOKUP(S620,Start!$C$33:$D$40,2,FALSE)","v":112.90373333333334}]
[null,null,"Ja","SEE953907486180","In Betrieb","Forschungszentrum Jülich GmbH","FZJ_WVVZ-03.19_BHKW-2",52428,"Jülich"," ","Nordrhein-Westfalen","2022-06-27","Erdgas","Erdgas, Erdölgas","Erdgas","Ja","Verbrennungsmotor","Erdgas","GuD",0.63,"Annahme basierend auf DIW (2014)",4.3,4.1710000000000003,{"$f":"(1-VLOOKUP(S621,Start!$H$33:$I$40,2,FALSE)/100)*W621","v":3.6287700000000003},{"$f":"VLOOKUP(R621,Start!$C$9:$D$15,2,FALSE)+VLOOKUP(R621,Start!$C$23:$D$29,2,FALSE)","v":45.66},{"$f":"(Y621/T621)+Start!$D$19*(VLOOKUP(R621,Start!$M$33:$N$39,2,FALSE)/T621)+VLOOKUP(S621,Start!$C$33:$D$40,2,FALSE)","v":100.96761904761904}]
[null,null,"Ja","SEE953987748918","In Betrieb","Stadtwerke Duisburg AG","Mitte BHKW 2 Modul 6",47053,"Duisburg","Bungertstr. 27","Nordrhein-Westfalen","2023-05-17","Erdgas","Erdgas, Erdölgas","Erdgas","Ja","Verbrennungsmotor","Erdgas","GuD",0.63,"Annahme basierend auf DIW (2014)",4.5,4.4720000000000004,{"$f":"(1-VLOOKUP(S622,Start!$H$33:$I$40,2,FALSE)/100)*W622","v":3.8906400000000003},{"$f":"VLOOKUP(R622,Start!$C$9:$D$15,2,FALSE)+VLOOKUP(R622,Start!$C$23:$D$29,2,FALSE)","v":45.66},{"$f":"(Y622/T622)+Start!$D$19*(VLOOKUP(R622,Start!$M$33:$N$39,2,FALSE)/T622)+VLOOKUP(S622,Start!$C$33:$D$40,2,FALSE)","v":100.96761904761904}]
[null,null,"Ja","SEE953991032447","In Betrieb","E.ON Energy Solutions GmbH","KWKK Heidelberg",69120,"Heidelberg","Im Neuenheimer Feld 530","Baden-Württemberg","2001-12-21","Erdgas","Erdgas, Erdölgas","Erdgas","Ja","Gasturbinen mit Abhitzekessel","Erdgas","GuD",0.3861,"OPSD (2020)",15,13.288,{"$f":"(1-VLOOKUP(S623,Start!$H$33:$I$40,2,FALSE)/100)*W623","v":11.560560000000001},{"$f":"VLOOKUP(R623,Start!$C$9:$D$15,2,FALSE)+VLOOKUP(R623,Start!$C$23:$D$29,2,FALSE)","v":45.66},{"$f":"(Y623/T623)+Start!$D$19*(VLOOKUP(R623,Start!$M$33:$N$39,2,FALSE)/T623)+VLOOKUP(S623,Start!$C$33:$D$40,2,FALSE)","v":163.80147630147627}]
[null,null,"Ja","SEE954086855965","In Betrieb","PCK Raffinerie GmbH","1MKA",16303,"Schwedt","Passower Chaussee 111","Brandenburg","1998-06-04","Mineralölprodukte","Andere Mineralölprodukte","Mineralölprodukte","Ja","Kondensationsmaschine mit Entnahme","Öl","Öl",0.38279999999999997,"OPSD (2020)",117,106,{"$f":"(1-VLOOKUP(S624,Start!$H$33:$I$40,2,FALSE)/100)*W624","v":90.1},{"$f":"VLOOKUP(R624,Start!$C$9:$D$15,2,FALSE)+VLOOKUP(R624,Start!$C$23:$D$29,2,FALSE)","v":87.17},{"$f":"(Y624/T624)+Start!$D$19*(VLOOKUP(R624,Start!$M$33:$N$39,2,FALSE)/T624)+VLOOKUP(S624,Start!$C$33:$D$40,2,FALSE)","v":290.59770114942529}]
[null,null,"Ja","SEE954169155876","In Betrieb","Energieversorgung Offenbach AG","Heizkraftwerk-Offenbach-EVO",63067,"Offenbach","Andréstraße 71","Hessen","1988-10-18","Steinkohle","Steinkohlen","Steinkohle","Ja","Kondensationsmaschine mit Entnahme","Steinkohle","Steinkohle",0.4,"OPSD (2020)",59.7,54,{"$f":"(1-VLOOKUP(S625,Start!$H$33:$I$40,2,FALSE)/100)*W625","v":43.2},{"$f":"VLOOKUP(R625,Start!$C$9:$D$15,2,FALSE)+VLOOKUP(R625,Start!$C$23:$D$29,2,FALSE)","v":17.84},{"$f":"(Y625/T625)+Start!$D$19*(VLOOKUP(R625,Start!$M$33:$N$39,2,FALSE)/T625)+VLOOKUP(S625,Start!$C$33:$D$40,2,FALSE)","v":117.17549999999999}]
[null,null,"Ja","SEE954183997452","In Betrieb","Dow Deutschland Anlagengesellschaft mbH","01 Std ST2",21683,"Stade","Bützflether Sand 9","Niedersachsen","2014-12-19","Wärme","Dampf (zum Beispiel Prozesswärme)","Erdgas","Ja","Sonstige","Erdgas","GuD",0.60750000000000004,"OPSD (2020)",18.731999999999999,13,{"$f":"(1-VLOOKUP(S626,Start!$H$33:$I$40,2,FALSE)/100)*W626","v":11.31},{"$f":"VLOOKUP(R626,Start!$C$9:$D$15,2,FALSE)+VLOOKUP(R626,Start!$C$23:$D$29,2,FALSE)","v":45.66},{"$f":"(Y626/T626)+Start!$D$19*(VLOOKUP(R626,Start!$M$33:$N$39,2,FALSE)/T626)+VLOOKUP(S626,Start!$C$33:$D$40,2,FALSE)","v":104.65160493827159}]
[null,null,"Ja","SEE954367504490","In Betrieb","ADM Hamburg Aktiengesellschaft","GT3",21107,"Hamburg","Nippoldstraße 117","Hamburg","2008-10-15","Erdgas","Erdgas, Erdölgas","Erdgas","Ja","Gasturbinen mit Abhitzekessel","Erdgas","GuD",0.37730000000000002,"OPSD (2020)",5.22,5.07,{"$f":"(1-VLOOKUP(S627,Start!$H$33:$I$40,2,FALSE)/100)*W627","v":4.4108999999999998},{"$f":"VLOOKUP(R627,Start!$C$9:$D$15,2,FALSE)+VLOOKUP(R627,Start!$C$23:$D$29,2,FALSE)","v":45.66},{"$f":"(Y627/T627)+Start!$D$19*(VLOOKUP(R627,Start!$M$33:$N$39,2,FALSE)/T627)+VLOOKUP(S627,Start!$C$33:$D$40,2,FALSE)","v":167.58693347468855}]
[null,null,"Ja","SEE954971534470","befristete Strommarktrückkehr","STEAG Power GmbH","Bexbach",66450,"Bexbach","Grubenstraße ","Saarland","1983-10-01","Steinkohle","Steinkohlen","Steinkohle","Nein","Kondensationsmaschine mit Entnahme","Steinkohle","Steinkohle",0.38250000000000001,"OPSD (2020)",780,726,{"$f":"(1-VLOOKUP(S628,Start!$H$33:$I$40,2,FALSE)/100)*W628","v":580.80000000000007},{"$f":"VLOOKUP(R628,Start!$C$9:$D$15,2,FALSE)+VLOOKUP(R628,Start!$C$23:$D$29,2,FALSE)","v":17.84},{"$f":"(Y628/T628)+Start!$D$19*(VLOOKUP(R628,Start!$M$33:$N$39,2,FALSE)/T628)+VLOOKUP(S628,Start!$C$33:$D$40,2,FALSE)","v":122.47699346405228}]
[null,null,"Ja","SEE955076814825","In Betrieb","eins energie in sachsen GmbH & Co. KG","Motor-Heizkraftwerk Chemnitz-Nord, Motor 7",9114,"Chemnitz","Blankenburgstraße 2","Sachsen","2023-07-06","Erdgas","Erdgas, Erdölgas","Erdgas","Ja","Verbrennungsmotor","Erdgas","GuD",0.63,"Annahme basierend auf DIW (2014)",12.68,12.535,{"$f":"(1-VLOOKUP(S629,Start!$H$33:$I$40,2,FALSE)/100)*W629","v":10.90545},{"$f":"VLOOKUP(R629,Start!$C$9:$D$15,2,FALSE)+VLOOKUP(R629,Start!$C$23:$D$29,2,FALSE)","v":45.66},{"$f":"(Y629/T629)+Start!$D$19*(VLOOKUP(R629,Start!$M$33:$N$39,2,FALSE)/T629)+VLOOKUP(S629,Start!$C$33:$D$40,2,FALSE)","v":100.96761904761904}]
[null,null,"Ja","SEE955085348786","In Betrieb","GLOBALFOUNDRIES Dresden Module One LLC & Co. KG","Gasmotoren-Blockheizkraftwerk II (Generator 9)",1468,"Moritzburg","Ringstraße 3","Sachsen","2004-11-10","Erdgas","Erdgas, Erdölgas","Erdgas","Ja","Verbrennungsmotor","Erdgas","GuD",0.54,"Annahme basierend auf DIW (2014)",3.8319999999999999,3.7719999999999998,{"$f":"(1-VLOOKUP(S630,Start!$H$33:$I$40,2,FALSE)/100)*W630","v":3.2816399999999999},{"$f":"VLOOKUP(R630,Start!$C$9:$D$15,2,FALSE)+VLOOKUP(R630,Start!$C$23:$D$29,2,FALSE)","v":45.66},{"$f":"(Y630/T630)+Start!$D$19*(VLOOKUP(R630,Start!$M$33:$N$39,2,FALSE)/T630)+VLOOKUP(S630,Start!$C$33:$D$40,2,FALSE)","v":117.54555555555554}]
[null,null,"Ja","SEE955111508221","In Betrieb","DSM Nutritional Products GmbH","Dampfturbine DT5",79639,"Grenzach-Wyhlen","Emil-Barell-Straße 3","Baden-Württemberg","2018-03-21","Erdgas","Erdgas, Erdölgas","Erdgas","Ja","Gegendruckmaschine mit Entnahme","Erdgas","GuD",0.4037,"OPSD (2020)",8.65,8.4260000000000002,{"$f":"(1-VLOOKUP(S631,Start!$H$33:$I$40,2,FALSE)/100)*W631","v":7.3306199999999997},{"$f":"VLOOKUP(R631,Start!$C$9:$D$15,2,FALSE)+VLOOKUP(R631,Start!$C$23:$D$29,2,FALSE)","v":45.66},{"$f":"(Y631/T631)+Start!$D$19*(VLOOKUP(R631,Start!$M$33:$N$39,2,FALSE)/T631)+VLOOKUP(S631,Start!$C$33:$D$40,2,FALSE)","v":156.72566262075799}]
[null,null,"Ja","SEE955178360381","In Betrieb","BMW AG","KWK 1 Gebäude 192.0",84130,"Dingolfing","Karl-Dompert-Straße 7","Bayern","2019-03-26","Erdgas","Erdgas, Erdölgas","Erdgas","Ja","Verbrennungsmotor","Erdgas","GuD",0.63,"Annahme basierend auf DIW (2014)",4.13,4.0049999999999999,{"$f":"(1-VLOOKUP(S632,Start!$H$33:$I$40,2,FALSE)/100)*W632","v":3.4843500000000001},{"$f":"VLOOKUP(R632,Start!$C$9:$D$15,2,FALSE)+VLOOKUP(R632,Start!$C$23:$D$29,2,FALSE)","v":45.66},{"$f":"(Y632/T632)+Start!$D$19*(VLOOKUP(R632,Start!$M$33:$N$39,2,FALSE)/T632)+VLOOKUP(S632,Start!$C$33:$D$40,2,FALSE)","v":100.96761904761904}]
[null,null,"Ja","SEE955292024220","In Betrieb","Zweckverband Müllverwertung Schwandorf","MKW SAD Turbine 4",92421,"Schwandorf","Alustraße 7","Bayern","1982-09-21","nicht biogener Abfall","Abfall (Hausmüll, Siedl.abf.)","Abfall","Ja","Kondensationsmaschine mit Entnahme","Abfall","Abfall",0.33,"OPSD (2020)",10,10,{"$f":"(1-VLOOKUP(S633,Start!$H$33:$I$40,2,FALSE)/100)*W633","v":8.5},{"$f":"VLOOKUP(R633,Start!$C$9:$D$15,2,FALSE)+VLOOKUP(R633,Start!$C$23:$D$29,2,FALSE)","v":0},{"$f":"(Y633/T633)+Start!$D$19*(VLOOKUP(R633,Start!$M$33:$N$39,2,FALSE)/T633)+VLOOKUP(S633,Start!$C$33:$D$40,2,FALSE)","v":1}]
[null,null,"Ja","SEE955310827123","In Betrieb","Stadtwerke Leipzig GmbH","Heizkraftwerk Leipzig Nord DT8B",4105,"Leipzig","Eutritzscher Straße 14b","Sachsen","2022-06-01","Erdgas","Erdgas, Erdölgas","Erdgas","Ja","Gegendruckmaschine mit Entnahme","Erdgas","GuD",0.42,"https://www.leipziger-industriekultur.de/heizkraftwerknord/",25.742999999999999,25.248999999999999,{"$f":"(1-VLOOKUP(S634,Start!$H$33:$I$40,2,FALSE)/100)*W634","v":21.966629999999999},{"$f":"VLOOKUP(R634,Start!$C$9:$D$15,2,FALSE)+VLOOKUP(R634,Start!$C$23:$D$29,2,FALSE)","v":45.66},{"$f":"(Y634/T634)+Start!$D$19*(VLOOKUP(R634,Start!$M$33:$N$39,2,FALSE)/T634)+VLOOKUP(S634,Start!$C$33:$D$40,2,FALSE)","v":150.70142857142855}]
[null,null,"Ja","SEE955314088254","In Betrieb","RWE Power AG","Weisweiler H",52249,"Eschweiler","Am Kraftwerk 17","Nordrhein-Westfalen","1975-01-18","Braunkohle","Rohbraunkohlen","Braunkohle","Ja","Kondensationsmaschine mit Entnahme","Braunkohle","Braunkohle",0.36,"OPSD (2020)",696,656,{"$f":"(1-VLOOKUP(S635,Start!$H$33:$I$40,2,FALSE)/100)*W635","v":570.72},{"$f":"VLOOKUP(R635,Start!$C$9:$D$15,2,FALSE)+VLOOKUP(R635,Start!$C$23:$D$29,2,FALSE)","v":3.1},{"$f":"(Y635/T635)+Start!$D$19*(VLOOKUP(R635,Start!$M$33:$N$39,2,FALSE)/T635)+VLOOKUP(S635,Start!$C$33:$D$40,2,FALSE)","v":105.25111111111111}]
[null,null,"Ja","SEE955482235511","In Betrieb","Mineraloelraffinerie Oberrhein","Maschine 4",76187,"Karlsruhe","Nördliche Raffineriestraße 1","Baden-Württemberg","1995-06-17","Mineralölprodukte","Raffineriegas","Mineralölprodukte","Ja","Kondensationsmaschine mit Entnahme","Öl","Öl",0.3795,"OPSD (2020)",14,12.7,{"$f":"(1-VLOOKUP(S636,Start!$H$33:$I$40,2,FALSE)/100)*W636","v":10.795},{"$f":"VLOOKUP(R636,Start!$C$9:$D$15,2,FALSE)+VLOOKUP(R636,Start!$C$23:$D$29,2,FALSE)","v":87.17},{"$f":"(Y636/T636)+Start!$D$19*(VLOOKUP(R636,Start!$M$33:$N$39,2,FALSE)/T636)+VLOOKUP(S636,Start!$C$33:$D$40,2,FALSE)","v":293.1159420289855}]
[null,null,"Ja","SEE955526290162","In Betrieb","Karlsruher Institut für Technologie","KIT_CN_BHKW_266_MPP2",76344,"Eggenstein-Leopoldshafen","Hermann-von-Helmholtz-Platz 1","Baden-Württemberg","2016-12-12","Erdgas","Erdgas, Erdölgas","Erdgas","Ja","Verbrennungsmotor","Erdgas","GuD",0.32500000000000001,"https://www.energysystem-yanmar.com/technologien/blockheizkraftwerk/BHKW_Technische-Daten_25-30.pdf",4.5,4.4320000000000004,{"$f":"(1-VLOOKUP(S637,Start!$H$33:$I$40,2,FALSE)/100)*W637","v":3.8558400000000002},{"$f":"VLOOKUP(R637,Start!$C$9:$D$15,2,FALSE)+VLOOKUP(R637,Start!$C$23:$D$29,2,FALSE)","v":45.66},{"$f":"(Y637/T637)+Start!$D$19*(VLOOKUP(R637,Start!$M$33:$N$39,2,FALSE)/T637)+VLOOKUP(S637,Start!$C$33:$D$40,2,FALSE)","v":194.31415384615383}]
[null,null,"Ja","SEE955548455112","In Betrieb","Zweckverband Restmüllheizkraftwerk Böblingen","Restmüllheizkraftwerk",71032,"Böblingen","Musberger Sträßle 11","Baden-Württemberg","1999-05-01","Wärme","Dampf (zum Beispiel Prozesswärme)","Abfall","Ja","Kondensationsmaschine mit Entnahme","Abfall","Abfall",0.33,"OPSD (2020)",13,12.6,{"$f":"(1-VLOOKUP(S638,Start!$H$33:$I$40,2,FALSE)/100)*W638","v":10.709999999999999},{"$f":"VLOOKUP(R638,Start!$C$9:$D$15,2,FALSE)+VLOOKUP(R638,Start!$C$23:$D$29,2,FALSE)","v":0},{"$f":"(Y638/T638)+Start!$D$19*(VLOOKUP(R638,Start!$M$33:$N$39,2,FALSE)/T638)+VLOOKUP(S638,Start!$C$33:$D$40,2,FALSE)","v":1}]
[null,null,"Ja","SEE955718847075","In Betrieb","Stadtwerke Rosenheim GmbH & Co. KG","DT1",83022,"Rosenheim","Färberstraße 49","Bayern","1988-01-01","nicht biogener Abfall","Abfall (Hausmüll, Siedl.abf.)","Abfall","Ja","Kondensationsmaschine mit Entnahme","Abfall","Abfall",0.33,"OPSD (2020)",7.2,6.9,{"$f":"(1-VLOOKUP(S639,Start!$H$33:$I$40,2,FALSE)/100)*W639","v":5.8650000000000002},{"$f":"VLOOKUP(R639,Start!$C$9:$D$15,2,FALSE)+VLOOKUP(R639,Start!$C$23:$D$29,2,FALSE)","v":0},{"$f":"(Y639/T639)+Start!$D$19*(VLOOKUP(R639,Start!$M$33:$N$39,2,FALSE)/T639)+VLOOKUP(S639,Start!$C$33:$D$40,2,FALSE)","v":1}]
[null,null,"Ja","SEE955802157592","In Betrieb","EnBW Contracting GmbH","HK_001_Industrieheizkraftwerk-Walsrode_BHKW-GM2",29699,"Walsrode","Bahnhofstraße 13","Niedersachsen","2019-01-01","Erdgas","Erdgas, Erdölgas","Erdgas","Ja","Verbrennungsmotor","Erdgas","GuD",0.35089999999999999,"OPSD (2020)",3.2,3.2,{"$f":"(1-VLOOKUP(S640,Start!$H$33:$I$40,2,FALSE)/100)*W640","v":2.7840000000000003},{"$f":"VLOOKUP(R640,Start!$C$9:$D$15,2,FALSE)+VLOOKUP(R640,Start!$C$23:$D$29,2,FALSE)","v":45.66},{"$f":"(Y640/T640)+Start!$D$19*(VLOOKUP(R640,Start!$M$33:$N$39,2,FALSE)/T640)+VLOOKUP(S640,Start!$C$33:$D$40,2,FALSE)","v":180.08250213736108}]
[null,null,"Ja","SEE955837429145","In Betrieb","K+S Minerals and Agriculture GmbH","KW ZI Austausch-Geno",39326,"Zielitz","Farsleber Straße 1","Sachsen-Anhalt","1995-07-02","Erdgas","Erdgas, Erdölgas","Erdgas","Ja","Gasturbinen mit Abhitzekessel","Erdgas","GuD",0.38059999999999999,"OPSD (2020)",5.25,5.25,{"$f":"(1-VLOOKUP(S641,Start!$H$33:$I$40,2,FALSE)/100)*W641","v":4.5674999999999999},{"$f":"VLOOKUP(R641,Start!$C$9:$D$15,2,FALSE)+VLOOKUP(R641,Start!$C$23:$D$29,2,FALSE)","v":45.66},{"$f":"(Y641/T641)+Start!$D$19*(VLOOKUP(R641,Start!$M$33:$N$39,2,FALSE)/T641)+VLOOKUP(S641,Start!$C$33:$D$40,2,FALSE)","v":166.14687335785601}]
[null,null,"Ja","SEE955937262338","In Betrieb","GMVA Gemeinschafts-Müll-Verbrennungsanlage Niederrhein GmbH","„Turbosatz 1“",46049,"Oberhausen","Liricher Str. 121","Nordrhein-Westfalen","2006-04-06","nicht biogener Abfall","Abfall (Hausmüll, Siedl.abf.)","Abfall","Ja","Kondensationsmaschine mit Entnahme","Abfall","Abfall",0.33,"OPSD (2020)",25.6,21.1,{"$f":"(1-VLOOKUP(S642,Start!$H$33:$I$40,2,FALSE)/100)*W642","v":17.935000000000002},{"$f":"VLOOKUP(R642,Start!$C$9:$D$15,2,FALSE)+VLOOKUP(R642,Start!$C$23:$D$29,2,FALSE)","v":0},{"$f":"(Y642/T642)+Start!$D$19*(VLOOKUP(R642,Start!$M$33:$N$39,2,FALSE)/T642)+VLOOKUP(S642,Start!$C$33:$D$40,2,FALSE)","v":1}]
[null,null,"Ja","SEE956061511231","In Betrieb","Julius Schulte Trebsen GmbH & Co. KG","GuD Anlage DT",4687,"Trebsen","Pauschwitzer Straße 45","Sachsen","2013-09-18","Erdgas","Erdgas, Erdölgas","Erdgas","Ja","Gasturbinen mit nachgeschalteter Dampfturbine","Erdgas","GuD",0.55000000000000004,"eigene Annahme",1.4339999999999999,1.4339999999999999,{"$f":"(1-VLOOKUP(S643,Start!$H$33:$I$40,2,FALSE)/100)*W643","v":1.2475799999999999},{"$f":"VLOOKUP(R643,Start!$C$9:$D$15,2,FALSE)+VLOOKUP(R643,Start!$C$23:$D$29,2,FALSE)","v":45.66},{"$f":"(Y643/T643)+Start!$D$19*(VLOOKUP(R643,Start!$M$33:$N$39,2,FALSE)/T643)+VLOOKUP(S643,Start!$C$33:$D$40,2,FALSE)","v":115.43563636363635}]
[null,null,"Ja","SEE956085205437","In Betrieb","Wacker Chemie AG","Turbine/Generator 8",84489,"Burghausen","Johannes-Hess-Straße 24","Bayern","1979-05-14","Erdgas","Erdgas, Erdölgas","Erdgas","Ja","Gegendruckmaschine mit Entnahme","Erdgas","GuD",0.3619,"OPSD (2020)",46,45.8,{"$f":"(1-VLOOKUP(S644,Start!$H$33:$I$40,2,FALSE)/100)*W644","v":39.845999999999997},{"$f":"VLOOKUP(R644,Start!$C$9:$D$15,2,FALSE)+VLOOKUP(R644,Start!$C$23:$D$29,2,FALSE)","v":45.66},{"$f":"(Y644/T644)+Start!$D$19*(VLOOKUP(R644,Start!$M$33:$N$39,2,FALSE)/T644)+VLOOKUP(S644,Start!$C$33:$D$40,2,FALSE)","v":174.65446255871785}]
[null,null,"Ja","SEE956207547964","In Betrieb","Jäckering Mühlen- und Nährmittelwerke GmbH","BHKW Hafen - Modul 3",59067,"Hamm","Speicherstraße 15","Nordrhein-Westfalen","2013-04-01","Erdgas","Erdgas, Erdölgas","Erdgas","Ja","Verbrennungsmotor","Erdgas","GuD",0.4,"eigene Annahme",2.19,2.173,{"$f":"(1-VLOOKUP(S645,Start!$H$33:$I$40,2,FALSE)/100)*W645","v":1.8905100000000001},{"$f":"VLOOKUP(R645,Start!$C$9:$D$15,2,FALSE)+VLOOKUP(R645,Start!$C$23:$D$29,2,FALSE)","v":45.66},{"$f":"(Y645/T645)+Start!$D$19*(VLOOKUP(R645,Start!$M$33:$N$39,2,FALSE)/T645)+VLOOKUP(S645,Start!$C$33:$D$40,2,FALSE)","v":158.16149999999999}]
[null,null,"Ja","SEE956216040883","In Betrieb","GKS-Gemeinschaftskraftwerk Schweinfurt GmbH","Turbine 2",97424,"Schweinfurt","Hafenstraße 30","Bayern","1990-06-01","Steinkohle","Steinkohlen","Steinkohle","Ja","Gegendruckmaschine ohne Entnahme","Steinkohle","Steinkohle",0.33,"OPSD (2020)",11.8,10.199999999999999,{"$f":"(1-VLOOKUP(S646,Start!$H$33:$I$40,2,FALSE)/100)*W646","v":8.16},{"$f":"VLOOKUP(R646,Start!$C$9:$D$15,2,FALSE)+VLOOKUP(R646,Start!$C$23:$D$29,2,FALSE)","v":17.84},{"$f":"(Y646/T646)+Start!$D$19*(VLOOKUP(R646,Start!$M$33:$N$39,2,FALSE)/T646)+VLOOKUP(S646,Start!$C$33:$D$40,2,FALSE)","v":141.75515151515151}]
[null,null,"Ja","SEE956217502250","In Betrieb","Salzgitter Flachstahl GmbH","GGT HO A",38239,"Salzgitter","Eisenhüttenstraße 99","Niedersachsen","1998-08-15","Druck aus Gasleitungen","","Sonstige Energieträger (nicht erneuerbar)","Nein","Sonstige","Sonstige","Sonstige",0.38500000000000001,"eigene Annahme",10.222,8,{"$f":"(1-VLOOKUP(S647,Start!$H$33:$I$40,2,FALSE)/100)*W647","v":6.8},{"$f":"VLOOKUP(R647,Start!$C$9:$D$15,2,FALSE)+VLOOKUP(R647,Start!$C$23:$D$29,2,FALSE)","v":86.87},{"$f":"(Y647/T647)+Start!$D$19*(VLOOKUP(R647,Start!$M$33:$N$39,2,FALSE)/T647)+VLOOKUP(S647,Start!$C$33:$D$40,2,FALSE)","v":273.6607792207792}]
[null,null,"Ja","SEE956268312785","In Betrieb","Solvay Chemicals GmbH","Kondensationsturbine EKT",6406,"Bernburg","Köthensche Straße 1","Sachsen-Anhalt","2009-12-17","Wärme","Dampf (zum Beispiel Prozesswärme)","Abfall","Nein","Kondensationsmaschine mit Entnahme","Abfall","Abfall",0.33,"OPSD (2020)",40.49,30,{"$f":"(1-VLOOKUP(S648,Start!$H$33:$I$40,2,FALSE)/100)*W648","v":25.5},{"$f":"VLOOKUP(R648,Start!$C$9:$D$15,2,FALSE)+VLOOKUP(R648,Start!$C$23:$D$29,2,FALSE)","v":0},{"$f":"(Y648/T648)+Start!$D$19*(VLOOKUP(R648,Start!$M$33:$N$39,2,FALSE)/T648)+VLOOKUP(S648,Start!$C$33:$D$40,2,FALSE)","v":1}]
[null,null,"Ja","SEE956308510836","In Betrieb","SWP Stadtwerke Pforzheim","MOT 3",75175,"Pforzheim","Hohwiesenweg 19","Baden-Württemberg","2021-06-15","Erdgas","Erdgas, Erdölgas","Erdgas","Ja","Verbrennungsmotor","Erdgas","GuD",0.45,"https://www.innio.com/de/loesungen/energieerzeugung/kraft-waerme-kopplung",10.387,10.199999999999999,{"$f":"(1-VLOOKUP(S649,Start!$H$33:$I$40,2,FALSE)/100)*W649","v":8.8739999999999988},{"$f":"VLOOKUP(R649,Start!$C$9:$D$15,2,FALSE)+VLOOKUP(R649,Start!$C$23:$D$29,2,FALSE)","v":45.66},{"$f":"(Y649/T649)+Start!$D$19*(VLOOKUP(R649,Start!$M$33:$N$39,2,FALSE)/T649)+VLOOKUP(S649,Start!$C$33:$D$40,2,FALSE)","v":140.75466666666665}]
[null,null,"Ja","SEE956337212497","In Betrieb","Südzucker AG","Dampfturbine I Südzucker Ochsenfurt",97199,"Ochsenfurt","Marktbreiter Straße 74","Bayern","1978-09-01","Wärme","Dampf (zum Beispiel Prozesswärme)","Wärme","Ja","Gegendruckmaschine ohne Entnahme","Sonstige","Sonstige",0.35,"eigene Annahme",14.4,13.667,{"$f":"(1-VLOOKUP(S650,Start!$H$33:$I$40,2,FALSE)/100)*W650","v":11.616949999999999},{"$f":"VLOOKUP(R650,Start!$C$9:$D$15,2,FALSE)+VLOOKUP(R650,Start!$C$23:$D$29,2,FALSE)","v":86.87},{"$f":"(Y650/T650)+Start!$D$19*(VLOOKUP(R650,Start!$M$33:$N$39,2,FALSE)/T650)+VLOOKUP(S650,Start!$C$33:$D$40,2,FALSE)","v":300.92685714285716}]
[null,null,"Ja","SEE956441736957","In Betrieb","GLOBALFOUNDRIES Dresden Module Two LLC & Co. KG","Gasmotoren-Blockheizkraftwerk I (Generator 6)",1468,"Moritzburg","Ringstraße 3","Sachsen","1998-09-01","Erdgas","Erdgas, Erdölgas","Erdgas","Ja","Verbrennungsmotor","Erdgas","GuD",0.38279999999999997,"OPSD (2020)",3.8839999999999999,3.879,{"$f":"(1-VLOOKUP(S651,Start!$H$33:$I$40,2,FALSE)/100)*W651","v":3.37473},{"$f":"VLOOKUP(R651,Start!$C$9:$D$15,2,FALSE)+VLOOKUP(R651,Start!$C$23:$D$29,2,FALSE)","v":45.66},{"$f":"(Y651/T651)+Start!$D$19*(VLOOKUP(R651,Start!$M$33:$N$39,2,FALSE)/T651)+VLOOKUP(S651,Start!$C$33:$D$40,2,FALSE)","v":165.20062695924764}]
[null,null,"Ja","SEE956631893736","In Betrieb","Henkel AG & Co. KGaA","F03G1",40589,"Düsseldorf","Henkelstraße 67","Nordrhein-Westfalen","1963-01-01","Erdgas","Erdgas, Erdölgas","Erdgas","Ja","Gegendruckmaschine mit Entnahme","Erdgas","GuD",0.32779999999999998,"OPSD (2020)",10,9,{"$f":"(1-VLOOKUP(S652,Start!$H$33:$I$40,2,FALSE)/100)*W652","v":7.83},{"$f":"VLOOKUP(R652,Start!$C$9:$D$15,2,FALSE)+VLOOKUP(R652,Start!$C$23:$D$29,2,FALSE)","v":45.66},{"$f":"(Y652/T652)+Start!$D$19*(VLOOKUP(R652,Start!$M$33:$N$39,2,FALSE)/T652)+VLOOKUP(S652,Start!$C$33:$D$40,2,FALSE)","v":192.66717510677242}]
[null,null,"Ja","SEE956674158182","In Betrieb","BMW AG","BMW Landshut KWK 1",84030,"Landshut","Ohmstraße 2","Bayern","2009-04-01","Erdgas","Erdgas, Erdölgas","Erdgas","Ja","Verbrennungsmotor","Erdgas","GuD",0.4,"eigene Annahme",1.3939999999999999,1.35,{"$f":"(1-VLOOKUP(S653,Start!$H$33:$I$40,2,FALSE)/100)*W653","v":1.1745000000000001},{"$f":"VLOOKUP(R653,Start!$C$9:$D$15,2,FALSE)+VLOOKUP(R653,Start!$C$23:$D$29,2,FALSE)","v":45.66},{"$f":"(Y653/T653)+Start!$D$19*(VLOOKUP(R653,Start!$M$33:$N$39,2,FALSE)/T653)+VLOOKUP(S653,Start!$C$33:$D$40,2,FALSE)","v":158.16149999999999}]
[null,null,"Ja","SEE956808243722","In Betrieb","ENGIE Deutschland GmbH","70001313.01",7546,"Gera","Siemensstraße 43","Thüringen","2018-12-05","Erdgas","Erdgas, Erdölgas","Erdgas","Ja","Verbrennungsmotor","Erdgas","GuD",0.40479999999999999,"OPSD (2020)",4.5,4.4720000000000004,{"$f":"(1-VLOOKUP(S654,Start!$H$33:$I$40,2,FALSE)/100)*W654","v":3.8906400000000003},{"$f":"VLOOKUP(R654,Start!$C$9:$D$15,2,FALSE)+VLOOKUP(R654,Start!$C$23:$D$29,2,FALSE)","v":45.66},{"$f":"(Y654/T654)+Start!$D$19*(VLOOKUP(R654,Start!$M$33:$N$39,2,FALSE)/T654)+VLOOKUP(S654,Start!$C$33:$D$40,2,FALSE)","v":156.30385375494069}]
[null,null,"Ja","SEE956884287917","In Betrieb","Röhm GmbH","Generator 2",67547,"Worms","Im Pfaffenwinkel 6","Rheinland-Pfalz","1990-11-20","Erdgas","Erdgas, Erdölgas","Erdgas","Ja","Gegendruckmaschine mit Entnahme","Erdgas","GuD",0.33,"eigene Annahme",12.3,11.9,{"$f":"(1-VLOOKUP(S655,Start!$H$33:$I$40,2,FALSE)/100)*W655","v":10.353},{"$f":"VLOOKUP(R655,Start!$C$9:$D$15,2,FALSE)+VLOOKUP(R655,Start!$C$23:$D$29,2,FALSE)","v":45.66},{"$f":"(Y655/T655)+Start!$D$19*(VLOOKUP(R655,Start!$M$33:$N$39,2,FALSE)/T655)+VLOOKUP(S655,Start!$C$33:$D$40,2,FALSE)","v":191.39272727272726}]
[null,null,"Ja","SEE956943312185","In Betrieb","BASF SE","A718 KT9",67063,"Ludwigshafen","Carl-Bosch-Straße 38","Rheinland-Pfalz","2008-04-30","Wärme","Dampf (zum Beispiel Prozesswärme)","Sonstige Energieträger (nicht erneuerbar)","Nein","Kondensationsmaschine ohne Entnahme","Sonstige","Sonstige",0.39600000000000002,"Annahme basierend auf DIW (2014)",45.75,45.5,{"$f":"(1-VLOOKUP(S656,Start!$H$33:$I$40,2,FALSE)/100)*W656","v":38.674999999999997},{"$f":"VLOOKUP(R656,Start!$C$9:$D$15,2,FALSE)+VLOOKUP(R656,Start!$C$23:$D$29,2,FALSE)","v":86.87},{"$f":"(Y656/T656)+Start!$D$19*(VLOOKUP(R656,Start!$M$33:$N$39,2,FALSE)/T656)+VLOOKUP(S656,Start!$C$33:$D$40,2,FALSE)","v":266.08686868686868}]
[null,null,"Ja","SEE956973616802","In Betrieb","Currenta GmbH & Co. OHG","LEV KWG G12",51373,"Leverkusen","Kaiser-Wilhelm-Allee 80","Nordrhein-Westfalen","1958-01-01","Steinkohle","Steinkohlen","Steinkohle","Ja","Gegendruckmaschine ohne Entnahme","Steinkohle","Steinkohle",0.33,"OPSD (2020)",18,17.234999999999999,{"$f":"(1-VLOOKUP(S657,Start!$H$33:$I$40,2,FALSE)/100)*W657","v":13.788},{"$f":"VLOOKUP(R657,Start!$C$9:$D$15,2,FALSE)+VLOOKUP(R657,Start!$C$23:$D$29,2,FALSE)","v":17.84},{"$f":"(Y657/T657)+Start!$D$19*(VLOOKUP(R657,Start!$M$33:$N$39,2,FALSE)/T657)+VLOOKUP(S657,Start!$C$33:$D$40,2,FALSE)","v":141.75515151515151}]
[null,null,"Ja","SEE957083466325","In Betrieb","Stadtwerke Düsseldorf AG","SWD KWL AGuD",40221,"Düsseldorf","Auf der Lausward 75","Nordrhein-Westfalen","2000-07-28","Erdgas","Erdgas, Erdölgas","Erdgas","Ja","Gasturbinen mit nachgeschalteter Dampfturbine","Erdgas","GuD",0.54,"OPSD (2020)",102,100,{"$f":"(1-VLOOKUP(S658,Start!$H$33:$I$40,2,FALSE)/100)*W658","v":87},{"$f":"VLOOKUP(R658,Start!$C$9:$D$15,2,FALSE)+VLOOKUP(R658,Start!$C$23:$D$29,2,FALSE)","v":45.66},{"$f":"(Y658/T658)+Start!$D$19*(VLOOKUP(R658,Start!$M$33:$N$39,2,FALSE)/T658)+VLOOKUP(S658,Start!$C$33:$D$40,2,FALSE)","v":117.54555555555554}]
[null,null,"Ja","SEE957163765348","In Betrieb","ORION Engineered Carbons GmbH","Generator 3",50997,"Köln","Harry-Kloepfer-Str. 1","Nordrhein-Westfalen","2020-07-03","andere Gase","Andere Gase","Sonstige Energieträger (nicht erneuerbar)","Ja","Gegendruckmaschine mit Entnahme","Erdgas","GuD",0.63,"Annahme basierend auf DIW (2014)",14,13.4,{"$f":"(1-VLOOKUP(S659,Start!$H$33:$I$40,2,FALSE)/100)*W659","v":11.657999999999999},{"$f":"VLOOKUP(R659,Start!$C$9:$D$15,2,FALSE)+VLOOKUP(R659,Start!$C$23:$D$29,2,FALSE)","v":45.66},{"$f":"(Y659/T659)+Start!$D$19*(VLOOKUP(R659,Start!$M$33:$N$39,2,FALSE)/T659)+VLOOKUP(S659,Start!$C$33:$D$40,2,FALSE)","v":100.96761904761904}]
[null,null,"Ja","SEE957201039868","In Betrieb","DREWSEN Spezialpapiere GmbH & Co. KG","GuD Anlage DREWSEN Spezialpapiere (Gasturbine)",29331,"Lachendorf","Georg-Drewsen-Weg 2","Niedersachsen","2000-08-22","Erdgas","Erdgas, Erdölgas","Erdgas","Ja","Gasturbinen mit nachgeschalteter Dampfturbine","Erdgas","GuD",0.54,"OPSD (2020)",7.2,7,{"$f":"(1-VLOOKUP(S660,Start!$H$33:$I$40,2,FALSE)/100)*W660","v":6.09},{"$f":"VLOOKUP(R660,Start!$C$9:$D$15,2,FALSE)+VLOOKUP(R660,Start!$C$23:$D$29,2,FALSE)","v":45.66},{"$f":"(Y660/T660)+Start!$D$19*(VLOOKUP(R660,Start!$M$33:$N$39,2,FALSE)/T660)+VLOOKUP(S660,Start!$C$33:$D$40,2,FALSE)","v":117.54555555555554}]
[null,null,"Ja","SEE957229968300","In Betrieb","RWE Power AG","Niederaußem H",50129,"Bergheim","Werkstr. ","Nordrhein-Westfalen","1974-09-16","Braunkohle","Rohbraunkohlen","Braunkohle","Ja","Kondensationsmaschine mit Entnahme","Braunkohle","Braunkohle",0.42159999999999997,"OPSD (2020)",690,648,{"$f":"(1-VLOOKUP(S661,Start!$H$33:$I$40,2,FALSE)/100)*W661","v":563.76},{"$f":"VLOOKUP(R661,Start!$C$9:$D$15,2,FALSE)+VLOOKUP(R661,Start!$C$23:$D$29,2,FALSE)","v":3.1},{"$f":"(Y661/T661)+Start!$D$19*(VLOOKUP(R661,Start!$M$33:$N$39,2,FALSE)/T661)+VLOOKUP(S661,Start!$C$33:$D$40,2,FALSE)","v":90.121252371916526}]
[null,null,"Ja","SEE957285549260","In Betrieb","Stadtwerke Flensburg","Dampfturbine 9",24939,"Flensburg","Batteriestraße 48","Schleswig-Holstein","1988-08-16","Steinkohle","Steinkohlen","Steinkohle","Ja","Gegendruckmaschine ohne Entnahme","Steinkohle","Steinkohle",0.47249999999999998,"OPSD (2020)",35.9,32.9,{"$f":"(1-VLOOKUP(S662,Start!$H$33:$I$40,2,FALSE)/100)*W662","v":26.32},{"$f":"VLOOKUP(R662,Start!$C$9:$D$15,2,FALSE)+VLOOKUP(R662,Start!$C$23:$D$29,2,FALSE)","v":17.84},{"$f":"(Y662/T662)+Start!$D$19*(VLOOKUP(R662,Start!$M$33:$N$39,2,FALSE)/T662)+VLOOKUP(S662,Start!$C$33:$D$40,2,FALSE)","v":99.39566137566139}]
[null,null,"Ja","SEE957488519732","In Betrieb","MM Neuss GmbH","MM Neuss GmbH DT",41460,"Neuss","Düsseldorfer Straße 182 - 184","Nordrhein-Westfalen","1971-01-01","Erdgas","Erdgas, Erdölgas","Erdgas","Ja","Gegendruckmaschine ohne Entnahme","Erdgas","GuD",0.37619999999999998,"OPSD (2020)",10.5,9.5,{"$f":"(1-VLOOKUP(S663,Start!$H$33:$I$40,2,FALSE)/100)*W663","v":8.2650000000000006},{"$f":"VLOOKUP(R663,Start!$C$9:$D$15,2,FALSE)+VLOOKUP(R663,Start!$C$23:$D$29,2,FALSE)","v":45.66},{"$f":"(Y663/T663)+Start!$D$19*(VLOOKUP(R663,Start!$M$33:$N$39,2,FALSE)/T663)+VLOOKUP(S663,Start!$C$33:$D$40,2,FALSE)","v":168.07256778309409}]
[null,null,"Ja","SEE957509710094","In Betrieb","EEW Energy from Waste Saarbrücken GmbH  AHKW-Neunkirchen","AHKW-Neunkirchen",66538,"Neunkirchen","Am Blücherflöz 12","Saarland","1977-06-02","nicht biogener Abfall","Abfall (Hausmüll, Siedl.abf.)","Abfall","Ja","Gegendruckmaschine mit Entnahme","Abfall","Abfall",0.33,"OPSD (2020)",14,11.6,{"$f":"(1-VLOOKUP(S664,Start!$H$33:$I$40,2,FALSE)/100)*W664","v":9.86},{"$f":"VLOOKUP(R664,Start!$C$9:$D$15,2,FALSE)+VLOOKUP(R664,Start!$C$23:$D$29,2,FALSE)","v":0},{"$f":"(Y664/T664)+Start!$D$19*(VLOOKUP(R664,Start!$M$33:$N$39,2,FALSE)/T664)+VLOOKUP(S664,Start!$C$33:$D$40,2,FALSE)","v":1}]
[null,null,"Ja","SEE957602727647","In Betrieb","ENGIE Deutschland GmbH","70001313.01",7546,"Gera","Siemensstraße 43","Thüringen","2018-12-06","Erdgas","Erdgas, Erdölgas","Erdgas","Ja","Verbrennungsmotor","Erdgas","GuD",0.40479999999999999,"OPSD (2020)",4.5,4.4720000000000004,{"$f":"(1-VLOOKUP(S665,Start!$H$33:$I$40,2,FALSE)/100)*W665","v":3.8906400000000003},{"$f":"VLOOKUP(R665,Start!$C$9:$D$15,2,FALSE)+VLOOKUP(R665,Start!$C$23:$D$29,2,FALSE)","v":45.66},{"$f":"(Y665/T665)+Start!$D$19*(VLOOKUP(R665,Start!$M$33:$N$39,2,FALSE)/T665)+VLOOKUP(S665,Start!$C$33:$D$40,2,FALSE)","v":156.30385375494069}]
[null,null,"Ja","SEE957639615832","In Betrieb","MAN Energy Solutions SE","Prüfstand 15",86153,"Augsburg","Stadtbachstraße 1","Bayern","2009-05-01","Erdgas","Erdgas, Erdölgas","Erdgas","Nein","Verbrennungsmotor","Erdgas","GuD",0.4,"eigene Annahme",14,13.84,{"$f":"(1-VLOOKUP(S666,Start!$H$33:$I$40,2,FALSE)/100)*W666","v":12.040799999999999},{"$f":"VLOOKUP(R666,Start!$C$9:$D$15,2,FALSE)+VLOOKUP(R666,Start!$C$23:$D$29,2,FALSE)","v":45.66},{"$f":"(Y666/T666)+Start!$D$19*(VLOOKUP(R666,Start!$M$33:$N$39,2,FALSE)/T666)+VLOOKUP(S666,Start!$C$33:$D$40,2,FALSE)","v":158.16149999999999}]
[null,null,"Ja","SEE957686843929","In Betrieb","Zweckverband Abfallverwertung Südhessen (ZAS)","Turbine 1",64293,"Darmstadt","Otto-Röhm-Straße 19","Hessen","1991-10-09","nicht biogener Abfall","Abfall (Hausmüll, Siedl.abf.)","Abfall","Ja","Kondensationsmaschine mit Entnahme","Abfall","Abfall",0.33,"OPSD (2020)",10.56,10.222,{"$f":"(1-VLOOKUP(S667,Start!$H$33:$I$40,2,FALSE)/100)*W667","v":8.688699999999999},{"$f":"VLOOKUP(R667,Start!$C$9:$D$15,2,FALSE)+VLOOKUP(R667,Start!$C$23:$D$29,2,FALSE)","v":0},{"$f":"(Y667/T667)+Start!$D$19*(VLOOKUP(R667,Start!$M$33:$N$39,2,FALSE)/T667)+VLOOKUP(S667,Start!$C$33:$D$40,2,FALSE)","v":1}]
[null,null,"Ja","SEE957723162266","In Betrieb","SWK Stadtwerke Kaiserslautern Versorgungs-AG","HKW Karcherstraße",67655,"Kaiserslautern","Karcherstraße 28","Rheinland-Pfalz","1900-01-01","Erdgas","Erdgas, Erdölgas","Erdgas","Ja","Gegendruckmaschine mit Entnahme","Erdgas","GuD",0.37290000000000001,"OPSD (2020)",62.2,59.8,{"$f":"(1-VLOOKUP(S668,Start!$H$33:$I$40,2,FALSE)/100)*W668","v":52.025999999999996},{"$f":"VLOOKUP(R668,Start!$C$9:$D$15,2,FALSE)+VLOOKUP(R668,Start!$C$23:$D$29,2,FALSE)","v":45.66},{"$f":"(Y668/T668)+Start!$D$19*(VLOOKUP(R668,Start!$M$33:$N$39,2,FALSE)/T668)+VLOOKUP(S668,Start!$C$33:$D$40,2,FALSE)","v":169.54666130329846}]
[null,null,"Ja","SEE957769851605","In Betrieb","Mainova AG","HKW West Turbine 5",60327,"Frankfurt","Gutleutstraße 231","Hessen","2017-12-07","Erdgas","Erdgas, Erdölgas","Erdgas","Ja","Sonstige","Erdgas","GuD",0.40479999999999999,"OPSD (2020)",39.299999999999997,39.137,{"$f":"(1-VLOOKUP(S669,Start!$H$33:$I$40,2,FALSE)/100)*W669","v":34.049190000000003},{"$f":"VLOOKUP(R669,Start!$C$9:$D$15,2,FALSE)+VLOOKUP(R669,Start!$C$23:$D$29,2,FALSE)","v":45.66},{"$f":"(Y669/T669)+Start!$D$19*(VLOOKUP(R669,Start!$M$33:$N$39,2,FALSE)/T669)+VLOOKUP(S669,Start!$C$33:$D$40,2,FALSE)","v":156.30385375494069}]
[null,null,"Ja","SEE957830042178","In Betrieb","AVEA Entsorgungsbetriebe","Turbine 3",51373,"Leverkusen","Im Eisholz 12","Nordrhein-Westfalen","2010-08-09","nicht biogener Abfall","Abfall (Hausmüll, Siedl.abf.)","Abfall","Ja","Kondensationsmaschine mit Entnahme","Abfall","Abfall",0.33,"OPSD (2020)",23.65,18.649999999999999,{"$f":"(1-VLOOKUP(S670,Start!$H$33:$I$40,2,FALSE)/100)*W670","v":15.852499999999999},{"$f":"VLOOKUP(R670,Start!$C$9:$D$15,2,FALSE)+VLOOKUP(R670,Start!$C$23:$D$29,2,FALSE)","v":0},{"$f":"(Y670/T670)+Start!$D$19*(VLOOKUP(R670,Start!$M$33:$N$39,2,FALSE)/T670)+VLOOKUP(S670,Start!$C$33:$D$40,2,FALSE)","v":1}]
[null,null,"Ja","SEE957844983702","In Betrieb","Salzgitter Flachstahl GmbH","Ma A",38239,"Salzgitter","Eisenhüttenstraße 99","Niedersachsen","1941-01-01","andere Gase","Hochofengas, Konvertergas","Sonstige Energieträger (nicht erneuerbar)","Ja","Gegendruckmaschine ohne Entnahme","Erdgas","GuD",0.4,"https://www.salzgitter-flachstahl.de/de/news/artikel-der-salzgitter-flachstahl-gmbh/2018-06-27/energie-der-zukunft.html",10,9,{"$f":"(1-VLOOKUP(S671,Start!$H$33:$I$40,2,FALSE)/100)*W671","v":7.83},{"$f":"VLOOKUP(R671,Start!$C$9:$D$15,2,FALSE)+VLOOKUP(R671,Start!$C$23:$D$29,2,FALSE)","v":45.66},{"$f":"(Y671/T671)+Start!$D$19*(VLOOKUP(R671,Start!$M$33:$N$39,2,FALSE)/T671)+VLOOKUP(S671,Start!$C$33:$D$40,2,FALSE)","v":158.16149999999999}]
[null,null,"Ja","SEE957939399869","In Betrieb","BASF Personal Care and Nutrition GmbH","BHKW BASF F17",40589,"Düsseldorf","Henkelstraße 67","Nordrhein-Westfalen","2016-07-22","Erdgas","Erdgas, Erdölgas","Erdgas","Ja","Verbrennungsmotor","Erdgas","GuD",0.4,"eigene Annahme",1.9990000000000001,1.968,{"$f":"(1-VLOOKUP(S672,Start!$H$33:$I$40,2,FALSE)/100)*W672","v":1.7121599999999999},{"$f":"VLOOKUP(R672,Start!$C$9:$D$15,2,FALSE)+VLOOKUP(R672,Start!$C$23:$D$29,2,FALSE)","v":45.66},{"$f":"(Y672/T672)+Start!$D$19*(VLOOKUP(R672,Start!$M$33:$N$39,2,FALSE)/T672)+VLOOKUP(S672,Start!$C$33:$D$40,2,FALSE)","v":158.16149999999999}]
[null,null,"Ja","SEE957952105034","In Betrieb","MEGGLE GmbH & Co. KG","Heizkraftwerk Meggle",83512,"Reitmehring","Megglestraße 6","Bayern","2016-07-02","Erdgas","Erdgas, Erdölgas","Erdgas","Ja","Gasturbinen mit nachgeschalteter Dampfturbine","Erdgas","GuD",0.38500000000000001,"OPSD (2020)",13.6,13.6,{"$f":"(1-VLOOKUP(S673,Start!$H$33:$I$40,2,FALSE)/100)*W673","v":11.831999999999999},{"$f":"VLOOKUP(R673,Start!$C$9:$D$15,2,FALSE)+VLOOKUP(R673,Start!$C$23:$D$29,2,FALSE)","v":45.66},{"$f":"(Y673/T673)+Start!$D$19*(VLOOKUP(R673,Start!$M$33:$N$39,2,FALSE)/T673)+VLOOKUP(S673,Start!$C$33:$D$40,2,FALSE)","v":164.2651948051948}]
[null,null,"Ja","SEE958184152735","In Betrieb","Stadtwerke Flensburg","Dampfturbine 7",24939,"Flensburg","Batteriestraße 48","Schleswig-Holstein","1980-10-21","Erdgas","Erdgas, Erdölgas","Erdgas","Ja","Gegendruckmaschine ohne Entnahme","Erdgas","GuD",0.40260000000000001,"OPSD (2020)",34.159999999999997,28,{"$f":"(1-VLOOKUP(S674,Start!$H$33:$I$40,2,FALSE)/100)*W674","v":24.36},{"$f":"VLOOKUP(R674,Start!$C$9:$D$15,2,FALSE)+VLOOKUP(R674,Start!$C$23:$D$29,2,FALSE)","v":45.66},{"$f":"(Y674/T674)+Start!$D$19*(VLOOKUP(R674,Start!$M$33:$N$39,2,FALSE)/T674)+VLOOKUP(S674,Start!$C$33:$D$40,2,FALSE)","v":157.14977645305513}]
[null,null,"Ja","SEE958310939391","In Betrieb","swb Entsorgung GmbH&Co. KG","MKK",28237,"Bremen","Otavistraße 9","Bremen","2009-07-03","nicht biogener Abfall","Industrieabfall","Abfall","Ja","Gegendruckmaschine mit Entnahme","Abfall","Abfall",0.33,"OPSD (2020)",35,32,{"$f":"(1-VLOOKUP(S675,Start!$H$33:$I$40,2,FALSE)/100)*W675","v":27.2},{"$f":"VLOOKUP(R675,Start!$C$9:$D$15,2,FALSE)+VLOOKUP(R675,Start!$C$23:$D$29,2,FALSE)","v":0},{"$f":"(Y675/T675)+Start!$D$19*(VLOOKUP(R675,Start!$M$33:$N$39,2,FALSE)/T675)+VLOOKUP(S675,Start!$C$33:$D$40,2,FALSE)","v":1}]
[null,null,"Ja","SEE958335974377","In Betrieb","IHKW Industrieheizkraftwerk Andernach GmbH","Dampfturbine",56626,"Andernach","Koblenzer Straße 141","Rheinland-Pfalz","2008-12-15","nicht biogener Abfall","Abfall (Hausmüll, Siedl.abf.)","Abfall","Ja","Kondensationsmaschine mit Entnahme","Abfall","Abfall",0.33,"OPSD (2020)",13.7,12.5,{"$f":"(1-VLOOKUP(S676,Start!$H$33:$I$40,2,FALSE)/100)*W676","v":10.625},{"$f":"VLOOKUP(R676,Start!$C$9:$D$15,2,FALSE)+VLOOKUP(R676,Start!$C$23:$D$29,2,FALSE)","v":0},{"$f":"(Y676/T676)+Start!$D$19*(VLOOKUP(R676,Start!$M$33:$N$39,2,FALSE)/T676)+VLOOKUP(S676,Start!$C$33:$D$40,2,FALSE)","v":1}]
[null,null,"Ja","SEE958518628752","In Betrieb","Stadtwerke Bielefeld GmbH","HKW Schildescher Straße DT 3",33611,"Bielefeld","Schildescher Straße 16/5-HW","Nordrhein-Westfalen","1966-12-01","Erdgas","Erdgas, Erdölgas","Erdgas","Ja","Kondensationsmaschine mit Entnahme","Erdgas","GuD",0.34760000000000002,"OPSD (2020)",20.5,20,{"$f":"(1-VLOOKUP(S677,Start!$H$33:$I$40,2,FALSE)/100)*W677","v":17.399999999999999},{"$f":"VLOOKUP(R677,Start!$C$9:$D$15,2,FALSE)+VLOOKUP(R677,Start!$C$23:$D$29,2,FALSE)","v":45.66},{"$f":"(Y677/T677)+Start!$D$19*(VLOOKUP(R677,Start!$M$33:$N$39,2,FALSE)/T677)+VLOOKUP(S677,Start!$C$33:$D$40,2,FALSE)","v":181.77790563866512}]
[null,null,"Ja","SEE958519166192","In Betrieb","ROGESA Roheisengesellschaft Saar mbH","ET HO4",66763,"Dillingen","Werkstraße 1","Saarland","1986-12-18","Druck aus Gasleitungen","","Sonstige Energieträger (nicht erneuerbar)","Nein","Sonstige","Sonstige","Sonstige",0.35,"eigene Annahme",9.52,9.52,{"$f":"(1-VLOOKUP(S678,Start!$H$33:$I$40,2,FALSE)/100)*W678","v":8.0919999999999987},{"$f":"VLOOKUP(R678,Start!$C$9:$D$15,2,FALSE)+VLOOKUP(R678,Start!$C$23:$D$29,2,FALSE)","v":86.87},{"$f":"(Y678/T678)+Start!$D$19*(VLOOKUP(R678,Start!$M$33:$N$39,2,FALSE)/T678)+VLOOKUP(S678,Start!$C$33:$D$40,2,FALSE)","v":300.92685714285716}]
[null,null,"Ja","SEE958711841521","In Betrieb","Felix Schoeller GmbH & Co. KG","Felix Schoeller GmbH & Co.KG Weißenborn GT3",9600,"Weißenborn","Fabrikstraße 1","Sachsen","1996-01-01","Erdgas","Erdgas, Erdölgas","Erdgas","Ja","Gasturbinen mit Abhitzekessel","Erdgas","GuD",0.38169999999999998,"OPSD (2020)",5.2,2.85,{"$f":"(1-VLOOKUP(S679,Start!$H$33:$I$40,2,FALSE)/100)*W679","v":2.4795000000000003},{"$f":"VLOOKUP(R679,Start!$C$9:$D$15,2,FALSE)+VLOOKUP(R679,Start!$C$23:$D$29,2,FALSE)","v":45.66},{"$f":"(Y679/T679)+Start!$D$19*(VLOOKUP(R679,Start!$M$33:$N$39,2,FALSE)/T679)+VLOOKUP(S679,Start!$C$33:$D$40,2,FALSE)","v":165.67238669111867}]
[null,null,"Ja","SEE958827094903","In Betrieb","Moritz J. Weig GmbH & Co. KG","Gasturbine 1",56727,"Mayen","Polcher Straße 113","Rheinland-Pfalz","2015-10-01","Erdgas","Erdgas, Erdölgas","Erdgas","Ja","Gasturbinen mit Abhitzekessel","Erdgas","GuD",0.504,"OPSD (2020)",3.3,3,{"$f":"(1-VLOOKUP(S680,Start!$H$33:$I$40,2,FALSE)/100)*W680","v":2.61},{"$f":"VLOOKUP(R680,Start!$C$9:$D$15,2,FALSE)+VLOOKUP(R680,Start!$C$23:$D$29,2,FALSE)","v":45.66},{"$f":"(Y680/T680)+Start!$D$19*(VLOOKUP(R680,Start!$M$33:$N$39,2,FALSE)/T680)+VLOOKUP(S680,Start!$C$33:$D$40,2,FALSE)","v":125.8345238095238}]
[null,null,"Ja","SEE958847865460","In Betrieb","Onyx Kraftwerk Zolling GmbH &Co. KGaA","Kraftwerk Zolling",85406,"Zolling","Leiningerstraße 1","Bayern","1985-01-01","Steinkohle","Steinkohlen","Steinkohle","Ja","Kondensationsmaschine mit Entnahme","Steinkohle","Steinkohle",0.45250000000000001,"OPSD (2020)",501,472,{"$f":"(1-VLOOKUP(S681,Start!$H$33:$I$40,2,FALSE)/100)*W681","v":377.6},{"$f":"VLOOKUP(R681,Start!$C$9:$D$15,2,FALSE)+VLOOKUP(R681,Start!$C$23:$D$29,2,FALSE)","v":17.84},{"$f":"(Y681/T681)+Start!$D$19*(VLOOKUP(R681,Start!$M$33:$N$39,2,FALSE)/T681)+VLOOKUP(S681,Start!$C$33:$D$40,2,FALSE)","v":103.73138121546961}]
[null,null,"Ja","SEE958897712714","In Betrieb","DFS Energy GmbH","BHKW2",63225,"Langen","Am DFS-Campus 3","Hessen","2014-09-24","Erdgas","Erdgas, Erdölgas","Erdgas","Ja","Verbrennungsmotor","Erdgas","GuD",0.4,"eigene Annahme",2.0049999999999999,1.9804999999999999,{"$f":"(1-VLOOKUP(S682,Start!$H$33:$I$40,2,FALSE)/100)*W682","v":1.7230349999999999},{"$f":"VLOOKUP(R682,Start!$C$9:$D$15,2,FALSE)+VLOOKUP(R682,Start!$C$23:$D$29,2,FALSE)","v":45.66},{"$f":"(Y682/T682)+Start!$D$19*(VLOOKUP(R682,Start!$M$33:$N$39,2,FALSE)/T682)+VLOOKUP(S682,Start!$C$33:$D$40,2,FALSE)","v":158.16149999999999}]
[null,null,"Ja","SEE958909269267","In Betrieb","Infraserv GmbH & Co. Höchst KG","IPH Ersatzbrennstoffverbrennung Turbine",65929,"Frankfurt","Brüningstraße 50","Hessen","2014-07-28","nicht biogener Abfall","Abfall (Hausmüll, Siedl.abf.)","Abfall","Ja","Kondensationsmaschine mit Entnahme","Abfall","Abfall",0.33,"OPSD (2020)",86,71,{"$f":"(1-VLOOKUP(S683,Start!$H$33:$I$40,2,FALSE)/100)*W683","v":60.35},{"$f":"VLOOKUP(R683,Start!$C$9:$D$15,2,FALSE)+VLOOKUP(R683,Start!$C$23:$D$29,2,FALSE)","v":0},{"$f":"(Y683/T683)+Start!$D$19*(VLOOKUP(R683,Start!$M$33:$N$39,2,FALSE)/T683)+VLOOKUP(S683,Start!$C$33:$D$40,2,FALSE)","v":1}]
[null,null,"Ja","SEE959000487536","In Betrieb","Volkswagen AG","HKW West Block 1",38440,"Wolfsburg","Berliner Ring 2","Niedersachsen","1985-01-31","Steinkohle","Steinkohlen","Steinkohle","Ja","Kondensationsmaschine mit Entnahme","Steinkohle","Steinkohle",0.38750000000000001,"OPSD (2020)",153,138.5,{"$f":"(1-VLOOKUP(S684,Start!$H$33:$I$40,2,FALSE)/100)*W684","v":110.80000000000001},{"$f":"VLOOKUP(R684,Start!$C$9:$D$15,2,FALSE)+VLOOKUP(R684,Start!$C$23:$D$29,2,FALSE)","v":17.84},{"$f":"(Y684/T684)+Start!$D$19*(VLOOKUP(R684,Start!$M$33:$N$39,2,FALSE)/T684)+VLOOKUP(S684,Start!$C$33:$D$40,2,FALSE)","v":120.91341935483869}]
[null,null,"Ja","SEE959025997980","In Betrieb","TEAG Thüringer Energie AG","Gasturbine 3 Jena",7745,"Jena","Rudolstädter Straße 41","Thüringen","1996-09-26","Erdgas","Erdgas, Erdölgas","Erdgas","Ja","Gasturbinen mit Abhitzekessel","Erdgas","GuD",0.52200000000000002,"OPSD (2020)",40,39,{"$f":"(1-VLOOKUP(S685,Start!$H$33:$I$40,2,FALSE)/100)*W685","v":33.93},{"$f":"VLOOKUP(R685,Start!$C$9:$D$15,2,FALSE)+VLOOKUP(R685,Start!$C$23:$D$29,2,FALSE)","v":45.66},{"$f":"(Y685/T685)+Start!$D$19*(VLOOKUP(R685,Start!$M$33:$N$39,2,FALSE)/T685)+VLOOKUP(S685,Start!$C$33:$D$40,2,FALSE)","v":121.5471264367816}]
[null,null,"Ja","SEE959044776498","In Betrieb","Stadtwerke Duisburg AG","Mitte BHKW 2 Modul 5",47053,"Duisburg","Bungertstr. 27","Nordrhein-Westfalen","2023-05-17","Erdgas","Erdgas, Erdölgas","Erdgas","Ja","Verbrennungsmotor","Erdgas","GuD",0.63,"Annahme basierend auf DIW (2014)",4.5,4.4720000000000004,{"$f":"(1-VLOOKUP(S686,Start!$H$33:$I$40,2,FALSE)/100)*W686","v":3.8906400000000003},{"$f":"VLOOKUP(R686,Start!$C$9:$D$15,2,FALSE)+VLOOKUP(R686,Start!$C$23:$D$29,2,FALSE)","v":45.66},{"$f":"(Y686/T686)+Start!$D$19*(VLOOKUP(R686,Start!$M$33:$N$39,2,FALSE)/T686)+VLOOKUP(S686,Start!$C$33:$D$40,2,FALSE)","v":100.96761904761904}]
[null,null,"Ja","SEE959229794460","In Betrieb","SWE Energie GmbH","DT",99087,"Erfurt","Stotternheimer Straße 40","Thüringen","1999-12-17","Erdgas","Erdgas, Erdölgas","Erdgas","Ja","Gegendruckmaschine mit Entnahme","Erdgas","GuD",0.4,"eigene Annahme",34,34,{"$f":"(1-VLOOKUP(S687,Start!$H$33:$I$40,2,FALSE)/100)*W687","v":29.58},{"$f":"VLOOKUP(R687,Start!$C$9:$D$15,2,FALSE)+VLOOKUP(R687,Start!$C$23:$D$29,2,FALSE)","v":45.66},{"$f":"(Y687/T687)+Start!$D$19*(VLOOKUP(R687,Start!$M$33:$N$39,2,FALSE)/T687)+VLOOKUP(S687,Start!$C$33:$D$40,2,FALSE)","v":158.16149999999999}]
[null,null,"Ja","SEE959343099212","In Betrieb","Energieservice Westfalen Weser GmbH","Kraftwerk Kirchlengern_GT1",32278,"Kirchlengern","Bahnhofstraße 40","Nordrhein-Westfalen","1981-01-16","Erdgas","Erdgas, Erdölgas","Erdgas","Nein","Gasturbinen mit Abhitzekessel","Erdgas","GuD",0.45450000000000002,"OPSD (2020)",85,83,{"$f":"(1-VLOOKUP(S688,Start!$H$33:$I$40,2,FALSE)/100)*W688","v":72.209999999999994},{"$f":"VLOOKUP(R688,Start!$C$9:$D$15,2,FALSE)+VLOOKUP(R688,Start!$C$23:$D$29,2,FALSE)","v":45.66},{"$f":"(Y688/T688)+Start!$D$19*(VLOOKUP(R688,Start!$M$33:$N$39,2,FALSE)/T688)+VLOOKUP(S688,Start!$C$33:$D$40,2,FALSE)","v":139.37590759075906}]
[null,null,"Ja","SEE959576281422","In Betrieb","Knapsack Power GmbH & Co. KG","Knapsack I - Dampfturbine - DT 10",50354,"Hürth","Industriestraße 300","Nordrhein-Westfalen","2007-10-17","Erdgas","Erdgas, Erdölgas","Erdgas","Nein","Gasturbinen mit nachgeschalteter Dampfturbine","Erdgas","Gasturbine",0.6,"https://www.statkraft.com/about-statkraft/where-we-operate/germany/knapsack-i-and-ii-gas-fired-power-plants/",280,280,{"$f":"(1-VLOOKUP(S689,Start!$H$33:$I$40,2,FALSE)/100)*W689","v":243.6},{"$f":"VLOOKUP(R689,Start!$C$9:$D$15,2,FALSE)+VLOOKUP(R689,Start!$C$23:$D$29,2,FALSE)","v":45.66},{"$f":"(Y689/T689)+Start!$D$19*(VLOOKUP(R689,Start!$M$33:$N$39,2,FALSE)/T689)+VLOOKUP(S689,Start!$C$33:$D$40,2,FALSE)","v":105.441}]
[null,null,"Ja","SEE959614237596","In Betrieb","RhönEnergie Fulda GmbH","Kraftwerk Fulda Aggregat 4B",36043,"Fulda","Frankfurter Straße 4","Hessen","2011-12-12","Mineralölprodukte","Dieselkraftstoff","Mineralölprodukte","Nein","Verbrennungsmotor","Öl","Öl",0.39710000000000001,"OPSD (2020)",2.8450000000000002,2.76,{"$f":"(1-VLOOKUP(S690,Start!$H$33:$I$40,2,FALSE)/100)*W690","v":2.3459999999999996},{"$f":"VLOOKUP(R690,Start!$C$9:$D$15,2,FALSE)+VLOOKUP(R690,Start!$C$23:$D$29,2,FALSE)","v":87.17},{"$f":"(Y690/T690)+Start!$D$19*(VLOOKUP(R690,Start!$M$33:$N$39,2,FALSE)/T690)+VLOOKUP(S690,Start!$C$33:$D$40,2,FALSE)","v":280.1689750692521}]
[null,null,"Ja","SEE959802115149","In Betrieb","KG Deutsche Gasrusswerke GmbH u Co","DGW TG 10",44147,"Dortmund","Weidenstraße 70","Nordrhein-Westfalen","1983-12-01","Wärme","Dampf (zum Beispiel Prozesswärme)","Sonstige Energieträger (nicht erneuerbar)","Ja","Gegendruckmaschine mit Entnahme","Sonstige","Sonstige",0.37,"Annahme basierend auf DIW (2014)",9.1760000000000002,8.359,{"$f":"(1-VLOOKUP(S691,Start!$H$33:$I$40,2,FALSE)/100)*W691","v":7.1051500000000001},{"$f":"VLOOKUP(R691,Start!$C$9:$D$15,2,FALSE)+VLOOKUP(R691,Start!$C$23:$D$29,2,FALSE)","v":86.87},{"$f":"(Y691/T691)+Start!$D$19*(VLOOKUP(R691,Start!$M$33:$N$39,2,FALSE)/T691)+VLOOKUP(S691,Start!$C$33:$D$40,2,FALSE)","v":284.71459459459459}]
[null,null,"Ja","SEE959837176825","In Betrieb","BASF SE","S300 VT2",67063,"Ludwigshafen","Carl-Bosch-Straße 38","Rheinland-Pfalz","1964-05-11","Wärme","Dampf (zum Beispiel Prozesswärme)","Sonstige Energieträger (nicht erneuerbar)","Ja","Gegendruckmaschine ohne Entnahme","Sonstige","Sonstige",0.34499999999999997,"Annahme basierend auf DIW (2014)",29,28.5,{"$f":"(1-VLOOKUP(S692,Start!$H$33:$I$40,2,FALSE)/100)*W692","v":24.224999999999998},{"$f":"VLOOKUP(R692,Start!$C$9:$D$15,2,FALSE)+VLOOKUP(R692,Start!$C$23:$D$29,2,FALSE)","v":86.87},{"$f":"(Y692/T692)+Start!$D$19*(VLOOKUP(R692,Start!$M$33:$N$39,2,FALSE)/T692)+VLOOKUP(S692,Start!$C$33:$D$40,2,FALSE)","v":305.27362318840585}]
[null,null,"Ja","SEE959858570855","In Betrieb","InfraLeuna GmbH","GT4",6237,"Leuna"," ","Sachsen-Anhalt","1998-10-01","Erdgas","Erdgas, Erdölgas","Erdgas","Ja","Gasturbinen ohne Abhitzekessel","Erdgas","Gasturbine",0.53100000000000003,"OPSD (2020)",39,38.4,{"$f":"(1-VLOOKUP(S693,Start!$H$33:$I$40,2,FALSE)/100)*W693","v":33.408000000000001},{"$f":"VLOOKUP(R693,Start!$C$9:$D$15,2,FALSE)+VLOOKUP(R693,Start!$C$23:$D$29,2,FALSE)","v":45.66},{"$f":"(Y693/T693)+Start!$D$19*(VLOOKUP(R693,Start!$M$33:$N$39,2,FALSE)/T693)+VLOOKUP(S693,Start!$C$33:$D$40,2,FALSE)","v":119.01242937853107}]
[null,null,"Ja","SEE960100973492","In Betrieb","Hamburger Energiewerke GmbH","HKW Wedel Block 1",22880,"Wedel","Tinsdaler Weg 146","Schleswig-Holstein","1993-11-25","Steinkohle","Steinkohlen","Steinkohle","Ja","Kondensationsmaschine mit Entnahme","Steinkohle","Steinkohle",0.36,"OPSD (2020)",152.80000000000001,137,{"$f":"(1-VLOOKUP(S694,Start!$H$33:$I$40,2,FALSE)/100)*W694","v":109.60000000000001},{"$f":"VLOOKUP(R694,Start!$C$9:$D$15,2,FALSE)+VLOOKUP(R694,Start!$C$23:$D$29,2,FALSE)","v":17.84},{"$f":"(Y694/T694)+Start!$D$19*(VLOOKUP(R694,Start!$M$33:$N$39,2,FALSE)/T694)+VLOOKUP(S694,Start!$C$33:$D$40,2,FALSE)","v":130.05055555555558}]
[null,null,"Ja","SEE960155611554","In Betrieb","medl GmbH","medl BHKW Broich Modul 3 neu",45479,"Mülheim","Duisburger Straße 50","Nordrhein-Westfalen","2021-12-13","Erdgas","Erdgas, Erdölgas","Erdgas","Ja","Verbrennungsmotor","Erdgas","GuD",0.63,"Annahme basierend auf DIW (2014)",2.673,2.673,{"$f":"(1-VLOOKUP(S695,Start!$H$33:$I$40,2,FALSE)/100)*W695","v":2.32551},{"$f":"VLOOKUP(R695,Start!$C$9:$D$15,2,FALSE)+VLOOKUP(R695,Start!$C$23:$D$29,2,FALSE)","v":45.66},{"$f":"(Y695/T695)+Start!$D$19*(VLOOKUP(R695,Start!$M$33:$N$39,2,FALSE)/T695)+VLOOKUP(S695,Start!$C$33:$D$40,2,FALSE)","v":100.96761904761904}]
[null,null,"Ja","SEE960158091162","In Betrieb","AG der Dillinger Hüttenwerke","T3",66763,"Dillingen","Werkstraße 1","Saarland","1971-12-01","Wärme","Dampf (zum Beispiel Prozesswärme)","Wärme","Nein","Kondensationsmaschine ohne Entnahme","Sonstige","Sonstige",0.35,"eigene Annahme",13,9.9,{"$f":"(1-VLOOKUP(S696,Start!$H$33:$I$40,2,FALSE)/100)*W696","v":8.4150000000000009},{"$f":"VLOOKUP(R696,Start!$C$9:$D$15,2,FALSE)+VLOOKUP(R696,Start!$C$23:$D$29,2,FALSE)","v":86.87},{"$f":"(Y696/T696)+Start!$D$19*(VLOOKUP(R696,Start!$M$33:$N$39,2,FALSE)/T696)+VLOOKUP(S696,Start!$C$33:$D$40,2,FALSE)","v":300.92685714285716}]
[null,null,"Ja","SEE960162708360","In Betrieb","Kelheim Fibres GmbH","Turbine 4",93309,"Kelheim","Regensburger Straße 109","Bayern","1952-09-01","Erdgas","Erdgas, Erdölgas","Erdgas","Ja","Gegendruckmaschine ohne Entnahme","Erdgas","GuD",0.4,"eigene Annahme",5.76,5.3289999999999997,{"$f":"(1-VLOOKUP(S697,Start!$H$33:$I$40,2,FALSE)/100)*W697","v":4.6362299999999994},{"$f":"VLOOKUP(R697,Start!$C$9:$D$15,2,FALSE)+VLOOKUP(R697,Start!$C$23:$D$29,2,FALSE)","v":45.66},{"$f":"(Y697/T697)+Start!$D$19*(VLOOKUP(R697,Start!$M$33:$N$39,2,FALSE)/T697)+VLOOKUP(S697,Start!$C$33:$D$40,2,FALSE)","v":158.16149999999999}]
[null,null,"Ja","SEE960254517375","In Betrieb","BP Europa SE","TG6",49808,"Lingen","Raffineriestr. 1","Niedersachsen","1996-12-06","Erdgas","Dampf (zum Beispiel Prozesswärme)","Erdgas","Ja","Gegendruckmaschine ohne Entnahme","Erdgas","GuD",0.38059999999999999,"OPSD (2020)",19.84,10.1,{"$f":"(1-VLOOKUP(S698,Start!$H$33:$I$40,2,FALSE)/100)*W698","v":8.786999999999999},{"$f":"VLOOKUP(R698,Start!$C$9:$D$15,2,FALSE)+VLOOKUP(R698,Start!$C$23:$D$29,2,FALSE)","v":45.66},{"$f":"(Y698/T698)+Start!$D$19*(VLOOKUP(R698,Start!$M$33:$N$39,2,FALSE)/T698)+VLOOKUP(S698,Start!$C$33:$D$40,2,FALSE)","v":166.14687335785601}]
[null,null,"Ja","SEE960317505882","In Betrieb","Bayernwerk Natur GmbH","GT 1",83734,"Hausham","Brentenstr. 3","Bayern","1982-11-01","Mineralölprodukte","Heizöl, leicht","Mineralölprodukte","Nein","Gasturbinen ohne Abhitzekessel","Öl","Öl",0.3332,"OPSD (2020)",23.2,23.2,{"$f":"(1-VLOOKUP(S699,Start!$H$33:$I$40,2,FALSE)/100)*W699","v":19.72},{"$f":"VLOOKUP(R699,Start!$C$9:$D$15,2,FALSE)+VLOOKUP(R699,Start!$C$23:$D$29,2,FALSE)","v":87.17},{"$f":"(Y699/T699)+Start!$D$19*(VLOOKUP(R699,Start!$M$33:$N$39,2,FALSE)/T699)+VLOOKUP(S699,Start!$C$33:$D$40,2,FALSE)","v":333.70708283313326}]
[null,null,"Ja","SEE960352714492","In Betrieb","WSW Energie & Wasser AG","GT11",42275,"Wuppertal","Am Clef 32","Nordrhein-Westfalen","2005-12-30","Erdgas","Erdgas, Erdölgas","Erdgas","Ja","Gasturbinen mit Abhitzekessel","Erdgas","GuD",0.5625,"OPSD (2020)",28.5,27.6,{"$f":"(1-VLOOKUP(S700,Start!$H$33:$I$40,2,FALSE)/100)*W700","v":24.012},{"$f":"VLOOKUP(R700,Start!$C$9:$D$15,2,FALSE)+VLOOKUP(R700,Start!$C$23:$D$29,2,FALSE)","v":45.66},{"$f":"(Y700/T700)+Start!$D$19*(VLOOKUP(R700,Start!$M$33:$N$39,2,FALSE)/T700)+VLOOKUP(S700,Start!$C$33:$D$40,2,FALSE)","v":112.90373333333334}]
[null,null,"Ja","SEE960430412456","In Betrieb","GLOBALFOUNDRIES Dresden Module One LLC & Co. KG","Gasmotoren-Blockheizkraftwerk II (Generator 5)",1468,"Moritzburg","Ringstraße 3","Sachsen","2004-11-10","Erdgas","Erdgas, Erdölgas","Erdgas","Ja","Verbrennungsmotor","Erdgas","GuD",0.54,"Annahme basierend auf DIW (2014)",3.8319999999999999,3.7719999999999998,{"$f":"(1-VLOOKUP(S701,Start!$H$33:$I$40,2,FALSE)/100)*W701","v":3.2816399999999999},{"$f":"VLOOKUP(R701,Start!$C$9:$D$15,2,FALSE)+VLOOKUP(R701,Start!$C$23:$D$29,2,FALSE)","v":45.66},{"$f":"(Y701/T701)+Start!$D$19*(VLOOKUP(R701,Start!$M$33:$N$39,2,FALSE)/T701)+VLOOKUP(S701,Start!$C$33:$D$40,2,FALSE)","v":117.54555555555554}]
[null,null,"Ja","SEE960507530304","In Betrieb","Universität Stuttgart","HKW Pfaffenwald, Generator 50",70569,"Stuttgart","Pfaffenwaldring 8","Baden-Württemberg","1969-01-01","Erdgas","Erdgas, Erdölgas","Erdgas","Ja","Gegendruckmaschine mit Entnahme","Erdgas","GuD",0.35089999999999999,"OPSD (2020)",12.1,11.3,{"$f":"(1-VLOOKUP(S702,Start!$H$33:$I$40,2,FALSE)/100)*W702","v":9.8310000000000013},{"$f":"VLOOKUP(R702,Start!$C$9:$D$15,2,FALSE)+VLOOKUP(R702,Start!$C$23:$D$29,2,FALSE)","v":45.66},{"$f":"(Y702/T702)+Start!$D$19*(VLOOKUP(R702,Start!$M$33:$N$39,2,FALSE)/T702)+VLOOKUP(S702,Start!$C$33:$D$40,2,FALSE)","v":180.08250213736108}]
[null,null,"Ja","SEE960529046555","In Betrieb","PCK Raffinerie GmbH","6MKA",16303,"Schwedt","Passower Chaussee 111","Brandenburg","1994-01-10","Mineralölprodukte","Andere Mineralölprodukte","Mineralölprodukte","Ja","Kondensationsmaschine ohne Entnahme","Öl","Öl",0.37840000000000001,"OPSD (2020)",36,34.5,{"$f":"(1-VLOOKUP(S703,Start!$H$33:$I$40,2,FALSE)/100)*W703","v":29.324999999999999},{"$f":"VLOOKUP(R703,Start!$C$9:$D$15,2,FALSE)+VLOOKUP(R703,Start!$C$23:$D$29,2,FALSE)","v":87.17},{"$f":"(Y703/T703)+Start!$D$19*(VLOOKUP(R703,Start!$M$33:$N$39,2,FALSE)/T703)+VLOOKUP(S703,Start!$C$33:$D$40,2,FALSE)","v":293.96511627906978}]
[null,null,"Ja","SEE960652233358","In Betrieb","Saale Energie GmbH","Schkopau A",6258,"Schkopau","An der Bober 100","Sachsen-Anhalt","1995-01-01","Braunkohle","Rohbraunkohlen","Braunkohle","Ja","Kondensationsmaschine mit Entnahme","Braunkohle","Braunkohle",0.4,"OPSD (2020)",500,450,{"$f":"(1-VLOOKUP(S704,Start!$H$33:$I$40,2,FALSE)/100)*W704","v":391.5},{"$f":"VLOOKUP(R704,Start!$C$9:$D$15,2,FALSE)+VLOOKUP(R704,Start!$C$23:$D$29,2,FALSE)","v":3.1},{"$f":"(Y704/T704)+Start!$D$19*(VLOOKUP(R704,Start!$M$33:$N$39,2,FALSE)/T704)+VLOOKUP(S704,Start!$C$33:$D$40,2,FALSE)","v":94.896000000000001}]
[null,null,"Ja","SEE960916622249","In Betrieb","Mohn Media Mohndruck GmbH","GT 2",33332,"Gütersloh","Carl-Bertelsmann-Straße 161","Nordrhein-Westfalen","1994-03-28","Erdgas","Erdgas, Erdölgas","Erdgas","Ja","Gasturbinen mit nachgeschalteter Dampfturbine","Erdgas","GuD",0.37840000000000001,"OPSD (2020)",5.25,5.1669999999999998,{"$f":"(1-VLOOKUP(S705,Start!$H$33:$I$40,2,FALSE)/100)*W705","v":4.4952899999999998},{"$f":"VLOOKUP(R705,Start!$C$9:$D$15,2,FALSE)+VLOOKUP(R705,Start!$C$23:$D$29,2,FALSE)","v":45.66},{"$f":"(Y705/T705)+Start!$D$19*(VLOOKUP(R705,Start!$M$33:$N$39,2,FALSE)/T705)+VLOOKUP(S705,Start!$C$33:$D$40,2,FALSE)","v":167.10412262156444}]
[null,null,"Ja","SEE960935066536","In Betrieb","INEOS SOLVENTS GERMANY GMBH","TG7",47443,"Moers","Römerstraße 733","Nordrhein-Westfalen","1974-11-14","Erdgas","Dampf (zum Beispiel Prozesswärme)","Erdgas","Ja","Gegendruckmaschine mit Entnahme","Erdgas","GuD",0.4,"eigene Annahme",12,7.5,{"$f":"(1-VLOOKUP(S706,Start!$H$33:$I$40,2,FALSE)/100)*W706","v":6.5250000000000004},{"$f":"VLOOKUP(R706,Start!$C$9:$D$15,2,FALSE)+VLOOKUP(R706,Start!$C$23:$D$29,2,FALSE)","v":45.66},{"$f":"(Y706/T706)+Start!$D$19*(VLOOKUP(R706,Start!$M$33:$N$39,2,FALSE)/T706)+VLOOKUP(S706,Start!$C$33:$D$40,2,FALSE)","v":158.16149999999999}]
[null,null,"Ja","SEE961021885321","In Betrieb","SWN Stadtwerke Neumünster GmbH","D3",24534,"Neumünster","Bismarckstraße 51","Schleswig-Holstein","1986-01-01","Mineralölprodukte","Heizöl, leicht","Mineralölprodukte","Nein","Verbrennungsmotor","Öl","Öl",0.38,"eigene Annahme",6,5.5,{"$f":"(1-VLOOKUP(S707,Start!$H$33:$I$40,2,FALSE)/100)*W707","v":4.6749999999999998},{"$f":"VLOOKUP(R707,Start!$C$9:$D$15,2,FALSE)+VLOOKUP(R707,Start!$C$23:$D$29,2,FALSE)","v":87.17},{"$f":"(Y707/T707)+Start!$D$19*(VLOOKUP(R707,Start!$M$33:$N$39,2,FALSE)/T707)+VLOOKUP(S707,Start!$C$33:$D$40,2,FALSE)","v":292.7315789473684}]
[null,null,"Ja","SEE961029163353","In Betrieb","Trianel Kohlekraftwerk Lünen GmbH & Co KG","Trianel Kohlekraftwerk Lünen",44536,"Lünen","Frydagstraße 40","Nordrhein-Westfalen","2013-01-01","Steinkohle","Steinkohlen","Steinkohle","Ja","Kondensationsmaschine mit Entnahme","Steinkohle","Steinkohle",0.45950000000000002,"OPSD (2020)",812,746,{"$f":"(1-VLOOKUP(S708,Start!$H$33:$I$40,2,FALSE)/100)*W708","v":596.80000000000007},{"$f":"VLOOKUP(R708,Start!$C$9:$D$15,2,FALSE)+VLOOKUP(R708,Start!$C$23:$D$29,2,FALSE)","v":17.84},{"$f":"(Y708/T708)+Start!$D$19*(VLOOKUP(R708,Start!$M$33:$N$39,2,FALSE)/T708)+VLOOKUP(S708,Start!$C$33:$D$40,2,FALSE)","v":102.17094668117518}]
[null,null,"Ja","SEE961057667205","In Betrieb","Pirelli Deutschland","Gasturbine Kraftwerk",64747,"Breuberg","Höchster Straße 48 -60","Hessen","2017-12-14","Erdgas","Erdgas, Erdölgas","Erdgas","Ja","Gasturbinen mit Abhitzekessel","Erdgas","GuD",0.38390000000000002,"OPSD (2020)",11.2,10.37,{"$f":"(1-VLOOKUP(S709,Start!$H$33:$I$40,2,FALSE)/100)*W709","v":9.0218999999999987},{"$f":"VLOOKUP(R709,Start!$C$9:$D$15,2,FALSE)+VLOOKUP(R709,Start!$C$23:$D$29,2,FALSE)","v":45.66},{"$f":"(Y709/T709)+Start!$D$19*(VLOOKUP(R709,Start!$M$33:$N$39,2,FALSE)/T709)+VLOOKUP(S709,Start!$C$33:$D$40,2,FALSE)","v":164.73157072154206}]
[null,null,"Ja","SEE961202959384","In Betrieb","Papier- u. Kartonfabrik Varel GmbH & Co. KG","PKV Dampfsammelschienen-KWK-Anlage Generator / Turbine GT 8b",26316,"Varel","Dangaster Straße 38","Niedersachsen","2007-06-29","Erdgas","Erdgas, Erdölgas","Erdgas","Ja","Gasturbinen mit nachgeschalteter Dampfturbine","Erdgas","GuD",0.37290000000000001,"OPSD (2020)",6.24,6.1269999999999998,{"$f":"(1-VLOOKUP(S710,Start!$H$33:$I$40,2,FALSE)/100)*W710","v":5.3304900000000002},{"$f":"VLOOKUP(R710,Start!$C$9:$D$15,2,FALSE)+VLOOKUP(R710,Start!$C$23:$D$29,2,FALSE)","v":45.66},{"$f":"(Y710/T710)+Start!$D$19*(VLOOKUP(R710,Start!$M$33:$N$39,2,FALSE)/T710)+VLOOKUP(S710,Start!$C$33:$D$40,2,FALSE)","v":169.54666130329846}]
[null,null,"Ja","SEE961328936443","In Betrieb","Stadtwerke Tübingen GmbH","BHKW Obere Viehweide M2 (Waldhäuser Str 100)",72076,"Tübingen","Waldhäuser Straße 100","Baden-Württemberg","2013-08-16","Erdgas","Erdgas, Erdölgas","Erdgas","Ja","Verbrennungsmotor","Erdgas","GuD",0.38500000000000001,"OPSD (2020)",3.3519999999999999,3.286,{"$f":"(1-VLOOKUP(S711,Start!$H$33:$I$40,2,FALSE)/100)*W711","v":2.8588200000000001},{"$f":"VLOOKUP(R711,Start!$C$9:$D$15,2,FALSE)+VLOOKUP(R711,Start!$C$23:$D$29,2,FALSE)","v":45.66},{"$f":"(Y711/T711)+Start!$D$19*(VLOOKUP(R711,Start!$M$33:$N$39,2,FALSE)/T711)+VLOOKUP(S711,Start!$C$33:$D$40,2,FALSE)","v":164.2651948051948}]
[null,null,"Ja","SEE961620762023","In Betrieb","Merck KGaA","DA_HKW_01",64293,"Darmstadt","Frankfurter Straße 250","Hessen","1999-12-20","Erdgas","Erdgas, Erdölgas","Erdgas","Ja","Gasturbinen mit Abhitzekessel","Erdgas","GuD",0.37740000000000001,"OPSD (2020)",10.3,10,{"$f":"(1-VLOOKUP(S712,Start!$H$33:$I$40,2,FALSE)/100)*W712","v":8.6999999999999993},{"$f":"VLOOKUP(R712,Start!$C$9:$D$15,2,FALSE)+VLOOKUP(R712,Start!$C$23:$D$29,2,FALSE)","v":45.66},{"$f":"(Y712/T712)+Start!$D$19*(VLOOKUP(R712,Start!$M$33:$N$39,2,FALSE)/T712)+VLOOKUP(S712,Start!$C$33:$D$40,2,FALSE)","v":167.5429252782194}]
[null,null,"Ja","SEE961660070034","In Betrieb","RheinEnergie AG","Block 4 Merkenich RheinEnergie",50769,"Köln","Merkenicher Hauptstr. 2","Nordrhein-Westfalen","2010-10-12","Erdgas","Erdgas, Erdölgas","Erdgas","Ja","Gegendruckmaschine ohne Entnahme","Erdgas","GuD",0.53,"OPSD (2020)",18.100000000000001,15.5,{"$f":"(1-VLOOKUP(S713,Start!$H$33:$I$40,2,FALSE)/100)*W713","v":13.484999999999999},{"$f":"VLOOKUP(R713,Start!$C$9:$D$15,2,FALSE)+VLOOKUP(R713,Start!$C$23:$D$29,2,FALSE)","v":45.66},{"$f":"(Y713/T713)+Start!$D$19*(VLOOKUP(R713,Start!$M$33:$N$39,2,FALSE)/T713)+VLOOKUP(S713,Start!$C$33:$D$40,2,FALSE)","v":119.73509433962263}]
[null,null,"Ja","SEE961687984079","In Betrieb","Universität Stuttgart","HKW Pfaffenwald, Generator 41",70569,"Stuttgart","Pfaffenwaldring 8","Baden-Württemberg","1988-01-01","Erdgas","Erdgas, Erdölgas","Erdgas","Ja","Gasturbinen mit nachgeschalteter Dampfturbine","Erdgas","GuD",0.37180000000000002,"OPSD (2020)",5.2,4.9000000000000004,{"$f":"(1-VLOOKUP(S714,Start!$H$33:$I$40,2,FALSE)/100)*W714","v":4.2629999999999999},{"$f":"VLOOKUP(R714,Start!$C$9:$D$15,2,FALSE)+VLOOKUP(R714,Start!$C$23:$D$29,2,FALSE)","v":45.66},{"$f":"(Y714/T714)+Start!$D$19*(VLOOKUP(R714,Start!$M$33:$N$39,2,FALSE)/T714)+VLOOKUP(S714,Start!$C$33:$D$40,2,FALSE)","v":170.04384077460998}]
[null,null,"Ja","SEE961788817153","In Betrieb","BASF Schwarzheide GmbH","DT2",1987,"Schwarzheide","Schipkauer Straße 1","Brandenburg","1997-12-05","Erdgas","Erdgas, Erdölgas","Erdgas","Nein","Kondensationsmaschine ohne Entnahme","Erdgas","GuD",0.51300000000000001,"OPSD (2020)",12.3,12,{"$f":"(1-VLOOKUP(S715,Start!$H$33:$I$40,2,FALSE)/100)*W715","v":10.44},{"$f":"VLOOKUP(R715,Start!$C$9:$D$15,2,FALSE)+VLOOKUP(R715,Start!$C$23:$D$29,2,FALSE)","v":45.66},{"$f":"(Y715/T715)+Start!$D$19*(VLOOKUP(R715,Start!$M$33:$N$39,2,FALSE)/T715)+VLOOKUP(S715,Start!$C$33:$D$40,2,FALSE)","v":123.65321637426899}]
[null,null,"Ja","SEE961847934449","In Betrieb","Volkswagen AG","VW Baunatal Gasturbine",34225,"Baunatal","Im Lehnhof ","Hessen","2013-02-18","Erdgas","Erdgas, Erdölgas","Erdgas","Ja","Gasturbinen mit nachgeschalteter Dampfturbine","Erdgas","GuD",0.47,"OPSD (2020)",51,45.07,{"$f":"(1-VLOOKUP(S716,Start!$H$33:$I$40,2,FALSE)/100)*W716","v":39.210900000000002},{"$f":"VLOOKUP(R716,Start!$C$9:$D$15,2,FALSE)+VLOOKUP(R716,Start!$C$23:$D$29,2,FALSE)","v":45.66},{"$f":"(Y716/T716)+Start!$D$19*(VLOOKUP(R716,Start!$M$33:$N$39,2,FALSE)/T716)+VLOOKUP(S716,Start!$C$33:$D$40,2,FALSE)","v":134.82893617021276}]
[null,null,"Ja","SEE962395118756","In Betrieb","DREWAG - Stadtwerke Dresden GmbH","Gasmotoren-Heizkraftwerk Dresden-Reick - Aggregat IV",1277,"Dresden","Liebstädter Straße 1","Sachsen","2022-02-18","Erdgas","Erdgas, Erdölgas","Erdgas","Ja","Gasturbinen mit Abhitzekessel","Erdgas","GuD",0.63,"Annahme basierend auf DIW (2014)",11.76,11.5,{"$f":"(1-VLOOKUP(S717,Start!$H$33:$I$40,2,FALSE)/100)*W717","v":10.005000000000001},{"$f":"VLOOKUP(R717,Start!$C$9:$D$15,2,FALSE)+VLOOKUP(R717,Start!$C$23:$D$29,2,FALSE)","v":45.66},{"$f":"(Y717/T717)+Start!$D$19*(VLOOKUP(R717,Start!$M$33:$N$39,2,FALSE)/T717)+VLOOKUP(S717,Start!$C$33:$D$40,2,FALSE)","v":100.96761904761904}]
[null,null,"Ja","SEE962564048280","In Betrieb","TWS Thüringer Wärme Service GmbH","HKW Schwarza TS 5",7407,"Rudolstadt","Breitscheidstraße 160","Thüringen","1986-01-01","Wärme","Dampf (zum Beispiel Prozesswärme)","Wärme","Ja","Gegendruckmaschine mit Entnahme","Sonstige","Sonstige",0.35,"eigene Annahme",8,7.8810000000000002,{"$f":"(1-VLOOKUP(S718,Start!$H$33:$I$40,2,FALSE)/100)*W718","v":6.6988500000000002},{"$f":"VLOOKUP(R718,Start!$C$9:$D$15,2,FALSE)+VLOOKUP(R718,Start!$C$23:$D$29,2,FALSE)","v":86.87},{"$f":"(Y718/T718)+Start!$D$19*(VLOOKUP(R718,Start!$M$33:$N$39,2,FALSE)/T718)+VLOOKUP(S718,Start!$C$33:$D$40,2,FALSE)","v":300.92685714285716}]
[null,null,"Ja","SEE962737235608","In Betrieb","Müllheizkraftwerk Rothensee GmbH","Block 1",39126,"Magdeburg","Kraftwerk-Privatweg 7","Sachsen-Anhalt","2005-07-17","nicht biogener Abfall","Abfall (Hausmüll, Siedl.abf.)","Abfall","Ja","Gegendruckmaschine mit Entnahme","Abfall","Abfall",0.33,"OPSD (2020)",33.6,29.2,{"$f":"(1-VLOOKUP(S719,Start!$H$33:$I$40,2,FALSE)/100)*W719","v":24.82},{"$f":"VLOOKUP(R719,Start!$C$9:$D$15,2,FALSE)+VLOOKUP(R719,Start!$C$23:$D$29,2,FALSE)","v":0},{"$f":"(Y719/T719)+Start!$D$19*(VLOOKUP(R719,Start!$M$33:$N$39,2,FALSE)/T719)+VLOOKUP(S719,Start!$C$33:$D$40,2,FALSE)","v":1}]
[null,null,"Ja","SEE962777669616","In Betrieb","Onyx Kraftwerk Zolling GmbH &Co. KGaA","Zolling GT1",85406,"Zolling","Leiningerstraße 1","Bayern","1986-01-01","Mineralölprodukte","Heizöl, leicht","Mineralölprodukte","Nein","Gasturbinen ohne Abhitzekessel","Öl","Öl",0.31759999999999999,"OPSD (2020)",25,24.5,{"$f":"(1-VLOOKUP(S720,Start!$H$33:$I$40,2,FALSE)/100)*W720","v":20.824999999999999},{"$f":"VLOOKUP(R720,Start!$C$9:$D$15,2,FALSE)+VLOOKUP(R720,Start!$C$23:$D$29,2,FALSE)","v":87.17},{"$f":"(Y720/T720)+Start!$D$19*(VLOOKUP(R720,Start!$M$33:$N$39,2,FALSE)/T720)+VLOOKUP(S720,Start!$C$33:$D$40,2,FALSE)","v":350.04911838790929}]
[null,null,"Ja","SEE962877818310","In Betrieb","EnBW Energie Baden-Württemberg AG","Heizkraftwerk Stuttgart-Münster DT 19",70376,"Stuttgart","Voltastraße 45","Baden-Württemberg","2009-01-01","Steinkohle","Steinkohlen","Steinkohle","Ja","Kondensationsmaschine mit Entnahme","Steinkohle","Steinkohle",0.33,"OPSD (2020)",19.600000000000001,19.5,{"$f":"(1-VLOOKUP(S721,Start!$H$33:$I$40,2,FALSE)/100)*W721","v":15.600000000000001},{"$f":"VLOOKUP(R721,Start!$C$9:$D$15,2,FALSE)+VLOOKUP(R721,Start!$C$23:$D$29,2,FALSE)","v":17.84},{"$f":"(Y721/T721)+Start!$D$19*(VLOOKUP(R721,Start!$M$33:$N$39,2,FALSE)/T721)+VLOOKUP(S721,Start!$C$33:$D$40,2,FALSE)","v":141.75515151515151}]
[null,null,"Ja","SEE962906846994","In Betrieb","TWS Thüringer Wärme Service GmbH","HKW Schwarza GT 7",7407,"Rudolstadt","Breitscheidstraße 160","Thüringen","1991-11-26","Erdgas","Erdgas, Erdölgas","Erdgas","Ja","Gasturbinen mit Abhitzekessel","Erdgas","GuD",0.38,"eigene Annahme",5.0140000000000002,4.9340000000000002,{"$f":"(1-VLOOKUP(S722,Start!$H$33:$I$40,2,FALSE)/100)*W722","v":4.2925800000000001},{"$f":"VLOOKUP(R722,Start!$C$9:$D$15,2,FALSE)+VLOOKUP(R722,Start!$C$23:$D$29,2,FALSE)","v":45.66},{"$f":"(Y722/T722)+Start!$D$19*(VLOOKUP(R722,Start!$M$33:$N$39,2,FALSE)/T722)+VLOOKUP(S722,Start!$C$33:$D$40,2,FALSE)","v":166.40684210526314}]
[null,null,"Ja","SEE962934119541","In Betrieb","Vattenfall Wärme Berlin AG","HKW Charlottenburg Gasturbine 5",10589,"Berlin","Am Spreebord 5","Berlin","1976-08-20","Erdgas","Erdgas, Erdölgas","Erdgas","Ja","Gasturbinen mit Abhitzekessel","Erdgas","GuD",0.35749999999999998,"OPSD (2020)",73,72,{"$f":"(1-VLOOKUP(S723,Start!$H$33:$I$40,2,FALSE)/100)*W723","v":62.64},{"$f":"VLOOKUP(R723,Start!$C$9:$D$15,2,FALSE)+VLOOKUP(R723,Start!$C$23:$D$29,2,FALSE)","v":45.66},{"$f":"(Y723/T723)+Start!$D$19*(VLOOKUP(R723,Start!$M$33:$N$39,2,FALSE)/T723)+VLOOKUP(S723,Start!$C$33:$D$40,2,FALSE)","v":176.7855944055944}]
[null,null,"Ja","SEE963125615224","In Betrieb","Stadtwerke Kiel AG","Küstenkraftwerk K.I.E.L Motor 14",24149,"Kiel","Hasselfelde 30","Schleswig-Holstein","2018-08-13","Erdgas","Erdgas, Erdölgas","Erdgas","Ja","Verbrennungsmotor","Erdgas","GuD",0.40589999999999998,"OPSD (2020)",9.5709999999999997,9.4559999999999995,{"$f":"(1-VLOOKUP(S724,Start!$H$33:$I$40,2,FALSE)/100)*W724","v":8.2267200000000003},{"$f":"VLOOKUP(R724,Start!$C$9:$D$15,2,FALSE)+VLOOKUP(R724,Start!$C$23:$D$29,2,FALSE)","v":45.66},{"$f":"(Y724/T724)+Start!$D$19*(VLOOKUP(R724,Start!$M$33:$N$39,2,FALSE)/T724)+VLOOKUP(S724,Start!$C$33:$D$40,2,FALSE)","v":155.88433111603842}]
[null,null,"Ja","SEE963154903477","In Betrieb","BTB Blockheizkraftwerks-, Träger- und Betreibergesellschaft","KWK Adlershof Modul 4",12489,"Berlin","Albert-Einstein-Straße 22","Berlin","2023-07-06","Erdgas","Erdgas, Erdölgas","Erdgas","Ja","Verbrennungsmotor","Erdgas","GuD",0.63,"Annahme basierend auf DIW (2014)",4.5019999999999998,4.3899999999999997,{"$f":"(1-VLOOKUP(S725,Start!$H$33:$I$40,2,FALSE)/100)*W725","v":3.8192999999999997},{"$f":"VLOOKUP(R725,Start!$C$9:$D$15,2,FALSE)+VLOOKUP(R725,Start!$C$23:$D$29,2,FALSE)","v":45.66},{"$f":"(Y725/T725)+Start!$D$19*(VLOOKUP(R725,Start!$M$33:$N$39,2,FALSE)/T725)+VLOOKUP(S725,Start!$C$33:$D$40,2,FALSE)","v":100.96761904761904}]
[null,null,"Ja","SEE963192915654","In Betrieb","Universität Stuttgart","HKW Pfaffenwald, Generator 43",70569,"Stuttgart","Pfaffenwaldring 8","Baden-Württemberg","1963-01-01","Wärme","Dampf (zum Beispiel Prozesswärme)","Erdgas","Ja","Gegendruckmaschine mit Entnahme","Erdgas","GuD",0.37180000000000002,"OPSD (2020)",2.6,2.4,{"$f":"(1-VLOOKUP(S726,Start!$H$33:$I$40,2,FALSE)/100)*W726","v":2.0880000000000001},{"$f":"VLOOKUP(R726,Start!$C$9:$D$15,2,FALSE)+VLOOKUP(R726,Start!$C$23:$D$29,2,FALSE)","v":45.66},{"$f":"(Y726/T726)+Start!$D$19*(VLOOKUP(R726,Start!$M$33:$N$39,2,FALSE)/T726)+VLOOKUP(S726,Start!$C$33:$D$40,2,FALSE)","v":170.04384077460998}]
[null,null,"Ja","SEE963197749315","In Betrieb","SWP Stadtwerke Pforzheim","MOT 4",75175,"Pforzheim","Hohwiesenweg 19","Baden-Württemberg","2021-06-15","Erdgas","Erdgas, Erdölgas","Erdgas","Ja","Verbrennungsmotor","Erdgas","GuD",0.45,"https://www.innio.com/de/loesungen/energieerzeugung/kraft-waerme-kopplung",10.387,10.199999999999999,{"$f":"(1-VLOOKUP(S727,Start!$H$33:$I$40,2,FALSE)/100)*W727","v":8.8739999999999988},{"$f":"VLOOKUP(R727,Start!$C$9:$D$15,2,FALSE)+VLOOKUP(R727,Start!$C$23:$D$29,2,FALSE)","v":45.66},{"$f":"(Y727/T727)+Start!$D$19*(VLOOKUP(R727,Start!$M$33:$N$39,2,FALSE)/T727)+VLOOKUP(S727,Start!$C$33:$D$40,2,FALSE)","v":140.75466666666665}]
[null,null,"Ja","SEE963301495572","In Betrieb","EnBW Contracting GmbH","HK_001_Industrieheizkraftwerk-Walsrode_GT6",29699,"Bomlitz","Bahnhofstraße 13","Niedersachsen","2004-06-01","Erdgas","Erdgas, Erdölgas","Erdgas","Ja","Gasturbinen mit Abhitzekessel","Erdgas","GuD",0.35089999999999999,"OPSD (2020)",6.5,6.35,{"$f":"(1-VLOOKUP(S728,Start!$H$33:$I$40,2,FALSE)/100)*W728","v":5.5244999999999997},{"$f":"VLOOKUP(R728,Start!$C$9:$D$15,2,FALSE)+VLOOKUP(R728,Start!$C$23:$D$29,2,FALSE)","v":45.66},{"$f":"(Y728/T728)+Start!$D$19*(VLOOKUP(R728,Start!$M$33:$N$39,2,FALSE)/T728)+VLOOKUP(S728,Start!$C$33:$D$40,2,FALSE)","v":180.08250213736108}]
[null,null,"Ja","SEE963438570067","In Betrieb","DREWAG - Stadtwerke Dresden GmbH","Gasmotoren-Heizkraftwerk Dresden-Reick - Aggregat VI",1277,"Dresden","Liebstädter Straße 1","Sachsen","2022-02-18","Erdgas","Erdgas, Erdölgas","Erdgas","Ja","Gasturbinen mit Abhitzekessel","Erdgas","GuD",0.63,"Annahme basierend auf DIW (2014)",11.76,11.5,{"$f":"(1-VLOOKUP(S729,Start!$H$33:$I$40,2,FALSE)/100)*W729","v":10.005000000000001},{"$f":"VLOOKUP(R729,Start!$C$9:$D$15,2,FALSE)+VLOOKUP(R729,Start!$C$23:$D$29,2,FALSE)","v":45.66},{"$f":"(Y729/T729)+Start!$D$19*(VLOOKUP(R729,Start!$M$33:$N$39,2,FALSE)/T729)+VLOOKUP(S729,Start!$C$33:$D$40,2,FALSE)","v":100.96761904761904}]
[null,null,"Ja","SEE963454497492","In Betrieb","TEAG Thüringer Energie AG","Dampfturbine 2 Jena",7745,"Jena","Rudolstädter Straße 41","Thüringen","1996-09-26","Erdgas","Erdgas, Erdölgas","Erdgas","Ja","Kondensationsmaschine mit Entnahme","Erdgas","GuD",0.52200000000000002,"OPSD (2020)",40,39,{"$f":"(1-VLOOKUP(S730,Start!$H$33:$I$40,2,FALSE)/100)*W730","v":33.93},{"$f":"VLOOKUP(R730,Start!$C$9:$D$15,2,FALSE)+VLOOKUP(R730,Start!$C$23:$D$29,2,FALSE)","v":45.66},{"$f":"(Y730/T730)+Start!$D$19*(VLOOKUP(R730,Start!$M$33:$N$39,2,FALSE)/T730)+VLOOKUP(S730,Start!$C$33:$D$40,2,FALSE)","v":121.5471264367816}]
[null,null,"Ja","SEE963541517812","befristete Strommarktrückkehr","Uniper Kraftwerke GmbH","Irsching 3",85088,"Vohburg","Paarstraße 30","Bayern","1974-01-01","Mineralölprodukte","Heizöl, leicht","Mineralölprodukte","Nein","Kondensationsmaschine mit Entnahme","Öl","Öl",0.35639999999999999,"OPSD (2020)",440,415,{"$f":"(1-VLOOKUP(S731,Start!$H$33:$I$40,2,FALSE)/100)*W731","v":352.75},{"$f":"VLOOKUP(R731,Start!$C$9:$D$15,2,FALSE)+VLOOKUP(R731,Start!$C$23:$D$29,2,FALSE)","v":87.17},{"$f":"(Y731/T731)+Start!$D$19*(VLOOKUP(R731,Start!$M$33:$N$39,2,FALSE)/T731)+VLOOKUP(S731,Start!$C$33:$D$40,2,FALSE)","v":312.04938271604937}]
[null,null,"Ja","SEE963817764100","In Betrieb","Braunschweiger Versorgungs-AG & Co. KG","HKW Nord GT",38112,"Braunschweig","Sandanger 1","Niedersachsen","1990-12-18","Erdgas","Erdgas, Erdölgas","Erdgas","Ja","Gasturbinen mit Abhitzekessel","Erdgas","GuD",0.28899999999999998,"OPSD (2020)",29,25,{"$f":"(1-VLOOKUP(S732,Start!$H$33:$I$40,2,FALSE)/100)*W732","v":21.75},{"$f":"VLOOKUP(R732,Start!$C$9:$D$15,2,FALSE)+VLOOKUP(R732,Start!$C$23:$D$29,2,FALSE)","v":45.66},{"$f":"(Y732/T732)+Start!$D$19*(VLOOKUP(R732,Start!$M$33:$N$39,2,FALSE)/T732)+VLOOKUP(S732,Start!$C$33:$D$40,2,FALSE)","v":218.3325259515571}]
[null,null,"Ja","SEE963827374382","In Betrieb","Uniper Kraftwerke GmbH","Kirchmöser DT",14774,"Brandenburg","Bahntechnikerring 17","Brandenburg","1994-01-01","Erdgas","Erdgas, Erdölgas","Erdgas","Nein","Kondensationsmaschine ohne Entnahme","Erdgas","GuD",0.51300000000000001,"OPSD (2020)",58,56,{"$f":"(1-VLOOKUP(S733,Start!$H$33:$I$40,2,FALSE)/100)*W733","v":48.72},{"$f":"VLOOKUP(R733,Start!$C$9:$D$15,2,FALSE)+VLOOKUP(R733,Start!$C$23:$D$29,2,FALSE)","v":45.66},{"$f":"(Y733/T733)+Start!$D$19*(VLOOKUP(R733,Start!$M$33:$N$39,2,FALSE)/T733)+VLOOKUP(S733,Start!$C$33:$D$40,2,FALSE)","v":123.65321637426899}]
[null,null,"Ja","SEE963909310185","In Betrieb","Vattenfall Wärme Berlin AG","HKW Moabit Gasturbine 5",13353,"Berlin","Friedrich-Krause-Ufer 42278","Berlin","1971-10-30","Mineralölprodukte","Heizöl, leicht","Mineralölprodukte","Nein","Gasturbinen ohne Abhitzekessel","Öl","Öl",0.30459999999999998,"OPSD (2020)",17,17,{"$f":"(1-VLOOKUP(S734,Start!$H$33:$I$40,2,FALSE)/100)*W734","v":14.45},{"$f":"VLOOKUP(R734,Start!$C$9:$D$15,2,FALSE)+VLOOKUP(R734,Start!$C$23:$D$29,2,FALSE)","v":87.17},{"$f":"(Y734/T734)+Start!$D$19*(VLOOKUP(R734,Start!$M$33:$N$39,2,FALSE)/T734)+VLOOKUP(S734,Start!$C$33:$D$40,2,FALSE)","v":364.94615889691397}]
[null,null,"Ja","SEE963962520354","In Betrieb","Freiberger Erdgas GmbH","BHKW1 Chemnitzer Straße 40",9599,"Freiberg","Chemnitzer Straße 40","Sachsen","2013-07-01","Erdgas","Erdgas, Erdölgas","Erdgas","Ja","Verbrennungsmotor","Erdgas","GuD",0.39929999999999999,"OPSD (2020)",4.4009999999999998,4.3129999999999997,{"$f":"(1-VLOOKUP(S735,Start!$H$33:$I$40,2,FALSE)/100)*W735","v":3.7523099999999996},{"$f":"VLOOKUP(R735,Start!$C$9:$D$15,2,FALSE)+VLOOKUP(R735,Start!$C$23:$D$29,2,FALSE)","v":45.66},{"$f":"(Y735/T735)+Start!$D$19*(VLOOKUP(R735,Start!$M$33:$N$39,2,FALSE)/T735)+VLOOKUP(S735,Start!$C$33:$D$40,2,FALSE)","v":158.43613824192335}]
[null,null,"Ja","SEE963975943188","In Betrieb","EnBW Energie Baden-Württemberg AG","Heizkraftwerk Altbach/Deizisau GT B",73776,"Altbach","Industriestraße 11","Baden-Württemberg","1973-11-01","Erdgas","Erdgas, Erdölgas","Erdgas","Nein","Gasturbinen ohne Abhitzekessel","Erdgas","Gasturbine",0.30980000000000002,"OPSD (2020)",60,57,{"$f":"(1-VLOOKUP(S736,Start!$H$33:$I$40,2,FALSE)/100)*W736","v":49.589999999999996},{"$f":"VLOOKUP(R736,Start!$C$9:$D$15,2,FALSE)+VLOOKUP(R736,Start!$C$23:$D$29,2,FALSE)","v":45.66},{"$f":"(Y736/T736)+Start!$D$19*(VLOOKUP(R736,Start!$M$33:$N$39,2,FALSE)/T736)+VLOOKUP(S736,Start!$C$33:$D$40,2,FALSE)","v":203.27437056165266}]
[null,null,"Ja","SEE964073339897","In Betrieb","Stadtwerke - Altmärkische Gas-, Wasser-und Elektrizitätswerke GmbH Stendal","Heizkraftwerk Stendal",39576,"Stendal","Schillerstraße ","Sachsen-Anhalt","2018-12-18","Erdgas","Erdgas, Erdölgas","Erdgas","Ja","Verbrennungsmotor","Erdgas","GuD",0.37840000000000001,"OPSD (2020)",13.5,13.2,{"$f":"(1-VLOOKUP(S737,Start!$H$33:$I$40,2,FALSE)/100)*W737","v":11.484},{"$f":"VLOOKUP(R737,Start!$C$9:$D$15,2,FALSE)+VLOOKUP(R737,Start!$C$23:$D$29,2,FALSE)","v":45.66},{"$f":"(Y737/T737)+Start!$D$19*(VLOOKUP(R737,Start!$M$33:$N$39,2,FALSE)/T737)+VLOOKUP(S737,Start!$C$33:$D$40,2,FALSE)","v":167.10412262156444}]
[null,null,"Ja","SEE964077382691","In Betrieb","Dow Deutschland Anlagengesellschaft mbH","01 Std GT3",21683,"Stade","Bützflether Sand 9","Niedersachsen","2014-03-25","Erdgas","Erdgas, Erdölgas","Erdgas","Ja","Gasturbinen mit Abhitzekessel","Erdgas","GuD",0.60750000000000004,"OPSD (2020)",47.351999999999997,44.975000000000001,{"$f":"(1-VLOOKUP(S738,Start!$H$33:$I$40,2,FALSE)/100)*W738","v":39.128250000000001},{"$f":"VLOOKUP(R738,Start!$C$9:$D$15,2,FALSE)+VLOOKUP(R738,Start!$C$23:$D$29,2,FALSE)","v":45.66},{"$f":"(Y738/T738)+Start!$D$19*(VLOOKUP(R738,Start!$M$33:$N$39,2,FALSE)/T738)+VLOOKUP(S738,Start!$C$33:$D$40,2,FALSE)","v":104.65160493827159}]
[null,null,"Ja","SEE964121468647","In Betrieb","J. M. Voith SE & Co. KG","HDH_004_Industrieheizkraftwerk-Heidenheim_GM5",89522,"Heidenheim","Alexanderstraße 8","Baden-Württemberg","2004-01-01","Erdgas","Erdgas, Erdölgas","Erdgas","Ja","Verbrennungsmotor","Erdgas","GuD",0.40039999999999998,"OPSD (2020)",3.8839999999999999,3.7290000000000001,{"$f":"(1-VLOOKUP(S739,Start!$H$33:$I$40,2,FALSE)/100)*W739","v":3.2442299999999999},{"$f":"VLOOKUP(R739,Start!$C$9:$D$15,2,FALSE)+VLOOKUP(R739,Start!$C$23:$D$29,2,FALSE)","v":45.66},{"$f":"(Y739/T739)+Start!$D$19*(VLOOKUP(R739,Start!$M$33:$N$39,2,FALSE)/T739)+VLOOKUP(S739,Start!$C$33:$D$40,2,FALSE)","v":158.00499500499501}]
[null,null,"Ja","SEE964170331206","In Betrieb","Zweckverband für Abfallwirtschaft in Nordwest-Oberfranken","MHKW Coburg",96450,"Coburg","Glender Straße 30","Bayern","1988-01-01","nicht biogener Abfall","Abfall (Hausmüll, Siedl.abf.)","Abfall","Ja","Gegendruckmaschine mit Entnahme","Abfall","Abfall",0.33,"OPSD (2020)",12.5,10.6,{"$f":"(1-VLOOKUP(S740,Start!$H$33:$I$40,2,FALSE)/100)*W740","v":9.01},{"$f":"VLOOKUP(R740,Start!$C$9:$D$15,2,FALSE)+VLOOKUP(R740,Start!$C$23:$D$29,2,FALSE)","v":0},{"$f":"(Y740/T740)+Start!$D$19*(VLOOKUP(R740,Start!$M$33:$N$39,2,FALSE)/T740)+VLOOKUP(S740,Start!$C$33:$D$40,2,FALSE)","v":1}]
[null,null,"Ja","SEE964215288830","In Betrieb","Henkel AG & Co. KGaA","Gasturbine",40589,"Düsseldorf","Henkelstraße 67","Nordrhein-Westfalen","2012-02-24","Erdgas","Erdgas, Erdölgas","Erdgas","Ja","Gasturbinen mit Abhitzekessel","Erdgas","GuD",0.32779999999999998,"OPSD (2020)",8.9,8.6,{"$f":"(1-VLOOKUP(S741,Start!$H$33:$I$40,2,FALSE)/100)*W741","v":7.4819999999999993},{"$f":"VLOOKUP(R741,Start!$C$9:$D$15,2,FALSE)+VLOOKUP(R741,Start!$C$23:$D$29,2,FALSE)","v":45.66},{"$f":"(Y741/T741)+Start!$D$19*(VLOOKUP(R741,Start!$M$33:$N$39,2,FALSE)/T741)+VLOOKUP(S741,Start!$C$33:$D$40,2,FALSE)","v":192.66717510677242}]
[null,null,"Ja","SEE964242179781","In Betrieb","RWE Generation SE","Gersteinwerk K",59368,"Werne","Hammer Straße 2","Nordrhein-Westfalen","1984-06-01","Erdgas","Erdgas, Erdölgas","Erdgas","Nein","Gasturbinen ohne Abhitzekessel","Erdgas","Gasturbine",0.33839999999999998,"OPSD (2020)",112.5,112,{"$f":"(1-VLOOKUP(S742,Start!$H$33:$I$40,2,FALSE)/100)*W742","v":97.44},{"$f":"VLOOKUP(R742,Start!$C$9:$D$15,2,FALSE)+VLOOKUP(R742,Start!$C$23:$D$29,2,FALSE)","v":45.66},{"$f":"(Y742/T742)+Start!$D$19*(VLOOKUP(R742,Start!$M$33:$N$39,2,FALSE)/T742)+VLOOKUP(S742,Start!$C$33:$D$40,2,FALSE)","v":186.1790780141844}]
[null,null,"Ja","SEE964290104919","In Betrieb","Kraftwerke Mainz-Wiesbaden AG","BHKW KW5 53",55120,"Mainz","Kraftwerkallee 1","Rheinland-Pfalz","2020-12-23","Erdgas","Erdgas, Erdölgas","Erdgas","Ja","Verbrennungsmotor","Erdgas","GuD",0.45,"https://www.kmw-ag.de/anlagen/blockheizkraftwerk/",10.02,9.93,{"$f":"(1-VLOOKUP(S743,Start!$H$33:$I$40,2,FALSE)/100)*W743","v":8.6390999999999991},{"$f":"VLOOKUP(R743,Start!$C$9:$D$15,2,FALSE)+VLOOKUP(R743,Start!$C$23:$D$29,2,FALSE)","v":45.66},{"$f":"(Y743/T743)+Start!$D$19*(VLOOKUP(R743,Start!$M$33:$N$39,2,FALSE)/T743)+VLOOKUP(S743,Start!$C$33:$D$40,2,FALSE)","v":140.75466666666665}]
[null,null,"Ja","SEE964447287038","In Betrieb","Stadtwerke Greifswald GmbH","HKW Gasturbine 2",17489,"Greifswald","An der Jungfernwiese 8","Mecklenburg-Vorpommern","1996-01-01","Erdgas","Erdgas, Erdölgas","Erdgas","Ja","Gasturbinen mit Abhitzekessel","Erdgas","GuD",0.36959999999999998,"OPSD (2020)",4.9489999999999998,4.8940000000000001,{"$f":"(1-VLOOKUP(S744,Start!$H$33:$I$40,2,FALSE)/100)*W744","v":4.2577800000000003},{"$f":"VLOOKUP(R744,Start!$C$9:$D$15,2,FALSE)+VLOOKUP(R744,Start!$C$23:$D$29,2,FALSE)","v":45.66},{"$f":"(Y744/T744)+Start!$D$19*(VLOOKUP(R744,Start!$M$33:$N$39,2,FALSE)/T744)+VLOOKUP(S744,Start!$C$33:$D$40,2,FALSE)","v":171.0470779220779}]
[null,null,"Ja","SEE964450365167","In Betrieb","Solvay Chemicals GmbH","Solvay Rb TA9",47495,"Rheinberg","Xantener Straße 237","Nordrhein-Westfalen","1976-01-01","Wärme","Dampf (zum Beispiel Prozesswärme)","Steinkohle","Ja","Gegendruckmaschine ohne Entnahme","Steinkohle","Steinkohle",0.34210000000000002,"OPSD (2020)",27.2,27.2,{"$f":"(1-VLOOKUP(S745,Start!$H$33:$I$40,2,FALSE)/100)*W745","v":21.76},{"$f":"VLOOKUP(R745,Start!$C$9:$D$15,2,FALSE)+VLOOKUP(R745,Start!$C$23:$D$29,2,FALSE)","v":17.84},{"$f":"(Y745/T745)+Start!$D$19*(VLOOKUP(R745,Start!$M$33:$N$39,2,FALSE)/T745)+VLOOKUP(S745,Start!$C$33:$D$40,2,FALSE)","v":136.78728441976031}]
[null,null,"Ja","SEE964717210810","In Betrieb","Infraserv GmbH & Co. Wiesbaden KG","Generator 3",65203,"Wiesbaden","Rheingaustraße 190-196","Hessen","1977-11-30","Erdgas","Erdgas, Erdölgas","Erdgas","Ja","Gegendruckmaschine ohne Entnahme","Erdgas","GuD",0.3916,"OPSD (2020)",10.573,10.573,{"$f":"(1-VLOOKUP(S746,Start!$H$33:$I$40,2,FALSE)/100)*W746","v":9.1985100000000006},{"$f":"VLOOKUP(R746,Start!$C$9:$D$15,2,FALSE)+VLOOKUP(R746,Start!$C$23:$D$29,2,FALSE)","v":45.66},{"$f":"(Y746/T746)+Start!$D$19*(VLOOKUP(R746,Start!$M$33:$N$39,2,FALSE)/T746)+VLOOKUP(S746,Start!$C$33:$D$40,2,FALSE)","v":161.52196118488251}]
[null,null,"Ja","SEE964729462818","befristete Strommarktrückkehr","Lausitz Energie Kraftwerke AG","Kraftwerk Jänschwalde Block F",3185,"Teichland","Am Kraftwerk ","Brandenburg","1989-03-09","Braunkohle","Rohbraunkohlen","Braunkohle","Ja","Kondensationsmaschine mit Entnahme","Braunkohle","Braunkohle",0.37359999999999999,"OPSD (2020)",535,500,{"$f":"(1-VLOOKUP(S747,Start!$H$33:$I$40,2,FALSE)/100)*W747","v":435},{"$f":"VLOOKUP(R747,Start!$C$9:$D$15,2,FALSE)+VLOOKUP(R747,Start!$C$23:$D$29,2,FALSE)","v":3.1},{"$f":"(Y747/T747)+Start!$D$19*(VLOOKUP(R747,Start!$M$33:$N$39,2,FALSE)/T747)+VLOOKUP(S747,Start!$C$33:$D$40,2,FALSE)","v":101.48158458244113}]
[null,null,"Ja","SEE964745752825","In Betrieb","Stadtwerke Duisburg AG","HKW III  Block A",47249,"Duisburg","Wanheimer Str. 439","Nordrhein-Westfalen","1974-12-01","Erdgas","Erdgas, Erdölgas","Erdgas","Ja","Gasturbinen mit Abhitzekessel","Erdgas","GuD",0.38719999999999999,"OPSD (2020)",40.799999999999997,40.200000000000003,{"$f":"(1-VLOOKUP(S748,Start!$H$33:$I$40,2,FALSE)/100)*W748","v":34.974000000000004},{"$f":"VLOOKUP(R748,Start!$C$9:$D$15,2,FALSE)+VLOOKUP(R748,Start!$C$23:$D$29,2,FALSE)","v":45.66},{"$f":"(Y748/T748)+Start!$D$19*(VLOOKUP(R748,Start!$M$33:$N$39,2,FALSE)/T748)+VLOOKUP(S748,Start!$C$33:$D$40,2,FALSE)","v":163.34039256198346}]
[null,null,"Ja","SEE964821359092","In Betrieb","DFS Energy GmbH","GT1",63225,"Langen","Am DFS-Campus 3","Hessen","2014-06-05","Erdgas","Erdgas, Erdölgas","Erdgas","Ja","Gasturbinen mit Abhitzekessel","Erdgas","GuD",0.4,"eigene Annahme",4.569,4.4589999999999996,{"$f":"(1-VLOOKUP(S749,Start!$H$33:$I$40,2,FALSE)/100)*W749","v":3.8793299999999995},{"$f":"VLOOKUP(R749,Start!$C$9:$D$15,2,FALSE)+VLOOKUP(R749,Start!$C$23:$D$29,2,FALSE)","v":45.66},{"$f":"(Y749/T749)+Start!$D$19*(VLOOKUP(R749,Start!$M$33:$N$39,2,FALSE)/T749)+VLOOKUP(S749,Start!$C$33:$D$40,2,FALSE)","v":158.16149999999999}]
[null,null,"Ja","SEE964903137297","In Betrieb","Südzucker AG","Dampfturbine II Südzucker AG Ochsenfurt",97199,"Ochsenfurt","Marktbreiter Straße 74","Bayern","1959-09-01","Wärme","","Wärme","Ja","Gegendruckmaschine ohne Entnahme","Sonstige","Sonstige",0.33,"eigene Annahme",5.25,4.9829999999999997,{"$f":"(1-VLOOKUP(S750,Start!$H$33:$I$40,2,FALSE)/100)*W750","v":4.2355499999999999},{"$f":"VLOOKUP(R750,Start!$C$9:$D$15,2,FALSE)+VLOOKUP(R750,Start!$C$23:$D$29,2,FALSE)","v":86.87},{"$f":"(Y750/T750)+Start!$D$19*(VLOOKUP(R750,Start!$M$33:$N$39,2,FALSE)/T750)+VLOOKUP(S750,Start!$C$33:$D$40,2,FALSE)","v":319.10424242424244}]
[null,null,"Ja","SEE964935453853","In Betrieb","Neubrandenburger Stadtwerke GmbH","DT",17034,"Neubrandenburg","Warliner Straße 22","Mecklenburg-Vorpommern","1997-05-16","Erdgas","Erdgas, Erdölgas","Erdgas","Ja","Dampfmotor","Erdgas","GuD",0.52649999999999997,"OPSD (2020)",27.5,26.459,{"$f":"(1-VLOOKUP(S751,Start!$H$33:$I$40,2,FALSE)/100)*W751","v":23.01933},{"$f":"VLOOKUP(R751,Start!$C$9:$D$15,2,FALSE)+VLOOKUP(R751,Start!$C$23:$D$29,2,FALSE)","v":45.66},{"$f":"(Y751/T751)+Start!$D$19*(VLOOKUP(R751,Start!$M$33:$N$39,2,FALSE)/T751)+VLOOKUP(S751,Start!$C$33:$D$40,2,FALSE)","v":120.52108262108263}]
[null,null,"Ja","SEE965067693100","In Betrieb","DK Recycling und Roheisen GmbH","Kraftwerk DK",47053,"Duisburg","Werthauser Str. 182","Nordrhein-Westfalen","2011-02-01","Erdgas","Hochofengas, Konvertergas","Erdgas","Ja","Kondensationsmaschine mit Entnahme","Erdgas","GuD",0.58499999999999996,"Annahme basierend auf DIW (2014)",22.1,20.85,{"$f":"(1-VLOOKUP(S752,Start!$H$33:$I$40,2,FALSE)/100)*W752","v":18.139500000000002},{"$f":"VLOOKUP(R752,Start!$C$9:$D$15,2,FALSE)+VLOOKUP(R752,Start!$C$23:$D$29,2,FALSE)","v":45.66},{"$f":"(Y752/T752)+Start!$D$19*(VLOOKUP(R752,Start!$M$33:$N$39,2,FALSE)/T752)+VLOOKUP(S752,Start!$C$33:$D$40,2,FALSE)","v":108.61897435897436}]
[null,null,"Ja","SEE965203033722","In Betrieb","SWU Energie GmbH","BHKW Neu-Ulm M4",89231,"Neu-Ulm","Bradleystraße 32.5","Bayern","2021-12-14","Erdgas","Erdgas, Erdölgas","Erdgas","Ja","Verbrennungsmotor","Erdgas","GuD",0.63,"Annahme basierend auf DIW (2014)",2.6760000000000002,2.6219999999999999,{"$f":"(1-VLOOKUP(S753,Start!$H$33:$I$40,2,FALSE)/100)*W753","v":2.2811399999999997},{"$f":"VLOOKUP(R753,Start!$C$9:$D$15,2,FALSE)+VLOOKUP(R753,Start!$C$23:$D$29,2,FALSE)","v":45.66},{"$f":"(Y753/T753)+Start!$D$19*(VLOOKUP(R753,Start!$M$33:$N$39,2,FALSE)/T753)+VLOOKUP(S753,Start!$C$33:$D$40,2,FALSE)","v":100.96761904761904}]
[null,null,"Ja","SEE965327731764","In Betrieb","Pfeifer & Langen GmbH ＆ Co. KG","BHKW Jülich",52428,"Jülich","Dürener Str. 20","Nordrhein-Westfalen","2002-10-10","Erdgas","Erdgas, Erdölgas","Erdgas","Ja","Verbrennungsmotor","Erdgas","GuD",0.40960000000000002,"OPSD (2020)",1.413,1.387,{"$f":"(1-VLOOKUP(S754,Start!$H$33:$I$40,2,FALSE)/100)*W754","v":1.20669},{"$f":"VLOOKUP(R754,Start!$C$9:$D$15,2,FALSE)+VLOOKUP(R754,Start!$C$23:$D$29,2,FALSE)","v":45.66},{"$f":"(Y754/T754)+Start!$D$19*(VLOOKUP(R754,Start!$M$33:$N$39,2,FALSE)/T754)+VLOOKUP(S754,Start!$C$33:$D$40,2,FALSE)","v":154.48974609375}]
[null,null,"Ja","SEE965333653821","In Betrieb","Vattenfall Wärme Berlin AG","HKW Klingenberg Dampfturbine 3",10317,"Berlin","Köpenicker Chaussee 42-45","Berlin","1982-08-19","Erdgas","Erdgas, Erdölgas","Erdgas","Ja","Gegendruckmaschine mit Entnahme","Erdgas","GuD",0.4037,"OPSD (2020)",64,56,{"$f":"(1-VLOOKUP(S755,Start!$H$33:$I$40,2,FALSE)/100)*W755","v":48.72},{"$f":"VLOOKUP(R755,Start!$C$9:$D$15,2,FALSE)+VLOOKUP(R755,Start!$C$23:$D$29,2,FALSE)","v":45.66},{"$f":"(Y755/T755)+Start!$D$19*(VLOOKUP(R755,Start!$M$33:$N$39,2,FALSE)/T755)+VLOOKUP(S755,Start!$C$33:$D$40,2,FALSE)","v":156.72566262075799}]
[null,null,"Ja","SEE965444118547","In Betrieb","Crespel & Deiters GmbH ＆ Co. KG","GTS3",49479,"Ibbenbüren","Groner Allee 76","Nordrhein-Westfalen","2009-07-03","Erdgas","Erdgas, Erdölgas","Erdgas","Ja","Gasturbinen mit Abhitzekessel","Erdgas","GuD",0.4,"eigene Annahme",5.4,5.319,{"$f":"(1-VLOOKUP(S756,Start!$H$33:$I$40,2,FALSE)/100)*W756","v":4.6275300000000001},{"$f":"VLOOKUP(R756,Start!$C$9:$D$15,2,FALSE)+VLOOKUP(R756,Start!$C$23:$D$29,2,FALSE)","v":45.66},{"$f":"(Y756/T756)+Start!$D$19*(VLOOKUP(R756,Start!$M$33:$N$39,2,FALSE)/T756)+VLOOKUP(S756,Start!$C$33:$D$40,2,FALSE)","v":158.16149999999999}]
[null,null,"Ja","SEE965551192713","In Betrieb","enercity AG","HKW Linden GT3",30449,"Hannover","Spinnereistraße 9","Niedersachsen","2009-11-02","Erdgas","Erdgas, Erdölgas","Erdgas","Ja","Gasturbinen mit nachgeschalteter Dampfturbine","Erdgas","GuD",0.55000000000000004,"OPSD (2020)",70.25,70,{"$f":"(1-VLOOKUP(S757,Start!$H$33:$I$40,2,FALSE)/100)*W757","v":60.9},{"$f":"VLOOKUP(R757,Start!$C$9:$D$15,2,FALSE)+VLOOKUP(R757,Start!$C$23:$D$29,2,FALSE)","v":45.66},{"$f":"(Y757/T757)+Start!$D$19*(VLOOKUP(R757,Start!$M$33:$N$39,2,FALSE)/T757)+VLOOKUP(S757,Start!$C$33:$D$40,2,FALSE)","v":115.43563636363635}]
[null,null,"Ja","SEE965660903200","In Betrieb","DREWAG - Stadtwerke Dresden GmbH","Gasmotoren-Heizkraftwerk Dresden-Reick - Aggregat I",1277,"Dresden","Liebstädter Straße 1","Sachsen","2022-02-18","Erdgas","Erdgas, Erdölgas","Erdgas","Ja","Gasturbinen mit Abhitzekessel","Erdgas","GuD",0.63,"Annahme basierend auf DIW (2014)",11.76,11.5,{"$f":"(1-VLOOKUP(S758,Start!$H$33:$I$40,2,FALSE)/100)*W758","v":10.005000000000001},{"$f":"VLOOKUP(R758,Start!$C$9:$D$15,2,FALSE)+VLOOKUP(R758,Start!$C$23:$D$29,2,FALSE)","v":45.66},{"$f":"(Y758/T758)+Start!$D$19*(VLOOKUP(R758,Start!$M$33:$N$39,2,FALSE)/T758)+VLOOKUP(S758,Start!$C$33:$D$40,2,FALSE)","v":100.96761904761904}]
[null,null,"Ja","SEE965711846036","In Betrieb","Ferrero OHG mbH","KWK 2 - Kesselhaus",35260,"Stadtallendorf","Michele-Ferrero-Straße 1","Hessen","2010-12-27","Erdgas","Erdgas, Erdölgas","Erdgas","Ja","Gasturbinen mit Abhitzekessel","Erdgas","GuD",0.4,"eigene Annahme",7.8019999999999996,7.5,{"$f":"(1-VLOOKUP(S759,Start!$H$33:$I$40,2,FALSE)/100)*W759","v":6.5250000000000004},{"$f":"VLOOKUP(R759,Start!$C$9:$D$15,2,FALSE)+VLOOKUP(R759,Start!$C$23:$D$29,2,FALSE)","v":45.66},{"$f":"(Y759/T759)+Start!$D$19*(VLOOKUP(R759,Start!$M$33:$N$39,2,FALSE)/T759)+VLOOKUP(S759,Start!$C$33:$D$40,2,FALSE)","v":158.16149999999999}]
[null,null,"Ja","SEE965768299069","In Betrieb","Heizkraftwerk Halle-Trotha GmbH","Heizkraftwerk Halle-Trotha - Gasturbine",6118,"Halle","Brachwitzer Straße 23","Sachsen-Anhalt","1994-04-01","Erdgas","Erdgas, Erdölgas","Erdgas","Ja","Gasturbinen mit nachgeschalteter Dampfturbine","Erdgas","GuD",0.52500000000000002,"OPSD (2020)",56.241999999999997,54.832533000000005,{"$f":"(1-VLOOKUP(S760,Start!$H$33:$I$40,2,FALSE)/100)*W760","v":47.704303710000005},{"$f":"VLOOKUP(R760,Start!$C$9:$D$15,2,FALSE)+VLOOKUP(R760,Start!$C$23:$D$29,2,FALSE)","v":45.66},{"$f":"(Y760/T760)+Start!$D$19*(VLOOKUP(R760,Start!$M$33:$N$39,2,FALSE)/T760)+VLOOKUP(S760,Start!$C$33:$D$40,2,FALSE)","v":120.86114285714285}]
[null,null,"Ja","SEE965782597448","In Betrieb","EnBW Energie Baden-Württemberg AG","Heizkraftwerk Altbach/Deizisau HKW 2 DT (Solobetrieb)",73776,"Altbach","Industriestraße 11","Baden-Württemberg","1997-05-29","Steinkohle","Steinkohlen","Steinkohle","Ja","Kondensationsmaschine mit Entnahme","Steinkohle","Steinkohle",0.44,"OPSD (2020)",354,323,{"$f":"(1-VLOOKUP(S761,Start!$H$33:$I$40,2,FALSE)/100)*W761","v":258.40000000000003},{"$f":"VLOOKUP(R761,Start!$C$9:$D$15,2,FALSE)+VLOOKUP(R761,Start!$C$23:$D$29,2,FALSE)","v":17.84},{"$f":"(Y761/T761)+Start!$D$19*(VLOOKUP(R761,Start!$M$33:$N$39,2,FALSE)/T761)+VLOOKUP(S761,Start!$C$33:$D$40,2,FALSE)","v":106.64136363636364}]
[null,null,"Ja","SEE966089822219","In Betrieb","Kraftwerke Mainz-Wiesbaden AG","BHKW KW5 58",55120,"Mainz","Kraftwerkallee 1","Rheinland-Pfalz","2020-12-23","Erdgas","Erdgas, Erdölgas","Erdgas","Ja","Verbrennungsmotor","Erdgas","GuD",0.45,"https://www.kmw-ag.de/anlagen/blockheizkraftwerk/",10.02,9.93,{"$f":"(1-VLOOKUP(S762,Start!$H$33:$I$40,2,FALSE)/100)*W762","v":8.6390999999999991},{"$f":"VLOOKUP(R762,Start!$C$9:$D$15,2,FALSE)+VLOOKUP(R762,Start!$C$23:$D$29,2,FALSE)","v":45.66},{"$f":"(Y762/T762)+Start!$D$19*(VLOOKUP(R762,Start!$M$33:$N$39,2,FALSE)/T762)+VLOOKUP(S762,Start!$C$33:$D$40,2,FALSE)","v":140.75466666666665}]
[null,null,"Ja","SEE966264899036","In Betrieb","Technische Werke Ludwigshafen am Rhein","FHKW DT5",67063,"Ludwigshafen","Industriestraße 3","Rheinland-Pfalz","2005-07-05","Wärme","Dampf (zum Beispiel Prozesswärme)","Abfall","Ja","Gegendruckmaschine mit Entnahme","Abfall","Abfall",0.33,"OPSD (2020)",10,9.1443200000000004,{"$f":"(1-VLOOKUP(S763,Start!$H$33:$I$40,2,FALSE)/100)*W763","v":7.772672},{"$f":"VLOOKUP(R763,Start!$C$9:$D$15,2,FALSE)+VLOOKUP(R763,Start!$C$23:$D$29,2,FALSE)","v":0},{"$f":"(Y763/T763)+Start!$D$19*(VLOOKUP(R763,Start!$M$33:$N$39,2,FALSE)/T763)+VLOOKUP(S763,Start!$C$33:$D$40,2,FALSE)","v":1}]
[null,null,"Ja","SEE966331411864","In Betrieb","Lausitz Energie Kraftwerke AG","Kraftwerk Lippendorf Block R",4575,"Neukieritzsch","Hauptstraße 200","Sachsen","2000-06-20","Braunkohle","Rohbraunkohlen","Braunkohle","Ja","Kondensationsmaschine mit Entnahme","Braunkohle","Braunkohle",0.41,"OPSD (2020)",942,891,{"$f":"(1-VLOOKUP(S764,Start!$H$33:$I$40,2,FALSE)/100)*W764","v":775.17},{"$f":"VLOOKUP(R764,Start!$C$9:$D$15,2,FALSE)+VLOOKUP(R764,Start!$C$23:$D$29,2,FALSE)","v":3.1},{"$f":"(Y764/T764)+Start!$D$19*(VLOOKUP(R764,Start!$M$33:$N$39,2,FALSE)/T764)+VLOOKUP(S764,Start!$C$33:$D$40,2,FALSE)","v":92.622926829268295}]
[null,null,"Ja","SEE966481430050","In Betrieb","Mercedes-Benz AG","W065-Gebäude 120 / BHKW Modul 05",40476,"Düsseldorf","Rather Straße 51","Nordrhein-Westfalen","2014-12-19","Erdgas","Erdgas, Erdölgas","Erdgas","Ja","Gasturbinen mit Abhitzekessel","Erdgas","GuD",0.3982,"OPSD (2020)",4.3,4.2,{"$f":"(1-VLOOKUP(S765,Start!$H$33:$I$40,2,FALSE)/100)*W765","v":3.6539999999999999},{"$f":"VLOOKUP(R765,Start!$C$9:$D$15,2,FALSE)+VLOOKUP(R765,Start!$C$23:$D$29,2,FALSE)","v":45.66},{"$f":"(Y765/T765)+Start!$D$19*(VLOOKUP(R765,Start!$M$33:$N$39,2,FALSE)/T765)+VLOOKUP(S765,Start!$C$33:$D$40,2,FALSE)","v":158.86966348568558}]
[null,null,"Ja","SEE966530598731","In Betrieb","Solvay Chemicals GmbH","Gegendruckdampfturbine Industriekraftwerk",6406,"Bernburg","Köthensche Straße 0.0416666666666667","Sachsen-Anhalt","1994-12-30","Erdgas","Dampf (zum Beispiel Prozesswärme)","Erdgas","Ja","Gegendruckmaschine mit Entnahme","Erdgas","GuD",0.495,"Annahme basierend auf DIW (2014)",21.7,21.7,{"$f":"(1-VLOOKUP(S766,Start!$H$33:$I$40,2,FALSE)/100)*W766","v":18.878999999999998},{"$f":"VLOOKUP(R766,Start!$C$9:$D$15,2,FALSE)+VLOOKUP(R766,Start!$C$23:$D$29,2,FALSE)","v":45.66},{"$f":"(Y766/T766)+Start!$D$19*(VLOOKUP(R766,Start!$M$33:$N$39,2,FALSE)/T766)+VLOOKUP(S766,Start!$C$33:$D$40,2,FALSE)","v":128.09515151515151}]
[null,null,"Ja","SEE966835021620","In Betrieb","Mohn Media Mohndruck GmbH","GM 1",33332,"Gütersloh"," ","Nordrhein-Westfalen","2017-11-24","Erdgas","Erdgas, Erdölgas","Erdgas","Ja","Verbrennungsmotor","Erdgas","GuD",0.37840000000000001,"OPSD (2020)",1.56,1.532,{"$f":"(1-VLOOKUP(S767,Start!$H$33:$I$40,2,FALSE)/100)*W767","v":1.33284},{"$f":"VLOOKUP(R767,Start!$C$9:$D$15,2,FALSE)+VLOOKUP(R767,Start!$C$23:$D$29,2,FALSE)","v":45.66},{"$f":"(Y767/T767)+Start!$D$19*(VLOOKUP(R767,Start!$M$33:$N$39,2,FALSE)/T767)+VLOOKUP(S767,Start!$C$33:$D$40,2,FALSE)","v":167.10412262156444}]
[null,null,"Ja","SEE966844914388","In Betrieb","envia THERM GmbH","Großkayna GT1",6242,"Großkayna","Werkstraße 1","Sachsen-Anhalt","1994-01-17","Mineralölprodukte","Heizöl, leicht","Mineralölprodukte","Nein","Gasturbinen ohne Abhitzekessel","Öl","Öl",0.3644,"OPSD (2020)",45.625,45.625,{"$f":"(1-VLOOKUP(S768,Start!$H$33:$I$40,2,FALSE)/100)*W768","v":38.78125},{"$f":"VLOOKUP(R768,Start!$C$9:$D$15,2,FALSE)+VLOOKUP(R768,Start!$C$23:$D$29,2,FALSE)","v":87.17},{"$f":"(Y768/T768)+Start!$D$19*(VLOOKUP(R768,Start!$M$33:$N$39,2,FALSE)/T768)+VLOOKUP(S768,Start!$C$33:$D$40,2,FALSE)","v":305.22063666300767}]
[null,null,"Ja","SEE966920434281","In Betrieb","Stadtwerke Flensburg","Gasturbine 12",24939,"Flensburg","Batteriestraße 48","Schleswig-Holstein","2016-04-14","Erdgas","Erdgas, Erdölgas","Erdgas","Ja","Gasturbinen mit Abhitzekessel","Erdgas","GuD",0.61199999999999999,"OPSD (2020)",50.2,50.1,{"$f":"(1-VLOOKUP(S769,Start!$H$33:$I$40,2,FALSE)/100)*W769","v":43.587000000000003},{"$f":"VLOOKUP(R769,Start!$C$9:$D$15,2,FALSE)+VLOOKUP(R769,Start!$C$23:$D$29,2,FALSE)","v":45.66},{"$f":"(Y769/T769)+Start!$D$19*(VLOOKUP(R769,Start!$M$33:$N$39,2,FALSE)/T769)+VLOOKUP(S769,Start!$C$33:$D$40,2,FALSE)","v":103.89313725490196}]
[null,null,"Ja","SEE966934929711","In Betrieb","Flughafen München GmbH","BHKW 1 - AGG6",85356,"München-Flughafen","Nordallee 18","Bayern","1992-05-08","Mineralölprodukte","Heizöl, leicht","Mineralölprodukte","Ja","Verbrennungsmotor","Öl","Öl",0.37619999999999998,"OPSD (2020)",1.58,1.52,{"$f":"(1-VLOOKUP(S770,Start!$H$33:$I$40,2,FALSE)/100)*W770","v":1.292},{"$f":"VLOOKUP(R770,Start!$C$9:$D$15,2,FALSE)+VLOOKUP(R770,Start!$C$23:$D$29,2,FALSE)","v":87.17},{"$f":"(Y770/T770)+Start!$D$19*(VLOOKUP(R770,Start!$M$33:$N$39,2,FALSE)/T770)+VLOOKUP(S770,Start!$C$33:$D$40,2,FALSE)","v":295.67836257309943}]
[null,null,"Ja","SEE967194778880","In Betrieb","DREWAG - Stadtwerke Dresden GmbH","GT1",1159,"Dresden","Oederaner Straße 21","Sachsen","1995-04-14","Erdgas","Erdgas, Erdölgas","Erdgas","Ja","Gasturbinen mit nachgeschalteter Dampfturbine","Erdgas","GuD",0.51749999999999996,"OPSD (2020)",65,62,{"$f":"(1-VLOOKUP(S771,Start!$H$33:$I$40,2,FALSE)/100)*W771","v":53.94},{"$f":"VLOOKUP(R771,Start!$C$9:$D$15,2,FALSE)+VLOOKUP(R771,Start!$C$23:$D$29,2,FALSE)","v":45.66},{"$f":"(Y771/T771)+Start!$D$19*(VLOOKUP(R771,Start!$M$33:$N$39,2,FALSE)/T771)+VLOOKUP(S771,Start!$C$33:$D$40,2,FALSE)","v":122.59101449275363}]
[null,null,"Ja","SEE967243760361","In Betrieb","Smurfit Kappa Herzberg Solid Board GmbH","Dampfturbine 3",37412,"Herzberg","Andreasberger Straße 1","Niedersachsen","1983-01-01","Erdgas","Erdgas, Erdölgas","Erdgas","Ja","Kondensationsmaschine mit Entnahme","Erdgas","GuD",0.45,"Annahme basierend auf DIW (2014)",14.4,13.49,{"$f":"(1-VLOOKUP(S772,Start!$H$33:$I$40,2,FALSE)/100)*W772","v":11.7363},{"$f":"VLOOKUP(R772,Start!$C$9:$D$15,2,FALSE)+VLOOKUP(R772,Start!$C$23:$D$29,2,FALSE)","v":45.66},{"$f":"(Y772/T772)+Start!$D$19*(VLOOKUP(R772,Start!$M$33:$N$39,2,FALSE)/T772)+VLOOKUP(S772,Start!$C$33:$D$40,2,FALSE)","v":140.75466666666665}]
[null,null,"Ja","SEE967283752913","In Betrieb","BMW AG","Werk 1.5 KWK 1",80937,"München","Knorrstraße 147","Bayern","2019-04-30","Erdgas","Erdgas, Erdölgas","Erdgas","Ja","Verbrennungsmotor","Erdgas","GuD",0.40589999999999998,"eigene Annahme",3.431,3.36,{"$f":"(1-VLOOKUP(S773,Start!$H$33:$I$40,2,FALSE)/100)*W773","v":2.9232},{"$f":"VLOOKUP(R773,Start!$C$9:$D$15,2,FALSE)+VLOOKUP(R773,Start!$C$23:$D$29,2,FALSE)","v":45.66},{"$f":"(Y773/T773)+Start!$D$19*(VLOOKUP(R773,Start!$M$33:$N$39,2,FALSE)/T773)+VLOOKUP(S773,Start!$C$33:$D$40,2,FALSE)","v":155.88433111603842}]
[null,null,"Ja","SEE967390177067","In Betrieb","Holcim (Süddeutschland) GmbH","GOES Anlagen Dotternhausen Blöcke 1+2+3+4",72359,"Dotternhausen","Dormettinger Straße 25","Baden-Württemberg","2000-01-01","Mineralölprodukte","Andere Mineralölprodukte","Mineralölprodukte","Nein","Sonstige","Öl","Öl",0.33,"eigene Annahme",17,15,{"$f":"(1-VLOOKUP(S774,Start!$H$33:$I$40,2,FALSE)/100)*W774","v":12.75},{"$f":"VLOOKUP(R774,Start!$C$9:$D$15,2,FALSE)+VLOOKUP(R774,Start!$C$23:$D$29,2,FALSE)","v":87.17},{"$f":"(Y774/T774)+Start!$D$19*(VLOOKUP(R774,Start!$M$33:$N$39,2,FALSE)/T774)+VLOOKUP(S774,Start!$C$33:$D$40,2,FALSE)","v":336.93333333333328}]
[null,null,"Ja","SEE967441234602","In Betrieb","BP Europa SE","GT1",49808,"Lingen","Raffineriestraße 1","Niedersachsen","1996-12-06","Mineralölprodukte","Erdgas, Erdölgas","Mineralölprodukte","Ja","Gasturbinen mit Abhitzekessel","Öl","Öl",0.38059999999999999,"OPSD (2020)",24.88,22.4,{"$f":"(1-VLOOKUP(S775,Start!$H$33:$I$40,2,FALSE)/100)*W775","v":19.04},{"$f":"VLOOKUP(R775,Start!$C$9:$D$15,2,FALSE)+VLOOKUP(R775,Start!$C$23:$D$29,2,FALSE)","v":87.17},{"$f":"(Y775/T775)+Start!$D$19*(VLOOKUP(R775,Start!$M$33:$N$39,2,FALSE)/T775)+VLOOKUP(S775,Start!$C$33:$D$40,2,FALSE)","v":292.27167630057806}]
[null,null,"Ja","SEE967448123107","In Betrieb","Jäckering Mühlen- und Nährmittelwerke GmbH","BHKW Hafen - Modul 2",59067,"Hamm","Speicherstraße 15","Nordrhein-Westfalen","2013-04-01","Erdgas","Erdgas, Erdölgas","Erdgas","Ja","Verbrennungsmotor","Erdgas","GuD",0.4,"eigene Annahme",2.19,2.173,{"$f":"(1-VLOOKUP(S776,Start!$H$33:$I$40,2,FALSE)/100)*W776","v":1.8905100000000001},{"$f":"VLOOKUP(R776,Start!$C$9:$D$15,2,FALSE)+VLOOKUP(R776,Start!$C$23:$D$29,2,FALSE)","v":45.66},{"$f":"(Y776/T776)+Start!$D$19*(VLOOKUP(R776,Start!$M$33:$N$39,2,FALSE)/T776)+VLOOKUP(S776,Start!$C$33:$D$40,2,FALSE)","v":158.16149999999999}]
[null,null,"Ja","SEE967464788519","In Betrieb","RhönEnergie Fulda GmbH","Kraftwerk Fulda Aggregat 4A",36043,"Fulda","Frankfurter Straße 4","Hessen","2011-12-12","Mineralölprodukte","Dieselkraftstoff","Mineralölprodukte","Nein","Verbrennungsmotor","Öl","Öl",0.39710000000000001,"OPSD (2020)",2.8450000000000002,2.76,{"$f":"(1-VLOOKUP(S777,Start!$H$33:$I$40,2,FALSE)/100)*W777","v":2.3459999999999996},{"$f":"VLOOKUP(R777,Start!$C$9:$D$15,2,FALSE)+VLOOKUP(R777,Start!$C$23:$D$29,2,FALSE)","v":87.17},{"$f":"(Y777/T777)+Start!$D$19*(VLOOKUP(R777,Start!$M$33:$N$39,2,FALSE)/T777)+VLOOKUP(S777,Start!$C$33:$D$40,2,FALSE)","v":280.1689750692521}]
[null,null,"Ja","SEE967544153657","In Betrieb","Stadtwerke Kiel AG","Küstenkraftwerk K.I.E.L Motor 6",24149,"Kiel","Hasselfelde 30","Schleswig-Holstein","2018-09-27","Erdgas","Erdgas, Erdölgas","Erdgas","Ja","Verbrennungsmotor","Erdgas","GuD",0.40589999999999998,"OPSD (2020)",9.5709999999999997,9.4559999999999995,{"$f":"(1-VLOOKUP(S778,Start!$H$33:$I$40,2,FALSE)/100)*W778","v":8.2267200000000003},{"$f":"VLOOKUP(R778,Start!$C$9:$D$15,2,FALSE)+VLOOKUP(R778,Start!$C$23:$D$29,2,FALSE)","v":45.66},{"$f":"(Y778/T778)+Start!$D$19*(VLOOKUP(R778,Start!$M$33:$N$39,2,FALSE)/T778)+VLOOKUP(S778,Start!$C$33:$D$40,2,FALSE)","v":155.88433111603842}]
[null,null,"Ja","SEE967844487346","In Betrieb","Stadtwerke Würzburg AG","Heizkraftwerk an der Friedensbrücke GasturbineI",97080,"Würzburg","Veitshöchheimer Straße 1","Bayern","2005-02-21","Erdgas","Erdgas, Erdölgas","Erdgas","Ja","Gasturbinen mit Abhitzekessel","Erdgas","GuD",0.5,"OPSD (2020)",51.5,51,{"$f":"(1-VLOOKUP(S779,Start!$H$33:$I$40,2,FALSE)/100)*W779","v":44.37},{"$f":"VLOOKUP(R779,Start!$C$9:$D$15,2,FALSE)+VLOOKUP(R779,Start!$C$23:$D$29,2,FALSE)","v":45.66},{"$f":"(Y779/T779)+Start!$D$19*(VLOOKUP(R779,Start!$M$33:$N$39,2,FALSE)/T779)+VLOOKUP(S779,Start!$C$33:$D$40,2,FALSE)","v":126.82919999999999}]
[null,null,"Ja","SEE967916097817","In Betrieb","KRONOS TITAN GmbH","KRONOS TITAN Nordenham GuD",26954,"Nordenham","Titanstraße 1","Niedersachsen","2013-12-15","Erdgas","Erdgas, Erdölgas","Erdgas","Ja","Gasturbinen mit nachgeschalteter Dampfturbine","Erdgas","GuD",0.58499999999999996,"Annahme basierend auf DIW (2014)",17.141999999999999,17.13,{"$f":"(1-VLOOKUP(S780,Start!$H$33:$I$40,2,FALSE)/100)*W780","v":14.903099999999998},{"$f":"VLOOKUP(R780,Start!$C$9:$D$15,2,FALSE)+VLOOKUP(R780,Start!$C$23:$D$29,2,FALSE)","v":45.66},{"$f":"(Y780/T780)+Start!$D$19*(VLOOKUP(R780,Start!$M$33:$N$39,2,FALSE)/T780)+VLOOKUP(S780,Start!$C$33:$D$40,2,FALSE)","v":108.61897435897436}]
[null,null,"Ja","SEE968058469012","In Betrieb","Mohn Media Mohndruck GmbH","GT 3",33332,"Gütersloh","Carl-Bertelsmann-Straße 161","Nordrhein-Westfalen","1994-03-28","Erdgas","Erdgas, Erdölgas","Erdgas","Ja","Gasturbinen mit nachgeschalteter Dampfturbine","Erdgas","GuD",0.37840000000000001,"OPSD (2020)",5.25,5.1669999999999998,{"$f":"(1-VLOOKUP(S781,Start!$H$33:$I$40,2,FALSE)/100)*W781","v":4.4952899999999998},{"$f":"VLOOKUP(R781,Start!$C$9:$D$15,2,FALSE)+VLOOKUP(R781,Start!$C$23:$D$29,2,FALSE)","v":45.66},{"$f":"(Y781/T781)+Start!$D$19*(VLOOKUP(R781,Start!$M$33:$N$39,2,FALSE)/T781)+VLOOKUP(S781,Start!$C$33:$D$40,2,FALSE)","v":167.10412262156444}]
[null,null,"Ja","SEE968206101610","In Betrieb","Smurfit Kappa Zülpich Papier GmbH","GT3",53909,"Zülpich","Zum Mühlengraben 1","Nordrhein-Westfalen","1997-12-01","Erdgas","Erdgas, Erdölgas","Erdgas","Ja","Gasturbinen mit Abhitzekessel","Erdgas","GuD",0.38059999999999999,"OPSD (2020)",5.4,4.9459999999999997,{"$f":"(1-VLOOKUP(S782,Start!$H$33:$I$40,2,FALSE)/100)*W782","v":4.3030200000000001},{"$f":"VLOOKUP(R782,Start!$C$9:$D$15,2,FALSE)+VLOOKUP(R782,Start!$C$23:$D$29,2,FALSE)","v":45.66},{"$f":"(Y782/T782)+Start!$D$19*(VLOOKUP(R782,Start!$M$33:$N$39,2,FALSE)/T782)+VLOOKUP(S782,Start!$C$33:$D$40,2,FALSE)","v":166.14687335785601}]
[null,null,"Ja","SEE968234156613","In Betrieb","Currenta GmbH & Co. OHG","LEV KWX G20",51373,"Leverkusen","Kaiser-Wilhelm-Allee 80","Nordrhein-Westfalen","1981-03-01","Erdgas","Erdgas, Erdölgas","Erdgas","Ja","Gasturbinen mit Abhitzekessel","Erdgas","GuD",0.36409999999999998,"OPSD (2020)",25.6,25,{"$f":"(1-VLOOKUP(S783,Start!$H$33:$I$40,2,FALSE)/100)*W783","v":21.75},{"$f":"VLOOKUP(R783,Start!$C$9:$D$15,2,FALSE)+VLOOKUP(R783,Start!$C$23:$D$29,2,FALSE)","v":45.66},{"$f":"(Y783/T783)+Start!$D$19*(VLOOKUP(R783,Start!$M$33:$N$39,2,FALSE)/T783)+VLOOKUP(S783,Start!$C$33:$D$40,2,FALSE)","v":173.60821202966218}]
[null,null,"Ja","SEE968254365774","In Betrieb","DREWAG - Stadtwerke Dresden GmbH","GT2",1159,"Dresden","Oederaner Straße 21","Sachsen","1995-03-14","Erdgas","Erdgas, Erdölgas","Erdgas","Ja","Gasturbinen mit nachgeschalteter Dampfturbine","Erdgas","GuD",0.51749999999999996,"OPSD (2020)",65,62,{"$f":"(1-VLOOKUP(S784,Start!$H$33:$I$40,2,FALSE)/100)*W784","v":53.94},{"$f":"VLOOKUP(R784,Start!$C$9:$D$15,2,FALSE)+VLOOKUP(R784,Start!$C$23:$D$29,2,FALSE)","v":45.66},{"$f":"(Y784/T784)+Start!$D$19*(VLOOKUP(R784,Start!$M$33:$N$39,2,FALSE)/T784)+VLOOKUP(S784,Start!$C$33:$D$40,2,FALSE)","v":122.59101449275363}]
[null,null,"Ja","SEE968471468838","In Betrieb","WSW Energie & Wasser AG","DT23",42275,"Wuppertal","Am Clef 32","Nordrhein-Westfalen","2005-12-30","Erdgas","Erdgas, Erdölgas","Erdgas","Ja","Kondensationsmaschine mit Entnahme","Erdgas","GuD",0.5625,"OPSD (2020)",30,29.2,{"$f":"(1-VLOOKUP(S785,Start!$H$33:$I$40,2,FALSE)/100)*W785","v":25.404},{"$f":"VLOOKUP(R785,Start!$C$9:$D$15,2,FALSE)+VLOOKUP(R785,Start!$C$23:$D$29,2,FALSE)","v":45.66},{"$f":"(Y785/T785)+Start!$D$19*(VLOOKUP(R785,Start!$M$33:$N$39,2,FALSE)/T785)+VLOOKUP(S785,Start!$C$33:$D$40,2,FALSE)","v":112.90373333333334}]
[null,null,"Ja","SEE968474056711","In Betrieb","Infraserv GmbH & Co. Wiesbaden KG","Generator 6",65203,"Wiesbaden","Rheingaustraße 190-196","Hessen","2021-03-31","Erdgas","Erdgas, Erdölgas","Erdgas","Ja","Gasturbinen mit Abhitzekessel","Erdgas","GuD",0.3916,"OPSD (2020)",22.111000000000001,22.111000000000001,{"$f":"(1-VLOOKUP(S786,Start!$H$33:$I$40,2,FALSE)/100)*W786","v":19.23657},{"$f":"VLOOKUP(R786,Start!$C$9:$D$15,2,FALSE)+VLOOKUP(R786,Start!$C$23:$D$29,2,FALSE)","v":45.66},{"$f":"(Y786/T786)+Start!$D$19*(VLOOKUP(R786,Start!$M$33:$N$39,2,FALSE)/T786)+VLOOKUP(S786,Start!$C$33:$D$40,2,FALSE)","v":161.52196118488251}]
[null,null,"Ja","SEE968581935343","In Betrieb","Iqony Gasmotoren Fenne 2 GmbH","Gasmotor 3 Mod.",66333,"Völklingen","Saarbrücker Straße 135-137","Saarland","2021-11-05","Erdgas","Erdgas, Erdölgas","Erdgas","Ja","Verbrennungsmotor","Erdgas","GuD",0.45,"https://www.steag.com/de/leistungen/konventionelle-energieerzeugung",3.3519999999999999,3.3340000000000001,{"$f":"(1-VLOOKUP(S787,Start!$H$33:$I$40,2,FALSE)/100)*W787","v":2.9005800000000002},{"$f":"VLOOKUP(R787,Start!$C$9:$D$15,2,FALSE)+VLOOKUP(R787,Start!$C$23:$D$29,2,FALSE)","v":45.66},{"$f":"(Y787/T787)+Start!$D$19*(VLOOKUP(R787,Start!$M$33:$N$39,2,FALSE)/T787)+VLOOKUP(S787,Start!$C$33:$D$40,2,FALSE)","v":140.75466666666665}]
[null,null,"Ja","SEE968582186379","In Betrieb","Lausitz Energie Kraftwerke AG","Boxberg Block R",2943,"Boxberg","Am Kraftwerk 1","Sachsen","2012-11-06","Braunkohle","Rohbraunkohlen","Braunkohle","Nein","Kondensationsmaschine mit Entnahme","Braunkohle","Braunkohle",0.437,"OPSD (2020)",666,630,{"$f":"(1-VLOOKUP(S788,Start!$H$33:$I$40,2,FALSE)/100)*W788","v":548.1},{"$f":"VLOOKUP(R788,Start!$C$9:$D$15,2,FALSE)+VLOOKUP(R788,Start!$C$23:$D$29,2,FALSE)","v":3.1},{"$f":"(Y788/T788)+Start!$D$19*(VLOOKUP(R788,Start!$M$33:$N$39,2,FALSE)/T788)+VLOOKUP(S788,Start!$C$33:$D$40,2,FALSE)","v":87.005263157894746}]
[null,null,"Ja","SEE968905685947","In Betrieb","ENGIE Deutschland GmbH","70001314.01",7549,"Gera","Vogtlandstraße 11","Thüringen","2018-11-19","Erdgas","Erdgas, Erdölgas","Erdgas","Ja","Verbrennungsmotor","Erdgas","GuD",0.40479999999999999,"OPSD (2020)",4.4039999999999999,4.3869999999999996,{"$f":"(1-VLOOKUP(S789,Start!$H$33:$I$40,2,FALSE)/100)*W789","v":3.8166899999999995},{"$f":"VLOOKUP(R789,Start!$C$9:$D$15,2,FALSE)+VLOOKUP(R789,Start!$C$23:$D$29,2,FALSE)","v":45.66},{"$f":"(Y789/T789)+Start!$D$19*(VLOOKUP(R789,Start!$M$33:$N$39,2,FALSE)/T789)+VLOOKUP(S789,Start!$C$33:$D$40,2,FALSE)","v":156.30385375494069}]
[null,null,"Ja","SEE968950464368","In Betrieb","swb Erzeugung AG & Co. KG","KW Hastedt Block 15",28207,"Bremen","Hastedter Osterdeich 255","Bremen","1989-12-16","Steinkohle","Steinkohlen","Steinkohle","Ja","Kondensationsmaschine mit Entnahme","Steinkohle","Steinkohle",0.39750000000000002,"OPSD (2020)",130,119,{"$f":"(1-VLOOKUP(S790,Start!$H$33:$I$40,2,FALSE)/100)*W790","v":95.2},{"$f":"VLOOKUP(R790,Start!$C$9:$D$15,2,FALSE)+VLOOKUP(R790,Start!$C$23:$D$29,2,FALSE)","v":17.84},{"$f":"(Y790/T790)+Start!$D$19*(VLOOKUP(R790,Start!$M$33:$N$39,2,FALSE)/T790)+VLOOKUP(S790,Start!$C$33:$D$40,2,FALSE)","v":117.90427672955974}]
[null,null,"Ja","SEE968984873471","In Betrieb","Caterpillar Energy Solutions","P34",68167,"Mannheim","Carl-Benz-Straße 1","Baden-Württemberg","2007-06-27","Erdgas","Erdgas, Erdölgas","Erdgas","Nein","Verbrennungsmotor","Erdgas","GuD",0.4,"eigene Annahme",1.38,1.32,{"$f":"(1-VLOOKUP(S791,Start!$H$33:$I$40,2,FALSE)/100)*W791","v":1.1484000000000001},{"$f":"VLOOKUP(R791,Start!$C$9:$D$15,2,FALSE)+VLOOKUP(R791,Start!$C$23:$D$29,2,FALSE)","v":45.66},{"$f":"(Y791/T791)+Start!$D$19*(VLOOKUP(R791,Start!$M$33:$N$39,2,FALSE)/T791)+VLOOKUP(S791,Start!$C$33:$D$40,2,FALSE)","v":158.16149999999999}]
[null,null,"Ja","SEE969004747543","In Betrieb","TEAG Thüringer Energie AG","Gasmotor 4 Jena",7745,"Jena","Rudolstädter Straße 41","Thüringen","2022-11-04","Erdgas","Erdgas, Erdölgas","Erdgas","Ja","Verbrennungsmotor","Erdgas","GuD",0.63,"Annahme basierend auf DIW (2014)",12.616,12.175000000000001,{"$f":"(1-VLOOKUP(S792,Start!$H$33:$I$40,2,FALSE)/100)*W792","v":10.59225},{"$f":"VLOOKUP(R792,Start!$C$9:$D$15,2,FALSE)+VLOOKUP(R792,Start!$C$23:$D$29,2,FALSE)","v":45.66},{"$f":"(Y792/T792)+Start!$D$19*(VLOOKUP(R792,Start!$M$33:$N$39,2,FALSE)/T792)+VLOOKUP(S792,Start!$C$33:$D$40,2,FALSE)","v":100.96761904761904}]
[null,null,"Ja","SEE969023487444","In Betrieb","Infraserv GmbH & Co. Wiesbaden KG","Generator 2",65203,"Wiesbaden","Rheingaustraße 190-196","Hessen","1978-11-30","Erdgas","Erdgas, Erdölgas","Erdgas","Ja","Gegendruckmaschine ohne Entnahme","Erdgas","GuD",0.3916,"OPSD (2020)",4.3499999999999996,4.3499999999999996,{"$f":"(1-VLOOKUP(S793,Start!$H$33:$I$40,2,FALSE)/100)*W793","v":3.7844999999999995},{"$f":"VLOOKUP(R793,Start!$C$9:$D$15,2,FALSE)+VLOOKUP(R793,Start!$C$23:$D$29,2,FALSE)","v":45.66},{"$f":"(Y793/T793)+Start!$D$19*(VLOOKUP(R793,Start!$M$33:$N$39,2,FALSE)/T793)+VLOOKUP(S793,Start!$C$33:$D$40,2,FALSE)","v":161.52196118488251}]
[null,null,"Ja","SEE969051180959","In Betrieb","Südzucker AG","Dampfturbine I Südzucker Offstein",67283,"Obrigheim","Wormser Straße 11","Rheinland-Pfalz","1981-01-01","Wärme","Dampf (zum Beispiel Prozesswärme)","Erdgas","Ja","Gegendruckmaschine ohne Entnahme","Erdgas","GuD",0.34210000000000002,"OPSD (2020)",14,12.093200000000001,{"$f":"(1-VLOOKUP(S794,Start!$H$33:$I$40,2,FALSE)/100)*W794","v":10.521084000000002},{"$f":"VLOOKUP(R794,Start!$C$9:$D$15,2,FALSE)+VLOOKUP(R794,Start!$C$23:$D$29,2,FALSE)","v":45.66},{"$f":"(Y794/T794)+Start!$D$19*(VLOOKUP(R794,Start!$M$33:$N$39,2,FALSE)/T794)+VLOOKUP(S794,Start!$C$33:$D$40,2,FALSE)","v":184.67626425021922}]
[null,null,"Ja","SEE969074173341","In Betrieb","Salzgitter Flachstahl GmbH","Ma 3",38239,"Salzgitter","Eisenhüttenstraße 99","Niedersachsen","1941-02-01","andere Gase","Hochofengas, Konvertergas","Sonstige Energieträger (nicht erneuerbar)","Nein","Kondensationsmaschine ohne Entnahme","Erdgas","GuD",0.4,"https://www.salzgitter-flachstahl.de/de/news/artikel-der-salzgitter-flachstahl-gmbh/2018-06-27/energie-der-zukunft.html",40,35,{"$f":"(1-VLOOKUP(S795,Start!$H$33:$I$40,2,FALSE)/100)*W795","v":30.45},{"$f":"VLOOKUP(R795,Start!$C$9:$D$15,2,FALSE)+VLOOKUP(R795,Start!$C$23:$D$29,2,FALSE)","v":45.66},{"$f":"(Y795/T795)+Start!$D$19*(VLOOKUP(R795,Start!$M$33:$N$39,2,FALSE)/T795)+VLOOKUP(S795,Start!$C$33:$D$40,2,FALSE)","v":158.16149999999999}]
[null,null,"Ja","SEE969511682320","In Betrieb","Stadtwerke Frankfurt (Oder) GmbH","HKW FFO GM2",15236,"Frankfurt","Am Hohen Feld 4","Brandenburg","2022-04-01","Erdgas","Erdgas, Erdölgas","Erdgas","Ja","Verbrennungsmotor","Erdgas","GuD",0.48,"https://www.man-es.com/energy-storage/products/gas-fuel-engines ",10.6,10.1,{"$f":"(1-VLOOKUP(S796,Start!$H$33:$I$40,2,FALSE)/100)*W796","v":8.786999999999999},{"$f":"VLOOKUP(R796,Start!$C$9:$D$15,2,FALSE)+VLOOKUP(R796,Start!$C$23:$D$29,2,FALSE)","v":45.66},{"$f":"(Y796/T796)+Start!$D$19*(VLOOKUP(R796,Start!$M$33:$N$39,2,FALSE)/T796)+VLOOKUP(S796,Start!$C$33:$D$40,2,FALSE)","v":132.05125000000001}]
[null,null,"Ja","SEE969540726491","In Betrieb","Infraserv GmbH & Co. Höchst KG","IPH Strom GTX3",65929,"Frankfurt","Brüningstraße 50","Hessen","2011-01-09","Erdgas","Erdgas, Erdölgas","Erdgas","Ja","Gasturbinen mit Abhitzekessel","Erdgas","GuD",0.3982,"OPSD (2020)",50,49.8,{"$f":"(1-VLOOKUP(S797,Start!$H$33:$I$40,2,FALSE)/100)*W797","v":43.326000000000001},{"$f":"VLOOKUP(R797,Start!$C$9:$D$15,2,FALSE)+VLOOKUP(R797,Start!$C$23:$D$29,2,FALSE)","v":45.66},{"$f":"(Y797/T797)+Start!$D$19*(VLOOKUP(R797,Start!$M$33:$N$39,2,FALSE)/T797)+VLOOKUP(S797,Start!$C$33:$D$40,2,FALSE)","v":158.86966348568558}]
[null,null,"Ja","SEE969616938483","In Betrieb","swb Erzeugung AG & Co. KG","BHKW Hastedt",28207,"Bremen","Hastedter Osterdeich 255","Bremen","2023-06-06","Erdgas","Erdgas, Erdölgas","Erdgas","Ja","Verbrennungsmotor","Erdgas","GuD",0.47899999999999998,"https://www.swb.de/ueber-swb/presse/presseinformationen/2023-08-30-gas-ersetzt-steinkohle-swb-weiht-blockheizkraftwerk-am-standort-bremen-hastedt-ein ",106.575,105.97799999999999,{"$f":"(1-VLOOKUP(S798,Start!$H$33:$I$40,2,FALSE)/100)*W798","v":92.200859999999992},{"$f":"VLOOKUP(R798,Start!$C$9:$D$15,2,FALSE)+VLOOKUP(R798,Start!$C$23:$D$29,2,FALSE)","v":45.66},{"$f":"(Y798/T798)+Start!$D$19*(VLOOKUP(R798,Start!$M$33:$N$39,2,FALSE)/T798)+VLOOKUP(S798,Start!$C$33:$D$40,2,FALSE)","v":132.32379958246347}]
[null,null,"Ja","SEE969698095906","In Betrieb","Technische Werke Ludwigshafen am Rhein","FHKW DT6",67063,"Ludwigshafen","Industriestraße 3","Rheinland-Pfalz","2018-04-12","Wärme","Dampf (zum Beispiel Prozesswärme)","Abfall","Ja","Kondensationsmaschine mit Entnahme","Abfall","Abfall",0.33,"OPSD (2020)",6,5.4865900000000005,{"$f":"(1-VLOOKUP(S799,Start!$H$33:$I$40,2,FALSE)/100)*W799","v":4.6636015000000004},{"$f":"VLOOKUP(R799,Start!$C$9:$D$15,2,FALSE)+VLOOKUP(R799,Start!$C$23:$D$29,2,FALSE)","v":0},{"$f":"(Y799/T799)+Start!$D$19*(VLOOKUP(R799,Start!$M$33:$N$39,2,FALSE)/T799)+VLOOKUP(S799,Start!$C$33:$D$40,2,FALSE)","v":1}]
[null,null,"Ja","SEE969707026280","In Betrieb","Currenta GmbH & Co. OHG","LEV KWG G23",51373,"Leverkusen","Kaiser-Wilhelm-Allee 80","Nordrhein-Westfalen","1999-12-16","Steinkohle","Steinkohlen","Steinkohle","Ja","Gegendruckmaschine ohne Entnahme","Steinkohle","Steinkohle",0.33,"OPSD (2020)",5.8,5.484,{"$f":"(1-VLOOKUP(S800,Start!$H$33:$I$40,2,FALSE)/100)*W800","v":4.3872},{"$f":"VLOOKUP(R800,Start!$C$9:$D$15,2,FALSE)+VLOOKUP(R800,Start!$C$23:$D$29,2,FALSE)","v":17.84},{"$f":"(Y800/T800)+Start!$D$19*(VLOOKUP(R800,Start!$M$33:$N$39,2,FALSE)/T800)+VLOOKUP(S800,Start!$C$33:$D$40,2,FALSE)","v":141.75515151515151}]
[null,null,"Ja","SEE969775213346","In Betrieb","Shell Deutschland GmbH","Shell Energy and Chemicals Park, Kraftwerk Godorf",50997,"Köln","Godorfer Hauptstr. 150","Nordrhein-Westfalen","2016-01-01","Mineralölprodukte","Raffineriegas","Mineralölprodukte","Ja","Sonstige","Öl","Öl",0.38,"OPSD (2020)",107,92,{"$f":"(1-VLOOKUP(S801,Start!$H$33:$I$40,2,FALSE)/100)*W801","v":78.2},{"$f":"VLOOKUP(R801,Start!$C$9:$D$15,2,FALSE)+VLOOKUP(R801,Start!$C$23:$D$29,2,FALSE)","v":87.17},{"$f":"(Y801/T801)+Start!$D$19*(VLOOKUP(R801,Start!$M$33:$N$39,2,FALSE)/T801)+VLOOKUP(S801,Start!$C$33:$D$40,2,FALSE)","v":292.7315789473684}]
[null,null,"Ja","SEE969792129750","In Betrieb","Daimler Truck AG","129870 Modul 2",76744,"Wörth","Daimlerstraße 1","Rheinland-Pfalz","2013-02-20","Erdgas","Erdgas, Erdölgas","Erdgas","Ja","Verbrennungsmotor","Erdgas","GuD",0.39929999999999999,"OPSD (2020)",4.49,4.4400000000000004,{"$f":"(1-VLOOKUP(S802,Start!$H$33:$I$40,2,FALSE)/100)*W802","v":3.8628000000000005},{"$f":"VLOOKUP(R802,Start!$C$9:$D$15,2,FALSE)+VLOOKUP(R802,Start!$C$23:$D$29,2,FALSE)","v":45.66},{"$f":"(Y802/T802)+Start!$D$19*(VLOOKUP(R802,Start!$M$33:$N$39,2,FALSE)/T802)+VLOOKUP(S802,Start!$C$33:$D$40,2,FALSE)","v":158.43613824192335}]
[null,null,"Ja","SEE970114818481","In Betrieb","K+S Minerals and Agriculture GmbH","Kraftwerk UB DT3",36414,"Unterbreizbach","Schachtstraße 10","Thüringen","1964-07-02","Wärme","Dampf (zum Beispiel Prozesswärme)","Erdgas","Ja","Kondensationsmaschine ohne Entnahme","Erdgas","GuD",0.3795,"OPSD (2020)",12.252000000000001,12,{"$f":"(1-VLOOKUP(S803,Start!$H$33:$I$40,2,FALSE)/100)*W803","v":10.44},{"$f":"VLOOKUP(R803,Start!$C$9:$D$15,2,FALSE)+VLOOKUP(R803,Start!$C$23:$D$29,2,FALSE)","v":45.66},{"$f":"(Y803/T803)+Start!$D$19*(VLOOKUP(R803,Start!$M$33:$N$39,2,FALSE)/T803)+VLOOKUP(S803,Start!$C$33:$D$40,2,FALSE)","v":166.62411067193676}]
[null,null,"Ja","SEE970143794190","In Betrieb","GLOBALFOUNDRIES Dresden Module One LLC & Co. KG","Gasmotoren-Blockheizkraftwerk II (Generator 8)",1468,"Moritzburg","Ringstraße 3","Sachsen","2004-11-10","Erdgas","Erdgas, Erdölgas","Erdgas","Ja","Verbrennungsmotor","Erdgas","GuD",0.54,"Annahme basierend auf DIW (2014)",3.8319999999999999,3.7719999999999998,{"$f":"(1-VLOOKUP(S804,Start!$H$33:$I$40,2,FALSE)/100)*W804","v":3.2816399999999999},{"$f":"VLOOKUP(R804,Start!$C$9:$D$15,2,FALSE)+VLOOKUP(R804,Start!$C$23:$D$29,2,FALSE)","v":45.66},{"$f":"(Y804/T804)+Start!$D$19*(VLOOKUP(R804,Start!$M$33:$N$39,2,FALSE)/T804)+VLOOKUP(S804,Start!$C$33:$D$40,2,FALSE)","v":117.54555555555554}]
[null,null,"Ja","SEE970305352633","In Betrieb","Südzucker AG","Dampfturbine III Südzucker Zeitz",6712,"Zeitz","Albrechtstraße 54","Sachsen-Anhalt","1993-08-01","Wärme","Dampf (zum Beispiel Prozesswärme)","Braunkohle","Ja","Gegendruckmaschine mit Entnahme","Braunkohle","Braunkohle",0.38319999999999999,"OPSD (2020)",19.350000000000001,16.850000000000001,{"$f":"(1-VLOOKUP(S805,Start!$H$33:$I$40,2,FALSE)/100)*W805","v":14.659500000000001},{"$f":"VLOOKUP(R805,Start!$C$9:$D$15,2,FALSE)+VLOOKUP(R805,Start!$C$23:$D$29,2,FALSE)","v":3.1},{"$f":"(Y805/T805)+Start!$D$19*(VLOOKUP(R805,Start!$M$33:$N$39,2,FALSE)/T805)+VLOOKUP(S805,Start!$C$33:$D$40,2,FALSE)","v":98.981837160751553}]
[null,null,"Ja","SEE970377695522","In Betrieb","GLOBALFOUNDRIES Dresden Module Two LLC & Co. KG","Gasmotoren-Blockheizkraftwerk I (Generator 7)",1468,"Moritzburg","Ringstraße 3","Sachsen","1998-09-01","Erdgas","Erdgas, Erdölgas","Erdgas","Ja","Verbrennungsmotor","Erdgas","GuD",0.38279999999999997,"OPSD (2020)",3.8839999999999999,3.879,{"$f":"(1-VLOOKUP(S806,Start!$H$33:$I$40,2,FALSE)/100)*W806","v":3.37473},{"$f":"VLOOKUP(R806,Start!$C$9:$D$15,2,FALSE)+VLOOKUP(R806,Start!$C$23:$D$29,2,FALSE)","v":45.66},{"$f":"(Y806/T806)+Start!$D$19*(VLOOKUP(R806,Start!$M$33:$N$39,2,FALSE)/T806)+VLOOKUP(S806,Start!$C$33:$D$40,2,FALSE)","v":165.20062695924764}]
[null,null,"Ja","SEE970401548961","In Betrieb","Neptune Energy Deutschland GmbH","GuD Steinitz - HKW 2",29410,"Salzwedel","Bobbenmärsche 11","Sachsen-Anhalt","1994-07-01","Erdgas","Erdgas, Erdölgas","Erdgas","Ja","Gasturbinen mit nachgeschalteter Dampfturbine","Erdgas","GuD",0.38390000000000002,"OPSD (2020)",11.6,11.6,{"$f":"(1-VLOOKUP(S807,Start!$H$33:$I$40,2,FALSE)/100)*W807","v":10.092000000000001},{"$f":"VLOOKUP(R807,Start!$C$9:$D$15,2,FALSE)+VLOOKUP(R807,Start!$C$23:$D$29,2,FALSE)","v":45.66},{"$f":"(Y807/T807)+Start!$D$19*(VLOOKUP(R807,Start!$M$33:$N$39,2,FALSE)/T807)+VLOOKUP(S807,Start!$C$33:$D$40,2,FALSE)","v":164.73157072154206}]
[null,null,"Ja","SEE970425279599","In Betrieb","Onyx Kraftwerk Wilhelmshaven GmbH & Co. KG","Kraftwerk Wilhelmshaven Onyx",26386,"Wilhelmshaven","Niedersachsendamm 10","Niedersachsen","2015-11-30","Steinkohle","Steinkohlen","Steinkohle","Nein","Kondensationsmaschine ohne Entnahme","Steinkohle","Steinkohle",0.46250000000000002,"OPSD (2020)",790,726,{"$f":"(1-VLOOKUP(S808,Start!$H$33:$I$40,2,FALSE)/100)*W808","v":580.80000000000007},{"$f":"VLOOKUP(R808,Start!$C$9:$D$15,2,FALSE)+VLOOKUP(R808,Start!$C$23:$D$29,2,FALSE)","v":17.84},{"$f":"(Y808/T808)+Start!$D$19*(VLOOKUP(R808,Start!$M$33:$N$39,2,FALSE)/T808)+VLOOKUP(S808,Start!$C$33:$D$40,2,FALSE)","v":101.51664864864864}]
[null,null,"Ja","SEE970444408703","In Betrieb","RhönEnergie Fulda GmbH","Kraftwerk Fulda Aggregat 3B",36043,"Fulda","Frankfurter Straße 4","Hessen","2010-01-01","Mineralölprodukte","Dieselkraftstoff","Mineralölprodukte","Nein","Verbrennungsmotor","Öl","Öl",0.39710000000000001,"OPSD (2020)",2.8450000000000002,2.76,{"$f":"(1-VLOOKUP(S809,Start!$H$33:$I$40,2,FALSE)/100)*W809","v":2.3459999999999996},{"$f":"VLOOKUP(R809,Start!$C$9:$D$15,2,FALSE)+VLOOKUP(R809,Start!$C$23:$D$29,2,FALSE)","v":87.17},{"$f":"(Y809/T809)+Start!$D$19*(VLOOKUP(R809,Start!$M$33:$N$39,2,FALSE)/T809)+VLOOKUP(S809,Start!$C$33:$D$40,2,FALSE)","v":280.1689750692521}]
[null,null,"Ja","SEE970554561831","In Betrieb","K+S Minerals and Agriculture GmbH","Kraftwerk HA DT2",36269,"Philippsthal","Hattorfer Straße 1","Hessen","2017-12-14","Wärme","Dampf (zum Beispiel Prozesswärme)","Erdgas","Ja","Gegendruckmaschine mit Entnahme","Erdgas","GuD",0.39929999999999999,"OPSD (2020)",22.5,21.375,{"$f":"(1-VLOOKUP(S810,Start!$H$33:$I$40,2,FALSE)/100)*W810","v":18.596250000000001},{"$f":"VLOOKUP(R810,Start!$C$9:$D$15,2,FALSE)+VLOOKUP(R810,Start!$C$23:$D$29,2,FALSE)","v":45.66},{"$f":"(Y810/T810)+Start!$D$19*(VLOOKUP(R810,Start!$M$33:$N$39,2,FALSE)/T810)+VLOOKUP(S810,Start!$C$33:$D$40,2,FALSE)","v":158.43613824192335}]
[null,null,"Ja","SEE970579995963","In Betrieb","Uniper Kraftwerke GmbH","Scholven 1 DT",45896,"Gelsenkirchen","Glückaufstraße 56","Nordrhein-Westfalen","2023-12-01","Erdgas","Erdgas, Erdölgas","Erdgas","Nein",null,"Erdgas","Gasturbine",0.432,"Annahme basierend auf DIW (2014)",30.4,27.827999999999999,{"$f":"(1-VLOOKUP(S811,Start!$H$33:$I$40,2,FALSE)/100)*W811","v":24.210359999999998},{"$f":"VLOOKUP(R811,Start!$C$9:$D$15,2,FALSE)+VLOOKUP(R811,Start!$C$23:$D$29,2,FALSE)","v":45.66},{"$f":"(Y811/T811)+Start!$D$19*(VLOOKUP(R811,Start!$M$33:$N$39,2,FALSE)/T811)+VLOOKUP(S811,Start!$C$33:$D$40,2,FALSE)","v":146.05694444444444}]
[null,null,"Ja","SEE970656434019","In Betrieb","DREWAG - Stadtwerke Dresden GmbH","HKW Dresden - Reick Turbosatz 2",1277,"Dresden","Liebstädter Straße 1","Sachsen","2004-12-10","Erdgas","Erdgas, Erdölgas","Erdgas","Ja","Gegendruckmaschine ohne Entnahme","Erdgas","GuD",0.54,"Annahme basierend auf DIW (2014)",1.9990000000000001,1.6,{"$f":"(1-VLOOKUP(S812,Start!$H$33:$I$40,2,FALSE)/100)*W812","v":1.3920000000000001},{"$f":"VLOOKUP(R812,Start!$C$9:$D$15,2,FALSE)+VLOOKUP(R812,Start!$C$23:$D$29,2,FALSE)","v":45.66},{"$f":"(Y812/T812)+Start!$D$19*(VLOOKUP(R812,Start!$M$33:$N$39,2,FALSE)/T812)+VLOOKUP(S812,Start!$C$33:$D$40,2,FALSE)","v":117.54555555555554}]
[null,null,"Ja","SEE970667868155","In Betrieb","Stadtwerke Flensburg","Gasturbine 13",24939,"Flensburg","Batteriestraße 48","Schleswig-Holstein","2022-11-03","Erdgas","Erdgas, Erdölgas","Erdgas","Nein","Gasturbinen mit Abhitzekessel","Erdgas","Gasturbine",0.432,"Annahme basierend auf DIW (2014)",60.6,60,{"$f":"(1-VLOOKUP(S813,Start!$H$33:$I$40,2,FALSE)/100)*W813","v":52.2},{"$f":"VLOOKUP(R813,Start!$C$9:$D$15,2,FALSE)+VLOOKUP(R813,Start!$C$23:$D$29,2,FALSE)","v":45.66},{"$f":"(Y813/T813)+Start!$D$19*(VLOOKUP(R813,Start!$M$33:$N$39,2,FALSE)/T813)+VLOOKUP(S813,Start!$C$33:$D$40,2,FALSE)","v":146.05694444444444}]
[null,null,"Ja","SEE970688261195","In Betrieb","Dow Deutschland Anlagengesellschaft mbH","01 Std ST1",21683,"Stade","Bützflether Sand 9","Niedersachsen","1975-01-01","Wärme","Dampf (zum Beispiel Prozesswärme)","Erdgas","Ja","Sonstige","Erdgas","GuD",0.60750000000000004,"OPSD (2020)",16.899999999999999,14,{"$f":"(1-VLOOKUP(S814,Start!$H$33:$I$40,2,FALSE)/100)*W814","v":12.18},{"$f":"VLOOKUP(R814,Start!$C$9:$D$15,2,FALSE)+VLOOKUP(R814,Start!$C$23:$D$29,2,FALSE)","v":45.66},{"$f":"(Y814/T814)+Start!$D$19*(VLOOKUP(R814,Start!$M$33:$N$39,2,FALSE)/T814)+VLOOKUP(S814,Start!$C$33:$D$40,2,FALSE)","v":104.65160493827159}]
[null,null,"Ja","SEE970806189455","In Betrieb","Volkswagen Sachsen GmbH","BHKW-G66-KWK-groß",8058,"Zwickau","Glauchauer Straße 40","Sachsen","2014-02-13","Erdgas","Erdgas, Erdölgas","Erdgas","Ja","Verbrennungsmotor","Erdgas","GuD",0.58499999999999996,"Annahme basierend auf DIW (2014)",12.9,12.747,{"$f":"(1-VLOOKUP(S815,Start!$H$33:$I$40,2,FALSE)/100)*W815","v":11.08989},{"$f":"VLOOKUP(R815,Start!$C$9:$D$15,2,FALSE)+VLOOKUP(R815,Start!$C$23:$D$29,2,FALSE)","v":45.66},{"$f":"(Y815/T815)+Start!$D$19*(VLOOKUP(R815,Start!$M$33:$N$39,2,FALSE)/T815)+VLOOKUP(S815,Start!$C$33:$D$40,2,FALSE)","v":108.61897435897436}]
[null,null,"Ja","SEE970820981745","In Betrieb","Evonik Operations GmbH","Kraftwerk VI, Block 62, DT620",45772,"Marl","Paul-Baumann-Straße 1","Nordrhein-Westfalen","2022-09-09","Erdgas","Erdgas, Erdölgas","Erdgas","Ja","Gegendruckmaschine mit Entnahme","Erdgas","GuD",0.63,"Annahme basierend auf DIW (2014)",37,36.9,{"$f":"(1-VLOOKUP(S816,Start!$H$33:$I$40,2,FALSE)/100)*W816","v":32.103000000000002},{"$f":"VLOOKUP(R816,Start!$C$9:$D$15,2,FALSE)+VLOOKUP(R816,Start!$C$23:$D$29,2,FALSE)","v":45.66},{"$f":"(Y816/T816)+Start!$D$19*(VLOOKUP(R816,Start!$M$33:$N$39,2,FALSE)/T816)+VLOOKUP(S816,Start!$C$33:$D$40,2,FALSE)","v":100.96761904761904}]
[null,null,"Ja","SEE970928898099","In Betrieb","GKS-Gemeinschaftskraftwerk Schweinfurt GmbH","VMA 1",97424,"Schweinfurt","Hafenstraße 30","Bayern","1990-04-23","Mineralölprodukte","Heizöl, leicht","Mineralölprodukte","Nein","Verbrennungsmotor","Öl","Öl",0.38,"eigene Annahme",3.8,3.7,{"$f":"(1-VLOOKUP(S817,Start!$H$33:$I$40,2,FALSE)/100)*W817","v":3.145},{"$f":"VLOOKUP(R817,Start!$C$9:$D$15,2,FALSE)+VLOOKUP(R817,Start!$C$23:$D$29,2,FALSE)","v":87.17},{"$f":"(Y817/T817)+Start!$D$19*(VLOOKUP(R817,Start!$M$33:$N$39,2,FALSE)/T817)+VLOOKUP(S817,Start!$C$33:$D$40,2,FALSE)","v":292.7315789473684}]
[null,null,"Ja","SEE970931306376","In Betrieb","Solvay Chemicals GmbH","Solvay Rb TA10",47495,"Rheinberg","Xantener Straße 237","Nordrhein-Westfalen","1983-01-01","Wärme","Dampf (zum Beispiel Prozesswärme)","Steinkohle","Ja","Gegendruckmaschine ohne Entnahme","Steinkohle","Steinkohle",0.34210000000000002,"OPSD (2020)",27.2,27.2,{"$f":"(1-VLOOKUP(S818,Start!$H$33:$I$40,2,FALSE)/100)*W818","v":21.76},{"$f":"VLOOKUP(R818,Start!$C$9:$D$15,2,FALSE)+VLOOKUP(R818,Start!$C$23:$D$29,2,FALSE)","v":17.84},{"$f":"(Y818/T818)+Start!$D$19*(VLOOKUP(R818,Start!$M$33:$N$39,2,FALSE)/T818)+VLOOKUP(S818,Start!$C$33:$D$40,2,FALSE)","v":136.78728441976031}]
[null,null,"Ja","SEE970980016073","In Betrieb","SWK ENERGIE GmbH","KWK006-1",47804,"Krefeld","St. Töniser Straße 270","Nordrhein-Westfalen","2013-02-06","Erdgas","Erdgas, Erdölgas","Erdgas","Ja","Verbrennungsmotor","Erdgas","GuD",0.39710000000000001,"OPSD (2020)",4.3,4.2409999999999997,{"$f":"(1-VLOOKUP(S819,Start!$H$33:$I$40,2,FALSE)/100)*W819","v":3.6896699999999996},{"$f":"VLOOKUP(R819,Start!$C$9:$D$15,2,FALSE)+VLOOKUP(R819,Start!$C$23:$D$29,2,FALSE)","v":45.66},{"$f":"(Y819/T819)+Start!$D$19*(VLOOKUP(R819,Start!$M$33:$N$39,2,FALSE)/T819)+VLOOKUP(S819,Start!$C$33:$D$40,2,FALSE)","v":159.30559053135229}]
[null,null,"Ja","SEE971156902916","In Betrieb","ENGIE Deutschland GmbH","70001314.01",7549,"Gera","Vogtlandstraße 11","Thüringen","2018-11-26","Erdgas","Erdgas, Erdölgas","Erdgas","Ja","Verbrennungsmotor","Erdgas","GuD",0.40479999999999999,"OPSD (2020)",4.4039999999999999,4.3869999999999996,{"$f":"(1-VLOOKUP(S820,Start!$H$33:$I$40,2,FALSE)/100)*W820","v":3.8166899999999995},{"$f":"VLOOKUP(R820,Start!$C$9:$D$15,2,FALSE)+VLOOKUP(R820,Start!$C$23:$D$29,2,FALSE)","v":45.66},{"$f":"(Y820/T820)+Start!$D$19*(VLOOKUP(R820,Start!$M$33:$N$39,2,FALSE)/T820)+VLOOKUP(S820,Start!$C$33:$D$40,2,FALSE)","v":156.30385375494069}]
[null,null,"Ja","SEE971164680486","In Betrieb","BASF Schwarzheide GmbH","DT1",1987,"Schwarzheide","Schipkauer Straße 1","Brandenburg","1994-11-28","Erdgas","Erdgas, Erdölgas","Erdgas","Ja","Gegendruckmaschine mit Entnahme","Erdgas","GuD",0.51300000000000001,"OPSD (2020)",25.84,25.556999999999999,{"$f":"(1-VLOOKUP(S821,Start!$H$33:$I$40,2,FALSE)/100)*W821","v":22.234589999999997},{"$f":"VLOOKUP(R821,Start!$C$9:$D$15,2,FALSE)+VLOOKUP(R821,Start!$C$23:$D$29,2,FALSE)","v":45.66},{"$f":"(Y821/T821)+Start!$D$19*(VLOOKUP(R821,Start!$M$33:$N$39,2,FALSE)/T821)+VLOOKUP(S821,Start!$C$33:$D$40,2,FALSE)","v":123.65321637426899}]
[null,null,"Ja","SEE971280976463","In Betrieb","EEW Energy from Waste Göppingen","MHKW Turbine",73037,"Göppingen","Iltishofweg 40","Baden-Württemberg","1975-07-01","nicht biogener Abfall","Abfall (Hausmüll, Siedl.abf.)","Abfall","Ja","Kondensationsmaschine ohne Entnahme","Abfall","Abfall",0.33,"OPSD (2020)",13.2,11,{"$f":"(1-VLOOKUP(S822,Start!$H$33:$I$40,2,FALSE)/100)*W822","v":9.35},{"$f":"VLOOKUP(R822,Start!$C$9:$D$15,2,FALSE)+VLOOKUP(R822,Start!$C$23:$D$29,2,FALSE)","v":0},{"$f":"(Y822/T822)+Start!$D$19*(VLOOKUP(R822,Start!$M$33:$N$39,2,FALSE)/T822)+VLOOKUP(S822,Start!$C$33:$D$40,2,FALSE)","v":1}]
[null,null,"Ja","SEE971282697380","In Betrieb","EnBW Energie Baden-Württemberg AG","Heizkraftwerk Altbach/Deizisau Block 4 GT A (solo)",73776,"Altbach","Industriestraße 11","Baden-Württemberg","1971-09-01","Erdgas","Erdgas, Erdölgas","Erdgas","Nein","Gasturbinen ohne Abhitzekessel","Erdgas","Gasturbine",0.30459999999999998,"OPSD (2020)",50,45,{"$f":"(1-VLOOKUP(S823,Start!$H$33:$I$40,2,FALSE)/100)*W823","v":39.15},{"$f":"VLOOKUP(R823,Start!$C$9:$D$15,2,FALSE)+VLOOKUP(R823,Start!$C$23:$D$29,2,FALSE)","v":45.66},{"$f":"(Y823/T823)+Start!$D$19*(VLOOKUP(R823,Start!$M$33:$N$39,2,FALSE)/T823)+VLOOKUP(S823,Start!$C$33:$D$40,2,FALSE)","v":206.72751149047932}]
[null,null,"Ja","SEE971304457053","In Betrieb","Erlanger Stadtwerke AG","HKW -  K6 DT2",91052,"Erlangen","Äußere Brucker Straße 33","Bayern","2022-06-09","Erdgas","Erdgas, Erdölgas","Erdgas","Ja","Kondensationsmaschine mit Entnahme","Erdgas","GuD",0.63,"Annahme basierend auf DIW (2014)",17.027999999999999,16.317,{"$f":"(1-VLOOKUP(S824,Start!$H$33:$I$40,2,FALSE)/100)*W824","v":14.195790000000001},{"$f":"VLOOKUP(R824,Start!$C$9:$D$15,2,FALSE)+VLOOKUP(R824,Start!$C$23:$D$29,2,FALSE)","v":45.66},{"$f":"(Y824/T824)+Start!$D$19*(VLOOKUP(R824,Start!$M$33:$N$39,2,FALSE)/T824)+VLOOKUP(S824,Start!$C$33:$D$40,2,FALSE)","v":100.96761904761904}]
[null,null,"Ja","SEE971740147860","In Betrieb","OQ Chemicals Produktion GmbH & Co.KG","T/G 7",46147,"Oberhausen","Otto-Roelen-Strasse 3","Nordrhein-Westfalen","1949-01-01","Mineralölprodukte","Andere Mineralölprodukte","Mineralölprodukte","Ja","Gegendruckmaschine mit Entnahme","Öl","Öl",0.33,"eigene Annahme",2.0390000000000001,2.0249999999999999,{"$f":"(1-VLOOKUP(S825,Start!$H$33:$I$40,2,FALSE)/100)*W825","v":1.7212499999999999},{"$f":"VLOOKUP(R825,Start!$C$9:$D$15,2,FALSE)+VLOOKUP(R825,Start!$C$23:$D$29,2,FALSE)","v":87.17},{"$f":"(Y825/T825)+Start!$D$19*(VLOOKUP(R825,Start!$M$33:$N$39,2,FALSE)/T825)+VLOOKUP(S825,Start!$C$33:$D$40,2,FALSE)","v":336.93333333333328}]
[null,null,"Ja","SEE971796321603","In Betrieb","Zweckverband Abfallwirtschaft Raum Würzburg","TS II",97076,"Würzburg","Gattingerstraße 31","Bayern","1998-11-09","nicht biogener Abfall","Abfall (Hausmüll, Siedl.abf.)","Abfall","Ja","Kondensationsmaschine mit Entnahme","Abfall","Abfall",0.33,"OPSD (2020)",16,12,{"$f":"(1-VLOOKUP(S826,Start!$H$33:$I$40,2,FALSE)/100)*W826","v":10.199999999999999},{"$f":"VLOOKUP(R826,Start!$C$9:$D$15,2,FALSE)+VLOOKUP(R826,Start!$C$23:$D$29,2,FALSE)","v":0},{"$f":"(Y826/T826)+Start!$D$19*(VLOOKUP(R826,Start!$M$33:$N$39,2,FALSE)/T826)+VLOOKUP(S826,Start!$C$33:$D$40,2,FALSE)","v":1}]
[null,null,"Ja","SEE971801168636","In Betrieb","Bayer AG Berlin","Turboeinheit 2 Dampfturbine 40 t Gen 6 MW",13353,"Berlin","Müllerstraße 170","Berlin","1973-06-01","Erdgas","Erdgas, Erdölgas","Erdgas","Ja","Gegendruckmaschine mit Entnahme","Erdgas","GuD",0.35420000000000001,"OPSD (2020)",6,5.7,{"$f":"(1-VLOOKUP(S827,Start!$H$33:$I$40,2,FALSE)/100)*W827","v":4.9590000000000005},{"$f":"VLOOKUP(R827,Start!$C$9:$D$15,2,FALSE)+VLOOKUP(R827,Start!$C$23:$D$29,2,FALSE)","v":45.66},{"$f":"(Y827/T827)+Start!$D$19*(VLOOKUP(R827,Start!$M$33:$N$39,2,FALSE)/T827)+VLOOKUP(S827,Start!$C$33:$D$40,2,FALSE)","v":178.41869000564651}]
[null,null,"Ja","SEE971867565370","In Betrieb","Mainova AG","HKW Niederrad Block 1",60528,"Frankfurt","Lyoner Straße 8","Hessen","2005-09-20","Erdgas","Erdgas, Erdölgas","Erdgas","Ja","Gasturbinen mit nachgeschalteter Dampfturbine","Erdgas","GuD",0.38940000000000002,"OPSD (2020)",71,70,{"$f":"(1-VLOOKUP(S828,Start!$H$33:$I$40,2,FALSE)/100)*W828","v":60.9},{"$f":"VLOOKUP(R828,Start!$C$9:$D$15,2,FALSE)+VLOOKUP(R828,Start!$C$23:$D$29,2,FALSE)","v":45.66},{"$f":"(Y828/T828)+Start!$D$19*(VLOOKUP(R828,Start!$M$33:$N$39,2,FALSE)/T828)+VLOOKUP(S828,Start!$C$33:$D$40,2,FALSE)","v":162.42604006163327}]
[null,null,"Ja","SEE971876915975","In Betrieb","GLOBALFOUNDRIES Dresden Module One LLC & Co. KG","Gasmotoren-Blockheizkraftwerk II (Generator 1)",1468,"Moritzburg","Ringstraße 3","Sachsen","2004-11-10","Erdgas","Erdgas, Erdölgas","Erdgas","Ja","Verbrennungsmotor","Erdgas","GuD",0.54,"Annahme basierend auf DIW (2014)",3.8319999999999999,3.7719999999999998,{"$f":"(1-VLOOKUP(S829,Start!$H$33:$I$40,2,FALSE)/100)*W829","v":3.2816399999999999},{"$f":"VLOOKUP(R829,Start!$C$9:$D$15,2,FALSE)+VLOOKUP(R829,Start!$C$23:$D$29,2,FALSE)","v":45.66},{"$f":"(Y829/T829)+Start!$D$19*(VLOOKUP(R829,Start!$M$33:$N$39,2,FALSE)/T829)+VLOOKUP(S829,Start!$C$33:$D$40,2,FALSE)","v":117.54555555555554}]
[null,null,"Ja","SEE971914041024","In Betrieb","Basell Polyolefine GmbH","Gasturbine Basell Wesseling",50389,"Wesseling","Brühler Straße 60","Nordrhein-Westfalen","1996-07-03","Erdgas","Erdgas, Erdölgas","Erdgas","Ja","Gasturbinen mit Abhitzekessel","Erdgas","GuD",0.36959999999999998,"OPSD (2020)",52,51.9,{"$f":"(1-VLOOKUP(S830,Start!$H$33:$I$40,2,FALSE)/100)*W830","v":45.152999999999999},{"$f":"VLOOKUP(R830,Start!$C$9:$D$15,2,FALSE)+VLOOKUP(R830,Start!$C$23:$D$29,2,FALSE)","v":45.66},{"$f":"(Y830/T830)+Start!$D$19*(VLOOKUP(R830,Start!$M$33:$N$39,2,FALSE)/T830)+VLOOKUP(S830,Start!$C$33:$D$40,2,FALSE)","v":171.0470779220779}]
[null,null,"Ja","SEE971995083203","In Betrieb","Volkswagen AG","BHKW Braunschweig",38112,"Braunschweig","Gifhorner Straße 180","Niedersachsen","2014-07-27","Erdgas","Erdgas, Erdölgas","Erdgas","Ja","Verbrennungsmotor","Erdgas","GuD",0.40039999999999998,"OPSD (2020)",10.5,10.4,{"$f":"(1-VLOOKUP(S831,Start!$H$33:$I$40,2,FALSE)/100)*W831","v":9.048},{"$f":"VLOOKUP(R831,Start!$C$9:$D$15,2,FALSE)+VLOOKUP(R831,Start!$C$23:$D$29,2,FALSE)","v":45.66},{"$f":"(Y831/T831)+Start!$D$19*(VLOOKUP(R831,Start!$M$33:$N$39,2,FALSE)/T831)+VLOOKUP(S831,Start!$C$33:$D$40,2,FALSE)","v":158.00499500499501}]
[null,null,"Ja","SEE972128015696","In Betrieb","RheinEnergie AG","BHKW Merheim RheinEnergie",51109,"Köln","Ostmerheimer Str. 557","Nordrhein-Westfalen","2020-06-01","Erdgas","Erdgas, Erdölgas","Erdgas","Ja","Verbrennungsmotor","Erdgas","GuD",0.4,"eigene Annahme",31.611000000000001,31.1,{"$f":"(1-VLOOKUP(S832,Start!$H$33:$I$40,2,FALSE)/100)*W832","v":27.057000000000002},{"$f":"VLOOKUP(R832,Start!$C$9:$D$15,2,FALSE)+VLOOKUP(R832,Start!$C$23:$D$29,2,FALSE)","v":45.66},{"$f":"(Y832/T832)+Start!$D$19*(VLOOKUP(R832,Start!$M$33:$N$39,2,FALSE)/T832)+VLOOKUP(S832,Start!$C$33:$D$40,2,FALSE)","v":158.16149999999999}]
[null,null,"Ja","SEE972239033510","In Betrieb","Südzucker AG","Dampfturbine II Südzucker Wabern",34590,"Wabern","Homberger Straße 1","Hessen","1976-10-08","Wärme","Dampf (zum Beispiel Prozesswärme)","Wärme","Ja","Gegendruckmaschine ohne Entnahme","Sonstige","Sonstige",0.35,"eigene Annahme",4.37,4.1383900000000002,{"$f":"(1-VLOOKUP(S833,Start!$H$33:$I$40,2,FALSE)/100)*W833","v":3.5176315000000002},{"$f":"VLOOKUP(R833,Start!$C$9:$D$15,2,FALSE)+VLOOKUP(R833,Start!$C$23:$D$29,2,FALSE)","v":86.87},{"$f":"(Y833/T833)+Start!$D$19*(VLOOKUP(R833,Start!$M$33:$N$39,2,FALSE)/T833)+VLOOKUP(S833,Start!$C$33:$D$40,2,FALSE)","v":300.92685714285716}]
[null,null,"Ja","SEE972346658903","In Betrieb","EnBW Energie Baden-Württemberg AG","Heizkraftwerk Stuttgart-Gaisburg HKW 3 Motor 3",70327,"Stuttgart","Langwiesenweg 23","Baden-Württemberg","2018-08-29","Erdgas","Erdgas, Erdölgas","Erdgas","Ja","Verbrennungsmotor","Erdgas","GuD",0.40479999999999999,"OPSD (2020)",10.295,9.7170000000000005,{"$f":"(1-VLOOKUP(S834,Start!$H$33:$I$40,2,FALSE)/100)*W834","v":8.4537899999999997},{"$f":"VLOOKUP(R834,Start!$C$9:$D$15,2,FALSE)+VLOOKUP(R834,Start!$C$23:$D$29,2,FALSE)","v":45.66},{"$f":"(Y834/T834)+Start!$D$19*(VLOOKUP(R834,Start!$M$33:$N$39,2,FALSE)/T834)+VLOOKUP(S834,Start!$C$33:$D$40,2,FALSE)","v":156.30385375494069}]
[null,null,"Ja","SEE972356296461","In Betrieb","Cerdia Produktions GmbH","Gasturbine",79108,"Freiburg","Engesserstraße 8","Baden-Württemberg","1998-10-01","Erdgas","Erdgas, Erdölgas","Erdgas","Ja","Gasturbinen mit nachgeschalteter Dampfturbine","Erdgas","GuD",0.53100000000000003,"OPSD (2020)",39.92,38.497999999999998,{"$f":"(1-VLOOKUP(S835,Start!$H$33:$I$40,2,FALSE)/100)*W835","v":33.493259999999999},{"$f":"VLOOKUP(R835,Start!$C$9:$D$15,2,FALSE)+VLOOKUP(R835,Start!$C$23:$D$29,2,FALSE)","v":45.66},{"$f":"(Y835/T835)+Start!$D$19*(VLOOKUP(R835,Start!$M$33:$N$39,2,FALSE)/T835)+VLOOKUP(S835,Start!$C$33:$D$40,2,FALSE)","v":119.51242937853107}]
[null,null,"Ja","SEE972458947407","In Betrieb","Stadtwerke Düsseldorf AG","SWD KWL GTE2",40221,"Düsseldorf","Auf der Lausward 75","Nordrhein-Westfalen","1975-02-21","Erdgas","Erdgas, Erdölgas","Erdgas","Nein","Gasturbinen ohne Abhitzekessel","Erdgas","Gasturbine",0.315,"OPSD (2020)",65.5,64.7,{"$f":"(1-VLOOKUP(S836,Start!$H$33:$I$40,2,FALSE)/100)*W836","v":56.289000000000001},{"$f":"VLOOKUP(R836,Start!$C$9:$D$15,2,FALSE)+VLOOKUP(R836,Start!$C$23:$D$29,2,FALSE)","v":45.66},{"$f":"(Y836/T836)+Start!$D$19*(VLOOKUP(R836,Start!$M$33:$N$39,2,FALSE)/T836)+VLOOKUP(S836,Start!$C$33:$D$40,2,FALSE)","v":199.93523809523808}]
[null,null,"Ja","SEE972466462527","In Betrieb","Stadtwerke Bielefeld GmbH","Dampfturbine - GuD MPE",33699,"Bielefeld","Niedernholz 7","Nordrhein-Westfalen","2005-01-03","Erdgas","Erdgas, Erdölgas","Erdgas","Ja","Gasturbinen mit nachgeschalteter Dampfturbine","Erdgas","GuD",0.5625,"OPSD (2020)",9.4499999999999993,9.35,{"$f":"(1-VLOOKUP(S837,Start!$H$33:$I$40,2,FALSE)/100)*W837","v":8.1344999999999992},{"$f":"VLOOKUP(R837,Start!$C$9:$D$15,2,FALSE)+VLOOKUP(R837,Start!$C$23:$D$29,2,FALSE)","v":45.66},{"$f":"(Y837/T837)+Start!$D$19*(VLOOKUP(R837,Start!$M$33:$N$39,2,FALSE)/T837)+VLOOKUP(S837,Start!$C$33:$D$40,2,FALSE)","v":112.90373333333334}]
[null,null,"Ja","SEE972526098451","In Betrieb","Stadtwerke Würzburg AG","Heizkraftwerk an der Friedensbrücke DampfturbineIII",97080,"Würzburg","Veitshöchheimer Straße 1","Bayern","1971-10-08","Erdgas","Erdgas, Erdölgas","Erdgas","Ja","Kondensationsmaschine mit Entnahme","Erdgas","GuD",0.25,"OPSD (2020)",23.5,23,{"$f":"(1-VLOOKUP(S838,Start!$H$33:$I$40,2,FALSE)/100)*W838","v":20.010000000000002},{"$f":"VLOOKUP(R838,Start!$C$9:$D$15,2,FALSE)+VLOOKUP(R838,Start!$C$23:$D$29,2,FALSE)","v":45.66},{"$f":"(Y838/T838)+Start!$D$19*(VLOOKUP(R838,Start!$M$33:$N$39,2,FALSE)/T838)+VLOOKUP(S838,Start!$C$33:$D$40,2,FALSE)","v":252.15839999999997}]
[null,null,"Ja","SEE972598164399","In Betrieb","ADM Hamburg Aktiengesellschaft","Dampfturbine",21107,"Hamburg","Nippoldstraße 117","Hamburg","2009-04-02","Erdgas","Erdgas, Erdölgas","Erdgas","Ja","Gegendruckmaschine ohne Entnahme","Erdgas","GuD",0.37730000000000002,"OPSD (2020)",2.06,2.04,{"$f":"(1-VLOOKUP(S839,Start!$H$33:$I$40,2,FALSE)/100)*W839","v":1.7747999999999999},{"$f":"VLOOKUP(R839,Start!$C$9:$D$15,2,FALSE)+VLOOKUP(R839,Start!$C$23:$D$29,2,FALSE)","v":45.66},{"$f":"(Y839/T839)+Start!$D$19*(VLOOKUP(R839,Start!$M$33:$N$39,2,FALSE)/T839)+VLOOKUP(S839,Start!$C$33:$D$40,2,FALSE)","v":167.58693347468855}]
[null,null,"Ja","SEE972612434835","In Betrieb","Südzucker AG","Dampfturbine V Südzucker Zeitz",6712,"Zeitz","Albrechtstraße 54","Sachsen-Anhalt","2016-12-23","Wärme","Dampf (zum Beispiel Prozesswärme)","Erdgas","Ja","Gegendruckmaschine ohne Entnahme","Erdgas","GuD",0.37730000000000002,"OPSD (2020)",5.8040000000000003,5.641,{"$f":"(1-VLOOKUP(S840,Start!$H$33:$I$40,2,FALSE)/100)*W840","v":4.9076700000000004},{"$f":"VLOOKUP(R840,Start!$C$9:$D$15,2,FALSE)+VLOOKUP(R840,Start!$C$23:$D$29,2,FALSE)","v":45.66},{"$f":"(Y840/T840)+Start!$D$19*(VLOOKUP(R840,Start!$M$33:$N$39,2,FALSE)/T840)+VLOOKUP(S840,Start!$C$33:$D$40,2,FALSE)","v":167.58693347468855}]
[null,null,"Ja","SEE972694764301","In Betrieb","swb Entsorgung GmbH&Co. KG","MHKW_Gen1",28219,"Bremen","Oken 2","Bremen","1984-01-01","nicht biogener Abfall","Abfall (Hausmüll, Siedl.abf.)","Abfall","Ja","Gegendruckmaschine ohne Entnahme","Abfall","Abfall",0.33,"OPSD (2020)",2.7,2.6,{"$f":"(1-VLOOKUP(S841,Start!$H$33:$I$40,2,FALSE)/100)*W841","v":2.21},{"$f":"VLOOKUP(R841,Start!$C$9:$D$15,2,FALSE)+VLOOKUP(R841,Start!$C$23:$D$29,2,FALSE)","v":0},{"$f":"(Y841/T841)+Start!$D$19*(VLOOKUP(R841,Start!$M$33:$N$39,2,FALSE)/T841)+VLOOKUP(S841,Start!$C$33:$D$40,2,FALSE)","v":1}]
[null,null,"Ja","SEE972750176482","In Betrieb","BMW AG","KWK 5 Geb. 192.0",84130,"Dingolfing","Karl-Dompert-Straße 7","Bayern","2019-03-26","Erdgas","Erdgas, Erdölgas","Erdgas","Ja","Verbrennungsmotor","Erdgas","GuD",0.40589999999999998,"OPSD (2020)",4.5,4.37,{"$f":"(1-VLOOKUP(S842,Start!$H$33:$I$40,2,FALSE)/100)*W842","v":3.8019000000000003},{"$f":"VLOOKUP(R842,Start!$C$9:$D$15,2,FALSE)+VLOOKUP(R842,Start!$C$23:$D$29,2,FALSE)","v":45.66},{"$f":"(Y842/T842)+Start!$D$19*(VLOOKUP(R842,Start!$M$33:$N$39,2,FALSE)/T842)+VLOOKUP(S842,Start!$C$33:$D$40,2,FALSE)","v":155.88433111603842}]
[null,null,"Ja","SEE972779194474","In Betrieb","eins energie in sachsen GmbH & Co. KG","Motor-Heizkraftwerk Chemnitz-Nord, Motor 5",9114,"Chemnitz","Blankenburgstraße 2","Sachsen","2023-07-06","Erdgas","Erdgas, Erdölgas","Erdgas","Ja","Verbrennungsmotor","Erdgas","GuD",0.63,"Annahme basierend auf DIW (2014)",12.68,12.535,{"$f":"(1-VLOOKUP(S843,Start!$H$33:$I$40,2,FALSE)/100)*W843","v":10.90545},{"$f":"VLOOKUP(R843,Start!$C$9:$D$15,2,FALSE)+VLOOKUP(R843,Start!$C$23:$D$29,2,FALSE)","v":45.66},{"$f":"(Y843/T843)+Start!$D$19*(VLOOKUP(R843,Start!$M$33:$N$39,2,FALSE)/T843)+VLOOKUP(S843,Start!$C$33:$D$40,2,FALSE)","v":100.96761904761904}]
[null,null,"Ja","SEE972969049737","In Betrieb","K+S Minerals and Agriculture GmbH","KW ZI GT 1","39326 ","Zielitz",null,"Sachsen-Anhalt","1995-07-02","Erdgas","Erdgas, Erdölgas","Erdgas","Ja",null,"Erdgas","Gasturbine",0.35399999999999998,"Annahme basierend auf DIW (2014)",5.07,5.07,{"$f":"(1-VLOOKUP(S844,Start!$H$33:$I$40,2,FALSE)/100)*W844","v":4.4108999999999998},{"$f":"VLOOKUP(R844,Start!$C$9:$D$15,2,FALSE)+VLOOKUP(R844,Start!$C$23:$D$29,2,FALSE)","v":45.66},{"$f":"(Y844/T844)+Start!$D$19*(VLOOKUP(R844,Start!$M$33:$N$39,2,FALSE)/T844)+VLOOKUP(S844,Start!$C$33:$D$40,2,FALSE)","v":178.01864406779663}]
[null,null,"Ja","SEE973101826070","In Betrieb","Kraftwerk Plattling GmbH","Kraftwerk Plattling GT",94447,"Plattling","Gottlieb-Daimler-Straße 7","Bayern","2010-04-24","Erdgas","Erdgas, Erdölgas","Erdgas","Ja","Gasturbinen mit nachgeschalteter Dampfturbine","Erdgas","GuD",0.58499999999999996,"OPSD (2020)",78.156999999999996,78.156999999999996,{"$f":"(1-VLOOKUP(S845,Start!$H$33:$I$40,2,FALSE)/100)*W845","v":67.996589999999998},{"$f":"VLOOKUP(R845,Start!$C$9:$D$15,2,FALSE)+VLOOKUP(R845,Start!$C$23:$D$29,2,FALSE)","v":45.66},{"$f":"(Y845/T845)+Start!$D$19*(VLOOKUP(R845,Start!$M$33:$N$39,2,FALSE)/T845)+VLOOKUP(S845,Start!$C$33:$D$40,2,FALSE)","v":108.61897435897436}]
[null,null,"Ja","SEE973218123130","In Betrieb","Flughafen München GmbH","BHKW 1 - AGG3",85356,"München-Flughafen","Nordallee 18","Bayern","1992-05-08","Mineralölprodukte","Heizöl, leicht","Mineralölprodukte","Ja","Verbrennungsmotor","Öl","Öl",0.37619999999999998,"OPSD (2020)",1.58,1.52,{"$f":"(1-VLOOKUP(S846,Start!$H$33:$I$40,2,FALSE)/100)*W846","v":1.292},{"$f":"VLOOKUP(R846,Start!$C$9:$D$15,2,FALSE)+VLOOKUP(R846,Start!$C$23:$D$29,2,FALSE)","v":87.17},{"$f":"(Y846/T846)+Start!$D$19*(VLOOKUP(R846,Start!$M$33:$N$39,2,FALSE)/T846)+VLOOKUP(S846,Start!$C$33:$D$40,2,FALSE)","v":295.67836257309943}]
[null,null,"Ja","SEE973250051972","In Betrieb","Georg-August-Universität Göttingen","Gasturbine HKW",37075,"Göttingen","Rudolf-Diesel-Straße 10","Niedersachsen","1998-01-01","Erdgas","Erdgas, Erdölgas","Erdgas","Ja","Gasturbinen mit Abhitzekessel","Erdgas","GuD",0.38279999999999997,"OPSD (2020)",19.5,18.8,{"$f":"(1-VLOOKUP(S847,Start!$H$33:$I$40,2,FALSE)/100)*W847","v":16.356000000000002},{"$f":"VLOOKUP(R847,Start!$C$9:$D$15,2,FALSE)+VLOOKUP(R847,Start!$C$23:$D$29,2,FALSE)","v":45.66},{"$f":"(Y847/T847)+Start!$D$19*(VLOOKUP(R847,Start!$M$33:$N$39,2,FALSE)/T847)+VLOOKUP(S847,Start!$C$33:$D$40,2,FALSE)","v":165.20062695924764}]
[null,null,"Ja","SEE973271553004","In Betrieb","essity Operations Mainz-Kostheim GmbH","Turbine 5",55246,"Mainz-Kostheim","Kommerzienrat-Disch-Brücke 1","Hessen","2013-01-09","Erdgas","Erdgas, Erdölgas","Erdgas","Ja","Gegendruckmaschine mit Entnahme","Erdgas","GuD",0.4,"eigene Annahme",6.19,5.57,{"$f":"(1-VLOOKUP(S848,Start!$H$33:$I$40,2,FALSE)/100)*W848","v":4.8459000000000003},{"$f":"VLOOKUP(R848,Start!$C$9:$D$15,2,FALSE)+VLOOKUP(R848,Start!$C$23:$D$29,2,FALSE)","v":45.66},{"$f":"(Y848/T848)+Start!$D$19*(VLOOKUP(R848,Start!$M$33:$N$39,2,FALSE)/T848)+VLOOKUP(S848,Start!$C$33:$D$40,2,FALSE)","v":158.16149999999999}]
[null,null,"Ja","SEE973464796218","In Betrieb","LEIPA Georg Leinfelder GmbH","Dampfturbine FSK Kuhheide 32a",16303,"Schwedt","Kuhheide 34","Brandenburg","2011-04-01","nicht biogener Abfall","Abfall (Hausmüll, Siedl.abf.)","Abfall","Ja","Kondensationsmaschine mit Entnahme","Abfall","Abfall",0.33,"OPSD (2020)",32.4,28.904,{"$f":"(1-VLOOKUP(S849,Start!$H$33:$I$40,2,FALSE)/100)*W849","v":24.5684},{"$f":"VLOOKUP(R849,Start!$C$9:$D$15,2,FALSE)+VLOOKUP(R849,Start!$C$23:$D$29,2,FALSE)","v":0},{"$f":"(Y849/T849)+Start!$D$19*(VLOOKUP(R849,Start!$M$33:$N$39,2,FALSE)/T849)+VLOOKUP(S849,Start!$C$33:$D$40,2,FALSE)","v":1}]
[null,null,"Ja","SEE973737205324","In Betrieb","Gemeinschaftskraftwerk Irsching GmbH","Irsching 5 GT1",85088,"Vohburg","Paarstraße 30","Bayern","2010-01-01","Erdgas","Erdgas, Erdölgas","Erdgas","Nein","Gasturbinen mit nachgeschalteter Dampfturbine","Erdgas","GuD",0.59699999999999998,"OPSD (2020)",287,282,{"$f":"(1-VLOOKUP(S850,Start!$H$33:$I$40,2,FALSE)/100)*W850","v":245.34},{"$f":"VLOOKUP(R850,Start!$C$9:$D$15,2,FALSE)+VLOOKUP(R850,Start!$C$23:$D$29,2,FALSE)","v":45.66},{"$f":"(Y850/T850)+Start!$D$19*(VLOOKUP(R850,Start!$M$33:$N$39,2,FALSE)/T850)+VLOOKUP(S850,Start!$C$33:$D$40,2,FALSE)","v":106.46582914572863}]
[null,null,"Ja","SEE973793127974","In Betrieb","ArcelorMittal Bremen GmbH","KW Mittelsbüren Block 4",28237,"Bremen","Auf den Delben 35","Bremen","1975-12-15","andere Gase","Hochofengas, Konvertergas","Sonstige Energieträger (nicht erneuerbar)","Nein","Dampfmotor","Erdgas","GuD",0.315,"OPSD (2020)",240,160,{"$f":"(1-VLOOKUP(S851,Start!$H$33:$I$40,2,FALSE)/100)*W851","v":139.19999999999999},{"$f":"VLOOKUP(R851,Start!$C$9:$D$15,2,FALSE)+VLOOKUP(R851,Start!$C$23:$D$29,2,FALSE)","v":45.66},{"$f":"(Y851/T851)+Start!$D$19*(VLOOKUP(R851,Start!$M$33:$N$39,2,FALSE)/T851)+VLOOKUP(S851,Start!$C$33:$D$40,2,FALSE)","v":200.43523809523808}]
[null,null,"Ja","SEE974018310478","In Betrieb","KÄMMERER Energie GmbH","Generator 4",49090,"Osnabrück","Römereschstraße 33","Niedersachsen","1962-12-22","Braunkohle","Wirbelschichtkohle","Braunkohle","Ja","Sonstige","Braunkohle","Braunkohle",0.33,"eigene Annahme",11.25,9.1999999999999993,{"$f":"(1-VLOOKUP(S852,Start!$H$33:$I$40,2,FALSE)/100)*W852","v":8.0039999999999996},{"$f":"VLOOKUP(R852,Start!$C$9:$D$15,2,FALSE)+VLOOKUP(R852,Start!$C$23:$D$29,2,FALSE)","v":3.1},{"$f":"(Y852/T852)+Start!$D$19*(VLOOKUP(R852,Start!$M$33:$N$39,2,FALSE)/T852)+VLOOKUP(S852,Start!$C$33:$D$40,2,FALSE)","v":114.66484848484849}]
[null,null,"Ja","SEE974045584156","In Betrieb","EGGER Holzwerkstoffe Brilon GmbH & Co. KG","GT6",59929,"Brilon","Im Kissen 19","Nordrhein-Westfalen","1998-06-01","Erdgas","Erdgas, Erdölgas","Erdgas","Ja","Gasturbinen ohne Abhitzekessel","Erdgas","Gasturbine",0.36959999999999998,"OPSD (2020)",5,5,{"$f":"(1-VLOOKUP(S853,Start!$H$33:$I$40,2,FALSE)/100)*W853","v":4.3499999999999996},{"$f":"VLOOKUP(R853,Start!$C$9:$D$15,2,FALSE)+VLOOKUP(R853,Start!$C$23:$D$29,2,FALSE)","v":45.66},{"$f":"(Y853/T853)+Start!$D$19*(VLOOKUP(R853,Start!$M$33:$N$39,2,FALSE)/T853)+VLOOKUP(S853,Start!$C$33:$D$40,2,FALSE)","v":170.5470779220779}]
[null,null,"Ja","SEE974051053875","In Betrieb","Klingele Paper Weener SE & Co. KG","Turbine 4",26826,"Weener","Industriestraße 46","Niedersachsen","2021-08-12","nicht biogener Abfall","Abfall (Hausmüll, Siedl.abf.)","Abfall","Nein","Kondensationsmaschine ohne Entnahme","Abfall","Abfall",0.33,"eigene Annahme basierend auf OPSD (2020)",15.6,13.85,{"$f":"(1-VLOOKUP(S854,Start!$H$33:$I$40,2,FALSE)/100)*W854","v":11.772499999999999},{"$f":"VLOOKUP(R854,Start!$C$9:$D$15,2,FALSE)+VLOOKUP(R854,Start!$C$23:$D$29,2,FALSE)","v":0},{"$f":"(Y854/T854)+Start!$D$19*(VLOOKUP(R854,Start!$M$33:$N$39,2,FALSE)/T854)+VLOOKUP(S854,Start!$C$33:$D$40,2,FALSE)","v":1}]
[null,null,"Ja","SEE974201537415","In Betrieb","Uniper Kraftwerke GmbH","Huntorf GT",26931,"Elsfleth","Große Hellmer 4","Niedersachsen","1978-01-01","Erdgas","Erdgas, Erdölgas","Erdgas","Nein","Gasturbinen ohne Abhitzekessel","Erdgas","Gasturbine",0.42,"OPSD (2020)",323,321,{"$f":"(1-VLOOKUP(S855,Start!$H$33:$I$40,2,FALSE)/100)*W855","v":279.27},{"$f":"VLOOKUP(R855,Start!$C$9:$D$15,2,FALSE)+VLOOKUP(R855,Start!$C$23:$D$29,2,FALSE)","v":45.66},{"$f":"(Y855/T855)+Start!$D$19*(VLOOKUP(R855,Start!$M$33:$N$39,2,FALSE)/T855)+VLOOKUP(S855,Start!$C$33:$D$40,2,FALSE)","v":150.20142857142855}]
[null,null,"Ja","SEE974206815730","In Betrieb","Mineraloelraffinerie Oberrhein","TG-1901",76187,"Karlsruhe","Nördliche Raffineriestraße 1","Baden-Württemberg","1995-06-17","Mineralölprodukte","Raffineriegas","Mineralölprodukte","Ja","Kondensationsmaschine mit Entnahme","Öl","Öl",0.3795,"OPSD (2020)",8.1,7.3,{"$f":"(1-VLOOKUP(S856,Start!$H$33:$I$40,2,FALSE)/100)*W856","v":6.2050000000000001},{"$f":"VLOOKUP(R856,Start!$C$9:$D$15,2,FALSE)+VLOOKUP(R856,Start!$C$23:$D$29,2,FALSE)","v":87.17},{"$f":"(Y856/T856)+Start!$D$19*(VLOOKUP(R856,Start!$M$33:$N$39,2,FALSE)/T856)+VLOOKUP(S856,Start!$C$33:$D$40,2,FALSE)","v":293.1159420289855}]
[null,null,"Ja","SEE974236609859","In Betrieb","eins energie in sachsen GmbH & Co. KG","Motor-Heizkraftwerk Chemnitz-Nord, Motor 6",9114,"Chemnitz","Blankenburgstraße 2","Sachsen","2023-07-06","Erdgas","Erdgas, Erdölgas","Erdgas","Ja","Verbrennungsmotor","Erdgas","GuD",0.63,"Annahme basierend auf DIW (2014)",12.68,12.535,{"$f":"(1-VLOOKUP(S857,Start!$H$33:$I$40,2,FALSE)/100)*W857","v":10.90545},{"$f":"VLOOKUP(R857,Start!$C$9:$D$15,2,FALSE)+VLOOKUP(R857,Start!$C$23:$D$29,2,FALSE)","v":45.66},{"$f":"(Y857/T857)+Start!$D$19*(VLOOKUP(R857,Start!$M$33:$N$39,2,FALSE)/T857)+VLOOKUP(S857,Start!$C$33:$D$40,2,FALSE)","v":100.96761904761904}]
[null,null,"Ja","SEE974615285285","In Betrieb","EnBW Energie Baden-Württemberg AG","Heizkraftwerk Stuttgart-Gaisburg HKW 3 Motor 2",70327,"Stuttgart","Langwiesenweg 23","Baden-Württemberg","2018-08-29","Erdgas","Erdgas, Erdölgas","Erdgas","Ja","Verbrennungsmotor","Erdgas","GuD",0.40479999999999999,"OPSD (2020)",10.295,9.7170000000000005,{"$f":"(1-VLOOKUP(S858,Start!$H$33:$I$40,2,FALSE)/100)*W858","v":8.4537899999999997},{"$f":"VLOOKUP(R858,Start!$C$9:$D$15,2,FALSE)+VLOOKUP(R858,Start!$C$23:$D$29,2,FALSE)","v":45.66},{"$f":"(Y858/T858)+Start!$D$19*(VLOOKUP(R858,Start!$M$33:$N$39,2,FALSE)/T858)+VLOOKUP(S858,Start!$C$33:$D$40,2,FALSE)","v":156.30385375494069}]
[null,null,"Ja","SEE974711013546","In Betrieb","TotalEnergies Raffinerie Mitteldeutschland GmbH","Raffineriekraftwerk Leuna NDT",6237,"Leuna","Am Haupttor 3691","Sachsen-Anhalt","1997-01-01","Mineralölprodukte","Andere Mineralölprodukte","Mineralölprodukte","Nein","Kondensationsmaschine ohne Entnahme","Öl","Öl",0.38,"OPSD (2020)",34.200000000000003,29.8,{"$f":"(1-VLOOKUP(S859,Start!$H$33:$I$40,2,FALSE)/100)*W859","v":25.33},{"$f":"VLOOKUP(R859,Start!$C$9:$D$15,2,FALSE)+VLOOKUP(R859,Start!$C$23:$D$29,2,FALSE)","v":87.17},{"$f":"(Y859/T859)+Start!$D$19*(VLOOKUP(R859,Start!$M$33:$N$39,2,FALSE)/T859)+VLOOKUP(S859,Start!$C$33:$D$40,2,FALSE)","v":292.7315789473684}]
[null,null,"Ja","SEE974767618801","In Betrieb","Stadtwerke Duisburg AG","Mitte BHKW 2 Modul 2",47053,"Duisburg","Bungertstr. 27","Nordrhein-Westfalen","2023-05-17","Erdgas","Erdgas, Erdölgas","Erdgas","Ja","Verbrennungsmotor","Erdgas","GuD",0.63,"Annahme basierend auf DIW (2014)",4.5,4.4720000000000004,{"$f":"(1-VLOOKUP(S860,Start!$H$33:$I$40,2,FALSE)/100)*W860","v":3.8906400000000003},{"$f":"VLOOKUP(R860,Start!$C$9:$D$15,2,FALSE)+VLOOKUP(R860,Start!$C$23:$D$29,2,FALSE)","v":45.66},{"$f":"(Y860/T860)+Start!$D$19*(VLOOKUP(R860,Start!$M$33:$N$39,2,FALSE)/T860)+VLOOKUP(S860,Start!$C$33:$D$40,2,FALSE)","v":100.96761904761904}]
[null,null,"Ja","SEE974805767829","In Betrieb","Infraserv GmbH & Co. Höchst KG","IPH Strom GTX 8",65929,"Frankfurt","Brüningstraße 50","Hessen","2022-07-22","Erdgas","Erdgas, Erdölgas","Erdgas","Nein","Gasturbinen mit Abhitzekessel","Erdgas","Gasturbine",0.432,"Annahme basierend auf DIW (2014)",94,92,{"$f":"(1-VLOOKUP(S861,Start!$H$33:$I$40,2,FALSE)/100)*W861","v":80.040000000000006},{"$f":"VLOOKUP(R861,Start!$C$9:$D$15,2,FALSE)+VLOOKUP(R861,Start!$C$23:$D$29,2,FALSE)","v":45.66},{"$f":"(Y861/T861)+Start!$D$19*(VLOOKUP(R861,Start!$M$33:$N$39,2,FALSE)/T861)+VLOOKUP(S861,Start!$C$33:$D$40,2,FALSE)","v":146.05694444444444}]
[null,null,"Ja","SEE974883809046","In Betrieb","Vattenfall Wärme Berlin AG","HKW Reuter West Dampfturbine E",13599,"Berlin","Großer Spreering 5","Berlin","1988-08-01","Steinkohle","Steinkohlen","Steinkohle","Ja","Kondensationsmaschine mit Entnahme","Steinkohle","Steinkohle",0.4,"OPSD (2020)",300,282,{"$f":"(1-VLOOKUP(S862,Start!$H$33:$I$40,2,FALSE)/100)*W862","v":225.60000000000002},{"$f":"VLOOKUP(R862,Start!$C$9:$D$15,2,FALSE)+VLOOKUP(R862,Start!$C$23:$D$29,2,FALSE)","v":17.84},{"$f":"(Y862/T862)+Start!$D$19*(VLOOKUP(R862,Start!$M$33:$N$39,2,FALSE)/T862)+VLOOKUP(S862,Start!$C$33:$D$40,2,FALSE)","v":117.17549999999999}]
[null,null,"Ja","SEE974889284021","In Betrieb","ExxonMobil Production Deutschland GmbH","Expansionsturbinen S",26197,"Großenkneten","Vor dem Esch 12","Niedersachsen","1992-01-01","Druck aus Wasserleitungen","","Sonstige Energieträger (nicht erneuerbar)","Nein","Sonstige","Sonstige","Sonstige",0.38500000000000001,"eigene Annahme",1.3,1.2,{"$f":"(1-VLOOKUP(S863,Start!$H$33:$I$40,2,FALSE)/100)*W863","v":1.02},{"$f":"VLOOKUP(R863,Start!$C$9:$D$15,2,FALSE)+VLOOKUP(R863,Start!$C$23:$D$29,2,FALSE)","v":86.87},{"$f":"(Y863/T863)+Start!$D$19*(VLOOKUP(R863,Start!$M$33:$N$39,2,FALSE)/T863)+VLOOKUP(S863,Start!$C$33:$D$40,2,FALSE)","v":273.6607792207792}]
[null,null,"Ja","SEE974910236807","In Betrieb","BASF SE","N822 GE1",67063,"Ludwigshafen","Carl-Bosch-Straße 38","Rheinland-Pfalz","1991-01-01","Wärme","Dampf (zum Beispiel Prozesswärme)","Wärme","Nein","Gegendruckmaschine ohne Entnahme","Sonstige","Sonstige",0.38500000000000001,"eigene Annahme",2.7,2.65,{"$f":"(1-VLOOKUP(S864,Start!$H$33:$I$40,2,FALSE)/100)*W864","v":2.2524999999999999},{"$f":"VLOOKUP(R864,Start!$C$9:$D$15,2,FALSE)+VLOOKUP(R864,Start!$C$23:$D$29,2,FALSE)","v":86.87},{"$f":"(Y864/T864)+Start!$D$19*(VLOOKUP(R864,Start!$M$33:$N$39,2,FALSE)/T864)+VLOOKUP(S864,Start!$C$33:$D$40,2,FALSE)","v":273.6607792207792}]
[null,null,"Ja","SEE974941636973","In Betrieb","TWS Thüringer Wärme Service GmbH","HKW Schwarza TS 6",7407,"Rudolstadt","Breitscheidstraße 160","Thüringen","1962-01-01","Wärme","Dampf (zum Beispiel Prozesswärme)","Wärme","Ja","Gegendruckmaschine mit Entnahme","Sonstige","Sonstige",0.33,"eigene Annahme",8,7.8810000000000002,{"$f":"(1-VLOOKUP(S865,Start!$H$33:$I$40,2,FALSE)/100)*W865","v":6.6988500000000002},{"$f":"VLOOKUP(R865,Start!$C$9:$D$15,2,FALSE)+VLOOKUP(R865,Start!$C$23:$D$29,2,FALSE)","v":86.87},{"$f":"(Y865/T865)+Start!$D$19*(VLOOKUP(R865,Start!$M$33:$N$39,2,FALSE)/T865)+VLOOKUP(S865,Start!$C$33:$D$40,2,FALSE)","v":319.10424242424244}]
[null,null,"Ja","SEE975024902015","In Betrieb","Stadtwerke Lemgo GmbH","KWK-0004",32657,"Lemgo","Liemer Weg 71","Nordrhein-Westfalen","1995-09-01","andere Gase","Andere Gase","Sonstige Energieträger (nicht erneuerbar)","Ja","Gegendruckmaschine mit Entnahme","Erdgas","GuD",0.3861,"OPSD (2020)",2.5,2.42,{"$f":"(1-VLOOKUP(S866,Start!$H$33:$I$40,2,FALSE)/100)*W866","v":2.1053999999999999},{"$f":"VLOOKUP(R866,Start!$C$9:$D$15,2,FALSE)+VLOOKUP(R866,Start!$C$23:$D$29,2,FALSE)","v":45.66},{"$f":"(Y866/T866)+Start!$D$19*(VLOOKUP(R866,Start!$M$33:$N$39,2,FALSE)/T866)+VLOOKUP(S866,Start!$C$33:$D$40,2,FALSE)","v":163.80147630147627}]
[null,null,"Ja","SEE975094128629","In Betrieb","Braunschweiger Versorgungs-AG & Co. KG","HKW Mitte Kessel 12",38114,"Braunschweig","Reiherstraße 3","Niedersachsen","1971-07-15","Erdgas","Erdgas, Erdölgas","Erdgas","Ja","Gegendruckmaschine mit Entnahme","Erdgas","GuD",0.40949999999999998,"OPSD (2020)",22.4,20,{"$f":"(1-VLOOKUP(S867,Start!$H$33:$I$40,2,FALSE)/100)*W867","v":17.399999999999999},{"$f":"VLOOKUP(R867,Start!$C$9:$D$15,2,FALSE)+VLOOKUP(R867,Start!$C$23:$D$29,2,FALSE)","v":45.66},{"$f":"(Y867/T867)+Start!$D$19*(VLOOKUP(R867,Start!$M$33:$N$39,2,FALSE)/T867)+VLOOKUP(S867,Start!$C$33:$D$40,2,FALSE)","v":154.52710622710623}]
[null,null,"Ja","SEE975166535577","In Betrieb","DSM Nutritional Products GmbH","Dampfturbine DT4",79639,"Grenzach-Wyhlen","Emil-Barell-Straße 3","Baden-Württemberg","1979-01-01","Erdgas","Erdgas, Erdölgas","Erdgas","Ja","Kondensationsmaschine mit Entnahme","Erdgas","GuD",0.4037,"OPSD (2020)",8.1999999999999993,8,{"$f":"(1-VLOOKUP(S868,Start!$H$33:$I$40,2,FALSE)/100)*W868","v":6.96},{"$f":"VLOOKUP(R868,Start!$C$9:$D$15,2,FALSE)+VLOOKUP(R868,Start!$C$23:$D$29,2,FALSE)","v":45.66},{"$f":"(Y868/T868)+Start!$D$19*(VLOOKUP(R868,Start!$M$33:$N$39,2,FALSE)/T868)+VLOOKUP(S868,Start!$C$33:$D$40,2,FALSE)","v":156.72566262075799}]
[null,null,"Ja","SEE975188536989","In Betrieb","Energie SaarLorLux AG","HKW-Römerbrücke GuD-Anlage",66121,"Saarbrücken","Bismarckstraße 143","Saarland","2005-01-01","Erdgas","Erdgas, Erdölgas","Erdgas","Ja","Gasturbinen mit Abhitzekessel","Erdgas","GuD",0.5625,"OPSD (2020)",41,40,{"$f":"(1-VLOOKUP(S869,Start!$H$33:$I$40,2,FALSE)/100)*W869","v":34.799999999999997},{"$f":"VLOOKUP(R869,Start!$C$9:$D$15,2,FALSE)+VLOOKUP(R869,Start!$C$23:$D$29,2,FALSE)","v":45.66},{"$f":"(Y869/T869)+Start!$D$19*(VLOOKUP(R869,Start!$M$33:$N$39,2,FALSE)/T869)+VLOOKUP(S869,Start!$C$33:$D$40,2,FALSE)","v":112.90373333333334}]
[null,null,"Ja","SEE975193004329","In Betrieb","K+S Minerals and Agriculture GmbH","Kraftwerk WI DT4",36266,"Heringen","In der Aue 1","Hessen","1982-01-01","Erdgas","Erdgas, Erdölgas","Erdgas","Ja","Gegendruckmaschine ohne Entnahme","Erdgas","GuD",0.58050000000000002,"OPSD (2020)",28.504000000000001,28,{"$f":"(1-VLOOKUP(S870,Start!$H$33:$I$40,2,FALSE)/100)*W870","v":24.36},{"$f":"VLOOKUP(R870,Start!$C$9:$D$15,2,FALSE)+VLOOKUP(R870,Start!$C$23:$D$29,2,FALSE)","v":45.66},{"$f":"(Y870/T870)+Start!$D$19*(VLOOKUP(R870,Start!$M$33:$N$39,2,FALSE)/T870)+VLOOKUP(S870,Start!$C$33:$D$40,2,FALSE)","v":109.44935400516795}]
[null,null,"Ja","SEE975217906967","In Betrieb","ADM Hamburg Aktiengesellschaft","GT4",21107,"Hamburg","Nippoldstraße 117","Hamburg","2013-02-05","Erdgas","Erdgas, Erdölgas","Erdgas","Ja","Gasturbinen mit Abhitzekessel","Erdgas","GuD",0.37730000000000002,"OPSD (2020)",5.6879999999999997,5.5380000000000003,{"$f":"(1-VLOOKUP(S871,Start!$H$33:$I$40,2,FALSE)/100)*W871","v":4.81806},{"$f":"VLOOKUP(R871,Start!$C$9:$D$15,2,FALSE)+VLOOKUP(R871,Start!$C$23:$D$29,2,FALSE)","v":45.66},{"$f":"(Y871/T871)+Start!$D$19*(VLOOKUP(R871,Start!$M$33:$N$39,2,FALSE)/T871)+VLOOKUP(S871,Start!$C$33:$D$40,2,FALSE)","v":167.58693347468855}]
[null,null,"Ja","SEE975248607116","In Betrieb","LEIPA Georg Leinfelder GmbH","Dampfturbine GWK Kuhheide 34",16303,"Schwedt","Kuhheide 34","Brandenburg","2005-09-01","Erdgas","Erdgas, Erdölgas","Erdgas","Nein","Gegendruckmaschine ohne Entnahme","Erdgas","GuD",0.37,"eigene Annahme",5,4.7,{"$f":"(1-VLOOKUP(S872,Start!$H$33:$I$40,2,FALSE)/100)*W872","v":4.0890000000000004},{"$f":"VLOOKUP(R872,Start!$C$9:$D$15,2,FALSE)+VLOOKUP(R872,Start!$C$23:$D$29,2,FALSE)","v":45.66},{"$f":"(Y872/T872)+Start!$D$19*(VLOOKUP(R872,Start!$M$33:$N$39,2,FALSE)/T872)+VLOOKUP(S872,Start!$C$33:$D$40,2,FALSE)","v":170.86378378378379}]
[null,null,"Ja","SEE975343602986","In Betrieb","Martinswerk GmbH","KWK-Anlage: Generator 2",50127,"Bergheim","Kölner Straße 110","Nordrhein-Westfalen","1961-01-01","Braunkohle","Rohbraunkohlen","Braunkohle","Ja","Gegendruckmaschine mit Entnahme","Braunkohle","Braunkohle",0.38800000000000001,"OPSD (2020)",11,9.9,{"$f":"(1-VLOOKUP(S873,Start!$H$33:$I$40,2,FALSE)/100)*W873","v":8.6129999999999995},{"$f":"VLOOKUP(R873,Start!$C$9:$D$15,2,FALSE)+VLOOKUP(R873,Start!$C$23:$D$29,2,FALSE)","v":3.1},{"$f":"(Y873/T873)+Start!$D$19*(VLOOKUP(R873,Start!$M$33:$N$39,2,FALSE)/T873)+VLOOKUP(S873,Start!$C$33:$D$40,2,FALSE)","v":97.778350515463913}]
[null,null,"Ja","SEE975361659900","In Betrieb","Stadtwerke Düsseldorf AG","SWD KWL GuD F",40221,"Düsseldorf","Auf der Lausward 75","Nordrhein-Westfalen","2016-01-22","Erdgas","Erdgas, Erdölgas","Erdgas","Ja","Gasturbinen mit nachgeschalteter Dampfturbine","Erdgas","GuD",0.61199999999999999,"OPSD (2020)",605,595,{"$f":"(1-VLOOKUP(S874,Start!$H$33:$I$40,2,FALSE)/100)*W874","v":517.65},{"$f":"VLOOKUP(R874,Start!$C$9:$D$15,2,FALSE)+VLOOKUP(R874,Start!$C$23:$D$29,2,FALSE)","v":45.66},{"$f":"(Y874/T874)+Start!$D$19*(VLOOKUP(R874,Start!$M$33:$N$39,2,FALSE)/T874)+VLOOKUP(S874,Start!$C$33:$D$40,2,FALSE)","v":103.89313725490196}]
[null,null,"Ja","SEE975369197862","In Betrieb","Martinswerk GmbH","Notstromaggregat",50127,"Bergheim","Kölner Straße 110","Nordrhein-Westfalen","1961-01-01","Mineralölprodukte","Dieselkraftstoff","Mineralölprodukte","Ja","Verbrennungsmotor","Öl","Öl",0.3795,"OPSD (2020)",1.1200000000000001,0.76,{"$f":"(1-VLOOKUP(S875,Start!$H$33:$I$40,2,FALSE)/100)*W875","v":0.64600000000000002},{"$f":"VLOOKUP(R875,Start!$C$9:$D$15,2,FALSE)+VLOOKUP(R875,Start!$C$23:$D$29,2,FALSE)","v":87.17},{"$f":"(Y875/T875)+Start!$D$19*(VLOOKUP(R875,Start!$M$33:$N$39,2,FALSE)/T875)+VLOOKUP(S875,Start!$C$33:$D$40,2,FALSE)","v":293.1159420289855}]
[null,null,"Ja","SEE975464070619","In Betrieb","Neubrandenburger Stadtwerke GmbH","GT1",17034,"Neubrandenburg","Warliner Straße 22","Mecklenburg-Vorpommern","1997-05-16","Erdgas","Erdgas, Erdölgas","Erdgas","Ja","Gasturbinen mit nachgeschalteter Dampfturbine","Erdgas","GuD",0.52649999999999997,"OPSD (2020)",24.77,23.760999999999999,{"$f":"(1-VLOOKUP(S876,Start!$H$33:$I$40,2,FALSE)/100)*W876","v":20.672069999999998},{"$f":"VLOOKUP(R876,Start!$C$9:$D$15,2,FALSE)+VLOOKUP(R876,Start!$C$23:$D$29,2,FALSE)","v":45.66},{"$f":"(Y876/T876)+Start!$D$19*(VLOOKUP(R876,Start!$M$33:$N$39,2,FALSE)/T876)+VLOOKUP(S876,Start!$C$33:$D$40,2,FALSE)","v":120.52108262108263}]
[null,null,"Ja","SEE975507584615","In Betrieb","Grosskraftwerk Mannheim","GKM Block 8",68199,"Mannheim","Marguerrestraße 1","Baden-Württemberg","1993-04-05","Steinkohle","","Steinkohle","Ja","Gegendruckmaschine mit Entnahme","Steinkohle","Steinkohle",0.40749999999999997,"OPSD (2020)",480,435,{"$f":"(1-VLOOKUP(S877,Start!$H$33:$I$40,2,FALSE)/100)*W877","v":348},{"$f":"VLOOKUP(R877,Start!$C$9:$D$15,2,FALSE)+VLOOKUP(R877,Start!$C$23:$D$29,2,FALSE)","v":17.84},{"$f":"(Y877/T877)+Start!$D$19*(VLOOKUP(R877,Start!$M$33:$N$39,2,FALSE)/T877)+VLOOKUP(S877,Start!$C$33:$D$40,2,FALSE)","v":115.04282208588957}]
[null,null,"Ja","SEE975556152230","In Betrieb","EnBW Energie Baden-Württemberg AG","Heizkraftwerk Altbach/Deizisau HKW 2 GT E (Solobetrieb)",73776,"Altbach","Industriestraße 11","Baden-Württemberg","1997-04-30","Erdgas","Erdgas, Erdölgas","Erdgas","Ja","Gasturbinen mit Abhitzekessel","Erdgas","GuD",0.44,"OPSD (2020)",65,65,{"$f":"(1-VLOOKUP(S878,Start!$H$33:$I$40,2,FALSE)/100)*W878","v":56.55},{"$f":"VLOOKUP(R878,Start!$C$9:$D$15,2,FALSE)+VLOOKUP(R878,Start!$C$23:$D$29,2,FALSE)","v":45.66},{"$f":"(Y878/T878)+Start!$D$19*(VLOOKUP(R878,Start!$M$33:$N$39,2,FALSE)/T878)+VLOOKUP(S878,Start!$C$33:$D$40,2,FALSE)","v":143.91954545454544}]
[null,null,"Ja","SEE975793104498","In Betrieb","Stadtwerke Rosenheim GmbH & Co. KG","GM4",83022,"Rosenheim","Schönfeldstraße 15","Bayern","2013-04-10","Erdgas","Erdgas, Erdölgas","Erdgas","Ja","Verbrennungsmotor","Erdgas","GuD",0.48699999999999999,"OPSD (2018)",10.387,10.282999999999999,{"$f":"(1-VLOOKUP(S879,Start!$H$33:$I$40,2,FALSE)/100)*W879","v":8.9462099999999989},{"$f":"VLOOKUP(R879,Start!$C$9:$D$15,2,FALSE)+VLOOKUP(R879,Start!$C$23:$D$29,2,FALSE)","v":45.66},{"$f":"(Y879/T879)+Start!$D$19*(VLOOKUP(R879,Start!$M$33:$N$39,2,FALSE)/T879)+VLOOKUP(S879,Start!$C$33:$D$40,2,FALSE)","v":130.17474332648871}]
[null,null,"Ja","SEE975815924073","In Betrieb","Caterpillar Energy Solutions","P37",68167,"Mannheim","Carl-Benz-Straße 1","Baden-Württemberg","1994-05-02","Erdgas","Erdgas, Erdölgas","Erdgas","Nein","Verbrennungsmotor","Erdgas","GuD",0.38,"eigene Annahme",3.3330000000000002,3.2530000000000001,{"$f":"(1-VLOOKUP(S880,Start!$H$33:$I$40,2,FALSE)/100)*W880","v":2.8301099999999999},{"$f":"VLOOKUP(R880,Start!$C$9:$D$15,2,FALSE)+VLOOKUP(R880,Start!$C$23:$D$29,2,FALSE)","v":45.66},{"$f":"(Y880/T880)+Start!$D$19*(VLOOKUP(R880,Start!$M$33:$N$39,2,FALSE)/T880)+VLOOKUP(S880,Start!$C$33:$D$40,2,FALSE)","v":166.40684210526314}]
[null,null,"Ja","SEE975854838485","In Betrieb","BMW AG","BMW Landshut KWK 7",84030,"Landshut","Neidenburger Straße 13","Bayern","2018-07-08","Erdgas","Erdgas, Erdölgas","Erdgas","Ja","Verbrennungsmotor","Erdgas","GuD",0.4,"eigene Annahme",4.4729999999999999,4.3,{"$f":"(1-VLOOKUP(S881,Start!$H$33:$I$40,2,FALSE)/100)*W881","v":3.7409999999999997},{"$f":"VLOOKUP(R881,Start!$C$9:$D$15,2,FALSE)+VLOOKUP(R881,Start!$C$23:$D$29,2,FALSE)","v":45.66},{"$f":"(Y881/T881)+Start!$D$19*(VLOOKUP(R881,Start!$M$33:$N$39,2,FALSE)/T881)+VLOOKUP(S881,Start!$C$33:$D$40,2,FALSE)","v":158.16149999999999}]
[null,null,"Ja","SEE975925776395","In Betrieb","Klingele Paper Weener SE & Co. KG","GDT",26826,"Weener","Dr.-Werner-Klingele-Straße 1","Niedersachsen","2008-10-10","andere Gase","Andere Gase","Sonstige Energieträger (nicht erneuerbar)","Ja","Gegendruckmaschine ohne Entnahme","Sonstige","Sonstige",0.38500000000000001,"eigene Annahme",2.71,2.4900000000000002,{"$f":"(1-VLOOKUP(S882,Start!$H$33:$I$40,2,FALSE)/100)*W882","v":2.1165000000000003},{"$f":"VLOOKUP(R882,Start!$C$9:$D$15,2,FALSE)+VLOOKUP(R882,Start!$C$23:$D$29,2,FALSE)","v":86.87},{"$f":"(Y882/T882)+Start!$D$19*(VLOOKUP(R882,Start!$M$33:$N$39,2,FALSE)/T882)+VLOOKUP(S882,Start!$C$33:$D$40,2,FALSE)","v":273.6607792207792}]
[null,null,"Ja","SEE976193474983","In Betrieb","Currenta GmbH & Co. OHG","LEV KWG G21",51373,"Leverkusen","Kaiser-Wilhelm-Allee 80","Nordrhein-Westfalen","1989-07-28","Steinkohle","Steinkohlen","Steinkohle","Ja","Gegendruckmaschine ohne Entnahme","Steinkohle","Steinkohle",0.33,"OPSD (2020)",13.4,12.670999999999999,{"$f":"(1-VLOOKUP(S883,Start!$H$33:$I$40,2,FALSE)/100)*W883","v":10.136800000000001},{"$f":"VLOOKUP(R883,Start!$C$9:$D$15,2,FALSE)+VLOOKUP(R883,Start!$C$23:$D$29,2,FALSE)","v":17.84},{"$f":"(Y883/T883)+Start!$D$19*(VLOOKUP(R883,Start!$M$33:$N$39,2,FALSE)/T883)+VLOOKUP(S883,Start!$C$33:$D$40,2,FALSE)","v":141.75515151515151}]
[null,null,"Ja","SEE976219797843","In Betrieb","SWM Services GmbH","SWM HKW Sued GuD2 GT62",81371,"München","Schäftlarnstraße 15","Bayern","2021-12-31","Erdgas","Erdgas, Erdölgas","Erdgas","Ja","Gasturbinen mit nachgeschalteter Dampfturbine","Erdgas","GuD",0.55800000000000005,"OPSD (2020)",146.5,146.30000000000001,{"$f":"(1-VLOOKUP(S884,Start!$H$33:$I$40,2,FALSE)/100)*W884","v":127.28100000000001},{"$f":"VLOOKUP(R884,Start!$C$9:$D$15,2,FALSE)+VLOOKUP(R884,Start!$C$23:$D$29,2,FALSE)","v":45.66},{"$f":"(Y884/T884)+Start!$D$19*(VLOOKUP(R884,Start!$M$33:$N$39,2,FALSE)/T884)+VLOOKUP(S884,Start!$C$33:$D$40,2,FALSE)","v":113.80215053763439}]
[null,null,"Ja","SEE976252866650","In Betrieb","SWP Stadtwerke Pforzheim","MOT 5",75175,"Pforzheim","Hohwiesenweg 19","Baden-Württemberg","2021-06-15","Erdgas","Erdgas, Erdölgas","Erdgas","Ja","Verbrennungsmotor","Erdgas","GuD",0.45,"https://www.innio.com/de/loesungen/energieerzeugung/kraft-waerme-kopplung",10.387,10.199999999999999,{"$f":"(1-VLOOKUP(S885,Start!$H$33:$I$40,2,FALSE)/100)*W885","v":8.8739999999999988},{"$f":"VLOOKUP(R885,Start!$C$9:$D$15,2,FALSE)+VLOOKUP(R885,Start!$C$23:$D$29,2,FALSE)","v":45.66},{"$f":"(Y885/T885)+Start!$D$19*(VLOOKUP(R885,Start!$M$33:$N$39,2,FALSE)/T885)+VLOOKUP(S885,Start!$C$33:$D$40,2,FALSE)","v":140.75466666666665}]
[null,null,"Ja","SEE976320012538","In Betrieb","Salzgitter Flachstahl GmbH","Block2",38239,"Salzgitter","Eisenhüttenstraße 99","Niedersachsen","2010-08-15","andere Gase","Hochofengas, Konvertergas","Sonstige Energieträger (nicht erneuerbar)","Ja","Kondensationsmaschine mit Entnahme","Erdgas","GuD",0.58499999999999996,"Annahme basierend auf DIW (2014)",110,97,{"$f":"(1-VLOOKUP(S886,Start!$H$33:$I$40,2,FALSE)/100)*W886","v":84.39},{"$f":"VLOOKUP(R886,Start!$C$9:$D$15,2,FALSE)+VLOOKUP(R886,Start!$C$23:$D$29,2,FALSE)","v":45.66},{"$f":"(Y886/T886)+Start!$D$19*(VLOOKUP(R886,Start!$M$33:$N$39,2,FALSE)/T886)+VLOOKUP(S886,Start!$C$33:$D$40,2,FALSE)","v":108.61897435897436}]
[null,null,"Ja","SEE976376888927","In Betrieb","Nordzucker, Werk Klein Wanzleben","Gasturbine 1",39164,"Wanzleben-Börde","Magdeburger Landstraße 1","Sachsen-Anhalt","1994-07-04","Erdgas","Erdgas, Erdölgas","Erdgas","Ja","Gasturbinen mit Abhitzekessel","Erdgas","GuD",0.37840000000000001,"OPSD (2020)",4.95,4.92,{"$f":"(1-VLOOKUP(S887,Start!$H$33:$I$40,2,FALSE)/100)*W887","v":4.2804000000000002},{"$f":"VLOOKUP(R887,Start!$C$9:$D$15,2,FALSE)+VLOOKUP(R887,Start!$C$23:$D$29,2,FALSE)","v":45.66},{"$f":"(Y887/T887)+Start!$D$19*(VLOOKUP(R887,Start!$M$33:$N$39,2,FALSE)/T887)+VLOOKUP(S887,Start!$C$33:$D$40,2,FALSE)","v":167.10412262156444}]
[null,null,"Ja","SEE976414005279","In Betrieb","RWE Power AG","Neurath E",41517,"Grevenbroich","Energiestraße 101","Nordrhein-Westfalen","1976-02-22","Braunkohle","Rohbraunkohlen","Braunkohle","Ja","Kondensationsmaschine mit Entnahme","Braunkohle","Braunkohle",0.36599999999999999,"OPSD (2020)",645,604,{"$f":"(1-VLOOKUP(S888,Start!$H$33:$I$40,2,FALSE)/100)*W888","v":525.48},{"$f":"VLOOKUP(R888,Start!$C$9:$D$15,2,FALSE)+VLOOKUP(R888,Start!$C$23:$D$29,2,FALSE)","v":3.1},{"$f":"(Y888/T888)+Start!$D$19*(VLOOKUP(R888,Start!$M$33:$N$39,2,FALSE)/T888)+VLOOKUP(S888,Start!$C$33:$D$40,2,FALSE)","v":103.55355191256831}]
[null,null,"Ja","SEE976415135319","In Betrieb","Cargill Deutschland GmbH","BHKW Kre",47809,"Krefeld","Düsseldorfer Straße 191","Nordrhein-Westfalen","1996-06-30","Erdgas","Erdgas, Erdölgas","Erdgas","Ja","Verbrennungsmotor","Erdgas","GuD",0.44059999999999999,"OPSD (2020)",14.33,14,{"$f":"(1-VLOOKUP(S889,Start!$H$33:$I$40,2,FALSE)/100)*W889","v":12.18},{"$f":"VLOOKUP(R889,Start!$C$9:$D$15,2,FALSE)+VLOOKUP(R889,Start!$C$23:$D$29,2,FALSE)","v":45.66},{"$f":"(Y889/T889)+Start!$D$19*(VLOOKUP(R889,Start!$M$33:$N$39,2,FALSE)/T889)+VLOOKUP(S889,Start!$C$33:$D$40,2,FALSE)","v":143.72560145256466}]
[null,null,"Ja","SEE976459856379","In Betrieb","BASF SE","S300 VT1",67063,"Ludwigshafen","Carl-Bosch-Straße 38","Rheinland-Pfalz","1964-05-11","Wärme","Dampf (zum Beispiel Prozesswärme)","Sonstige Energieträger (nicht erneuerbar)","Ja","Gegendruckmaschine ohne Entnahme","Sonstige","Sonstige",0.34499999999999997,"Annahme basierend auf DIW (2014)",28.5,28,{"$f":"(1-VLOOKUP(S890,Start!$H$33:$I$40,2,FALSE)/100)*W890","v":23.8},{"$f":"VLOOKUP(R890,Start!$C$9:$D$15,2,FALSE)+VLOOKUP(R890,Start!$C$23:$D$29,2,FALSE)","v":86.87},{"$f":"(Y890/T890)+Start!$D$19*(VLOOKUP(R890,Start!$M$33:$N$39,2,FALSE)/T890)+VLOOKUP(S890,Start!$C$33:$D$40,2,FALSE)","v":305.27362318840585}]
[null,null,"Ja","SEE976489828827","In Betrieb","Currenta GmbH & Co. OHG","LEV KWG G11",51373,"Leverkusen","Kaiser-Wilhelm-Allee 80","Nordrhein-Westfalen","1955-10-25","Steinkohle","Steinkohlen","Steinkohle","Ja","Gegendruckmaschine ohne Entnahme","Steinkohle","Steinkohle",0.33,"OPSD (2020)",20,19.234999999999999,{"$f":"(1-VLOOKUP(S891,Start!$H$33:$I$40,2,FALSE)/100)*W891","v":15.388},{"$f":"VLOOKUP(R891,Start!$C$9:$D$15,2,FALSE)+VLOOKUP(R891,Start!$C$23:$D$29,2,FALSE)","v":17.84},{"$f":"(Y891/T891)+Start!$D$19*(VLOOKUP(R891,Start!$M$33:$N$39,2,FALSE)/T891)+VLOOKUP(S891,Start!$C$33:$D$40,2,FALSE)","v":141.75515151515151}]
[null,null,"Ja","SEE976549634931","In Betrieb","Stadtwerke Düsseldorf AG","SWD KWF GTKW",40233,"Düsseldorf","Behrenstraße 85","Nordrhein-Westfalen","1972-08-03","Mineralölprodukte","Heizöl, leicht","Mineralölprodukte","Nein","Gasturbinen ohne Abhitzekessel","Öl","Öl",0.30719999999999997,"OPSD (2020)",87.6,86.2,{"$f":"(1-VLOOKUP(S892,Start!$H$33:$I$40,2,FALSE)/100)*W892","v":73.27},{"$f":"VLOOKUP(R892,Start!$C$9:$D$15,2,FALSE)+VLOOKUP(R892,Start!$C$23:$D$29,2,FALSE)","v":87.17},{"$f":"(Y892/T892)+Start!$D$19*(VLOOKUP(R892,Start!$M$33:$N$39,2,FALSE)/T892)+VLOOKUP(S892,Start!$C$33:$D$40,2,FALSE)","v":361.86588541666669}]
[null,null,"Ja","SEE976589352260","In Betrieb","Müllheizkraftwerk Kassel GmbH","Müllheizkraftwerk Kassel M8",34123,"Kassel","Am Lossewerk 8","Hessen","2012-03-12","nicht biogener Abfall","Abfall (Hausmüll, Siedl.abf.)","Abfall","Ja","Kondensationsmaschine mit Entnahme","Abfall","Abfall",0.33,"OPSD (2020)",17.7,14.7,{"$f":"(1-VLOOKUP(S893,Start!$H$33:$I$40,2,FALSE)/100)*W893","v":12.494999999999999},{"$f":"VLOOKUP(R893,Start!$C$9:$D$15,2,FALSE)+VLOOKUP(R893,Start!$C$23:$D$29,2,FALSE)","v":0},{"$f":"(Y893/T893)+Start!$D$19*(VLOOKUP(R893,Start!$M$33:$N$39,2,FALSE)/T893)+VLOOKUP(S893,Start!$C$33:$D$40,2,FALSE)","v":1}]
[null,null,"Ja","SEE976607134694","In Betrieb","BMW AG","KWK 2 Geb. 192.0",84130,"Dingolfing","Karl-Dompert-Straße 7","Bayern","2014-07-15","Erdgas","Erdgas, Erdölgas","Erdgas","Ja","Verbrennungsmotor","Erdgas","GuD",0.58499999999999996,"Annahme basierend auf DIW (2014)",4.13,4.09,{"$f":"(1-VLOOKUP(S894,Start!$H$33:$I$40,2,FALSE)/100)*W894","v":3.5583},{"$f":"VLOOKUP(R894,Start!$C$9:$D$15,2,FALSE)+VLOOKUP(R894,Start!$C$23:$D$29,2,FALSE)","v":45.66},{"$f":"(Y894/T894)+Start!$D$19*(VLOOKUP(R894,Start!$M$33:$N$39,2,FALSE)/T894)+VLOOKUP(S894,Start!$C$33:$D$40,2,FALSE)","v":108.61897435897436}]
[null,null,"Ja","SEE976826191515","In Betrieb","MHB Hamm Betriebsführungsgesellschaft mbH","MVA Hamm Turbine 2",59075,"Hamm","Am Lausbach 2","Nordrhein-Westfalen","1985-01-01","nicht biogener Abfall","Abfall (Hausmüll, Siedl.abf.)","Abfall","Ja","Kondensationsmaschine mit Entnahme","Abfall","Abfall",0.33,"OPSD (2020)",8.9499999999999993,6.5,{"$f":"(1-VLOOKUP(S895,Start!$H$33:$I$40,2,FALSE)/100)*W895","v":5.5249999999999995},{"$f":"VLOOKUP(R895,Start!$C$9:$D$15,2,FALSE)+VLOOKUP(R895,Start!$C$23:$D$29,2,FALSE)","v":0},{"$f":"(Y895/T895)+Start!$D$19*(VLOOKUP(R895,Start!$M$33:$N$39,2,FALSE)/T895)+VLOOKUP(S895,Start!$C$33:$D$40,2,FALSE)","v":1}]
[null,null,"Ja","SEE976850689781","In Betrieb","BASF SE","GuD Mitte DT10",67063,"Ludwigshafen","Carl-Bosch-Straße 38","Rheinland-Pfalz","2005-05-12","Wärme","Dampf (zum Beispiel Prozesswärme)","Erdgas","Ja","Gasturbinen mit nachgeschalteter Dampfturbine","Erdgas","GuD",0.43,"OPSD (2020)",90.5,89.5,{"$f":"(1-VLOOKUP(S896,Start!$H$33:$I$40,2,FALSE)/100)*W896","v":77.864999999999995},{"$f":"VLOOKUP(R896,Start!$C$9:$D$15,2,FALSE)+VLOOKUP(R896,Start!$C$23:$D$29,2,FALSE)","v":45.66},{"$f":"(Y896/T896)+Start!$D$19*(VLOOKUP(R896,Start!$M$33:$N$39,2,FALSE)/T896)+VLOOKUP(S896,Start!$C$33:$D$40,2,FALSE)","v":147.23162790697674}]
[null,null,"Ja","SEE976877764072","In Betrieb","Flughafen München GmbH","BHKW 2 - GOM 2",85356,"München-Flughafen","Nordallee 18","Bayern","2014-12-04","Erdgas","Erdgas, Erdölgas","Erdgas","Ja","Verbrennungsmotor","Erdgas","GuD",0.40039999999999998,"OPSD (2020)",4.3,4.2069999999999999,{"$f":"(1-VLOOKUP(S897,Start!$H$33:$I$40,2,FALSE)/100)*W897","v":3.6600899999999998},{"$f":"VLOOKUP(R897,Start!$C$9:$D$15,2,FALSE)+VLOOKUP(R897,Start!$C$23:$D$29,2,FALSE)","v":45.66},{"$f":"(Y897/T897)+Start!$D$19*(VLOOKUP(R897,Start!$M$33:$N$39,2,FALSE)/T897)+VLOOKUP(S897,Start!$C$33:$D$40,2,FALSE)","v":158.00499500499501}]
[null,null,"Ja","SEE976880282228","In Betrieb","N-ERGIE Kraftwerke GmbH","HKW Sandreuth (DT2)",90441,"Nürnberg","Sandreuthstraße 55a","Bayern","1982-02-03","Erdgas","Erdgas, Erdölgas","Erdgas","Ja","Gegendruckmaschine mit Entnahme","Erdgas","GuD",0.5625,"OPSD (2020)",44.45,39.5,{"$f":"(1-VLOOKUP(S898,Start!$H$33:$I$40,2,FALSE)/100)*W898","v":34.365000000000002},{"$f":"VLOOKUP(R898,Start!$C$9:$D$15,2,FALSE)+VLOOKUP(R898,Start!$C$23:$D$29,2,FALSE)","v":45.66},{"$f":"(Y898/T898)+Start!$D$19*(VLOOKUP(R898,Start!$M$33:$N$39,2,FALSE)/T898)+VLOOKUP(S898,Start!$C$33:$D$40,2,FALSE)","v":112.90373333333334}]
[null,null,"Ja","SEE976907281142","In Betrieb","Fernwärmeversorgungs- GmbH Dessau","HKW Dessau",6842,"Dessau-Roßlau","An der Fine 4","Sachsen-Anhalt","1996-01-01","Erdgas","Erdgas, Erdölgas","Erdgas","Ja","Gasturbinen mit nachgeschalteter Dampfturbine","Erdgas","GuD",0.38059999999999999,"OPSD (2018)",39.835999999999999,39.119999999999997,{"$f":"(1-VLOOKUP(S899,Start!$H$33:$I$40,2,FALSE)/100)*W899","v":34.034399999999998},{"$f":"VLOOKUP(R899,Start!$C$9:$D$15,2,FALSE)+VLOOKUP(R899,Start!$C$23:$D$29,2,FALSE)","v":45.66},{"$f":"(Y899/T899)+Start!$D$19*(VLOOKUP(R899,Start!$M$33:$N$39,2,FALSE)/T899)+VLOOKUP(S899,Start!$C$33:$D$40,2,FALSE)","v":166.14687335785601}]
[null,null,"Ja","SEE976944273018","In Betrieb","Daimler Truck AG","Rollenprüfstand 1, Gebäude 38",76744,"Wörth","Daimlerstraße 1","Rheinland-Pfalz","2019-09-18","Mineralölprodukte","Dieselkraftstoff","Mineralölprodukte","Nein","Verbrennungsmotor","Öl","Öl",0.39929999999999999,"OPSD (2020)",1.36,1.36,{"$f":"(1-VLOOKUP(S900,Start!$H$33:$I$40,2,FALSE)/100)*W900","v":1.1560000000000001},{"$f":"VLOOKUP(R900,Start!$C$9:$D$15,2,FALSE)+VLOOKUP(R900,Start!$C$23:$D$29,2,FALSE)","v":87.17},{"$f":"(Y900/T900)+Start!$D$19*(VLOOKUP(R900,Start!$M$33:$N$39,2,FALSE)/T900)+VLOOKUP(S900,Start!$C$33:$D$40,2,FALSE)","v":278.63085399449039}]
[null,null,"Ja","SEE976995281321","In Betrieb","RhönEnergie Fulda GmbH","Kraftwerk Fulda Aggregat 3A",36043,"Fulda","Frankfurter Straße 4","Hessen","2010-01-01","Mineralölprodukte","Dieselkraftstoff","Mineralölprodukte","Nein","Verbrennungsmotor","Öl","Öl",0.39710000000000001,"OPSD (2020)",2.8450000000000002,2.76,{"$f":"(1-VLOOKUP(S901,Start!$H$33:$I$40,2,FALSE)/100)*W901","v":2.3459999999999996},{"$f":"VLOOKUP(R901,Start!$C$9:$D$15,2,FALSE)+VLOOKUP(R901,Start!$C$23:$D$29,2,FALSE)","v":87.17},{"$f":"(Y901/T901)+Start!$D$19*(VLOOKUP(R901,Start!$M$33:$N$39,2,FALSE)/T901)+VLOOKUP(S901,Start!$C$33:$D$40,2,FALSE)","v":280.1689750692521}]
[null,null,"Ja","SEE977050146562","In Betrieb","CR3-Kaffeeveredelung M. Hermsen GmbH","GT2",28237,"Bremen","Waterbergstraße 14","Bremen","2001-12-01","Erdgas","Erdgas, Erdölgas","Erdgas","Ja","Gasturbinen mit nachgeschalteter Dampfturbine","Erdgas","GuD",0.54900000000000004,"OPSD (2020)",5.2050000000000001,5.0250000000000004,{"$f":"(1-VLOOKUP(S902,Start!$H$33:$I$40,2,FALSE)/100)*W902","v":4.3717500000000005},{"$f":"VLOOKUP(R902,Start!$C$9:$D$15,2,FALSE)+VLOOKUP(R902,Start!$C$23:$D$29,2,FALSE)","v":45.66},{"$f":"(Y902/T902)+Start!$D$19*(VLOOKUP(R902,Start!$M$33:$N$39,2,FALSE)/T902)+VLOOKUP(S902,Start!$C$33:$D$40,2,FALSE)","v":115.64316939890709}]
[null,null,"Ja","SEE977273010268","In Betrieb","Evonik Operations GmbH","Kraftwerk IV, DT 411",45772,"Marl","Paul-Baumann-Straße 1","Nordrhein-Westfalen","2016-02-13","Erdgas","Erdgas, Erdölgas","Erdgas","Ja","Gegendruckmaschine ohne Entnahme","Erdgas","GuD",0.40260000000000001,"OPSD (2020)",11.189,11,{"$f":"(1-VLOOKUP(S903,Start!$H$33:$I$40,2,FALSE)/100)*W903","v":9.57},{"$f":"VLOOKUP(R903,Start!$C$9:$D$15,2,FALSE)+VLOOKUP(R903,Start!$C$23:$D$29,2,FALSE)","v":45.66},{"$f":"(Y903/T903)+Start!$D$19*(VLOOKUP(R903,Start!$M$33:$N$39,2,FALSE)/T903)+VLOOKUP(S903,Start!$C$33:$D$40,2,FALSE)","v":157.14977645305513}]
[null,null,"Ja","SEE977368296324","In Betrieb","SWP Stadtwerke Pforzheim","MOT 1",75175,"Pforzheim","Hohwiesenweg 19","Baden-Württemberg","2021-06-15","Erdgas","Erdgas, Erdölgas","Erdgas","Ja","Verbrennungsmotor","Erdgas","GuD",0.45,"https://www.innio.com/de/loesungen/energieerzeugung/kraft-waerme-kopplung",10.387,10.199999999999999,{"$f":"(1-VLOOKUP(S904,Start!$H$33:$I$40,2,FALSE)/100)*W904","v":8.8739999999999988},{"$f":"VLOOKUP(R904,Start!$C$9:$D$15,2,FALSE)+VLOOKUP(R904,Start!$C$23:$D$29,2,FALSE)","v":45.66},{"$f":"(Y904/T904)+Start!$D$19*(VLOOKUP(R904,Start!$M$33:$N$39,2,FALSE)/T904)+VLOOKUP(S904,Start!$C$33:$D$40,2,FALSE)","v":140.75466666666665}]
[null,null,"Ja","SEE977514334252","In Betrieb","Energieversorgung Offenbach AG","Müllheizkraftwerk Offenbach Turbine 2",63069,"Offenbach","Dietzenbacher Straße 189","Hessen","2006-06-30","nicht biogener Abfall","Abfall (Hausmüll, Siedl.abf.)","Abfall","Nein","Gegendruckmaschine ohne Entnahme","Abfall","Abfall",0.33,"OPSD (2020)",2.2799999999999998,2.12,{"$f":"(1-VLOOKUP(S905,Start!$H$33:$I$40,2,FALSE)/100)*W905","v":1.802},{"$f":"VLOOKUP(R905,Start!$C$9:$D$15,2,FALSE)+VLOOKUP(R905,Start!$C$23:$D$29,2,FALSE)","v":0},{"$f":"(Y905/T905)+Start!$D$19*(VLOOKUP(R905,Start!$M$33:$N$39,2,FALSE)/T905)+VLOOKUP(S905,Start!$C$33:$D$40,2,FALSE)","v":1}]
[null,null,"Ja","SEE977583940965","In Betrieb","Jäckering Mühlen- und Nährmittelwerke GmbH","BHKW Hafen - Modul 7",59067,"Hamm","Speicherstraße 15","Nordrhein-Westfalen","2017-12-28","Erdgas","Erdgas, Erdölgas","Erdgas","Ja","Verbrennungsmotor","Erdgas","GuD",0.4,"eigene Annahme",2.1930000000000001,2.1760000000000002,{"$f":"(1-VLOOKUP(S906,Start!$H$33:$I$40,2,FALSE)/100)*W906","v":1.8931200000000001},{"$f":"VLOOKUP(R906,Start!$C$9:$D$15,2,FALSE)+VLOOKUP(R906,Start!$C$23:$D$29,2,FALSE)","v":45.66},{"$f":"(Y906/T906)+Start!$D$19*(VLOOKUP(R906,Start!$M$33:$N$39,2,FALSE)/T906)+VLOOKUP(S906,Start!$C$33:$D$40,2,FALSE)","v":158.16149999999999}]
[null,null,"Ja","SEE977613214097","In Betrieb","Energieversorgung Schwerin GmbH & Co. Erzeugung KG","SN-Süd-GUD-GT01",19061,"Schwerin","Pampower Str. 50","Mecklenburg-Vorpommern","2022-11-10","Erdgas","Erdgas, Erdölgas","Erdgas","Ja","Gasturbinen mit Abhitzekessel","Erdgas","Gasturbine",0.432,"Annahme basierend auf DIW (2014)",25.2,25,{"$f":"(1-VLOOKUP(S907,Start!$H$33:$I$40,2,FALSE)/100)*W907","v":21.75},{"$f":"VLOOKUP(R907,Start!$C$9:$D$15,2,FALSE)+VLOOKUP(R907,Start!$C$23:$D$29,2,FALSE)","v":45.66},{"$f":"(Y907/T907)+Start!$D$19*(VLOOKUP(R907,Start!$M$33:$N$39,2,FALSE)/T907)+VLOOKUP(S907,Start!$C$33:$D$40,2,FALSE)","v":146.05694444444444}]
[null,null,"Ja","SEE977622942226","In Betrieb","Iqony Gasmotoren Fenne 1 GmbH","Gasmotor 1 Mod.",66333,"Völklingen","Saarbrücker Straße 135-137","Saarland","2021-11-05","Erdgas","Erdgas, Erdölgas","Erdgas","Ja","Verbrennungsmotor","Erdgas","GuD",0.45,"https://www.steag.com/de/leistungen/konventionelle-energieerzeugung",3.3519999999999999,3.3340000000000001,{"$f":"(1-VLOOKUP(S908,Start!$H$33:$I$40,2,FALSE)/100)*W908","v":2.9005800000000002},{"$f":"VLOOKUP(R908,Start!$C$9:$D$15,2,FALSE)+VLOOKUP(R908,Start!$C$23:$D$29,2,FALSE)","v":45.66},{"$f":"(Y908/T908)+Start!$D$19*(VLOOKUP(R908,Start!$M$33:$N$39,2,FALSE)/T908)+VLOOKUP(S908,Start!$C$33:$D$40,2,FALSE)","v":140.75466666666665}]
[null,null,"Ja","SEE977708202411","In Betrieb","Pfeifer & Langen GmbH ＆ Co. KG","Appeldorn Generator 1",47546,"Kalkar","Reeser Straße 280","Nordrhein-Westfalen","1977-09-01","Erdgas","Erdgas, Erdölgas","Erdgas","Ja","Gegendruckmaschine ohne Entnahme","Erdgas","GuD",0.38719999999999999,"OPSD (2020)",6.12,5.718,{"$f":"(1-VLOOKUP(S909,Start!$H$33:$I$40,2,FALSE)/100)*W909","v":4.9746600000000001},{"$f":"VLOOKUP(R909,Start!$C$9:$D$15,2,FALSE)+VLOOKUP(R909,Start!$C$23:$D$29,2,FALSE)","v":45.66},{"$f":"(Y909/T909)+Start!$D$19*(VLOOKUP(R909,Start!$M$33:$N$39,2,FALSE)/T909)+VLOOKUP(S909,Start!$C$33:$D$40,2,FALSE)","v":163.34039256198346}]
[null,null,"Ja","SEE977770417713","In Betrieb","SWN Stadtwerke Neumünster GmbH","T3",24534,"Neumünster","Bismarckstraße 51","Schleswig-Holstein","1979-07-06","nicht biogener Abfall","Abfall (Hausmüll, Siedl.abf.)","Abfall","Ja","Gegendruckmaschine mit Entnahme","Abfall","Abfall",0.33,"OPSD (2020)",15.52,12.522,{"$f":"(1-VLOOKUP(S910,Start!$H$33:$I$40,2,FALSE)/100)*W910","v":10.643699999999999},{"$f":"VLOOKUP(R910,Start!$C$9:$D$15,2,FALSE)+VLOOKUP(R910,Start!$C$23:$D$29,2,FALSE)","v":0},{"$f":"(Y910/T910)+Start!$D$19*(VLOOKUP(R910,Start!$M$33:$N$39,2,FALSE)/T910)+VLOOKUP(S910,Start!$C$33:$D$40,2,FALSE)","v":1}]
[null,null,"Ja","SEE977834211387","In Betrieb","MM Neuss GmbH","MM Neuss GmbH GT2",41460,"Neuss","Düsseldorfer Straße 182","Nordrhein-Westfalen","1992-07-01","Erdgas","Erdgas, Erdölgas","Erdgas","Ja","Gasturbinen mit Abhitzekessel","Erdgas","GuD",0.495,"Annahme basierend auf DIW (2014)",6.2,4.8,{"$f":"(1-VLOOKUP(S911,Start!$H$33:$I$40,2,FALSE)/100)*W911","v":4.1760000000000002},{"$f":"VLOOKUP(R911,Start!$C$9:$D$15,2,FALSE)+VLOOKUP(R911,Start!$C$23:$D$29,2,FALSE)","v":45.66},{"$f":"(Y911/T911)+Start!$D$19*(VLOOKUP(R911,Start!$M$33:$N$39,2,FALSE)/T911)+VLOOKUP(S911,Start!$C$33:$D$40,2,FALSE)","v":128.09515151515151}]
[null,null,"Ja","SEE977898966292","In Betrieb","MVR Müllverwertung Rugenberger Damm GmbH","MVR Rugenberger Damm Müll",21129,"Hamburg","Rugenberger Damm 1","Hamburg","1999-02-16","nicht biogener Abfall","Abfall (Hausmüll, Siedl.abf.)","Abfall","Ja","Kondensationsmaschine mit Entnahme","Abfall","Abfall",0.33,"OPSD (2020)",28.875,23.875,{"$f":"(1-VLOOKUP(S912,Start!$H$33:$I$40,2,FALSE)/100)*W912","v":20.293749999999999},{"$f":"VLOOKUP(R912,Start!$C$9:$D$15,2,FALSE)+VLOOKUP(R912,Start!$C$23:$D$29,2,FALSE)","v":0},{"$f":"(Y912/T912)+Start!$D$19*(VLOOKUP(R912,Start!$M$33:$N$39,2,FALSE)/T912)+VLOOKUP(S912,Start!$C$33:$D$40,2,FALSE)","v":1}]
[null,null,"Ja","SEE977956291342","In Betrieb","Ford-Werke GmbH","BHKW Ford Saarlouis Modul 1",66740,"Saarlouis","Henry-Ford-Straße 1","Saarland","2016-10-28","Erdgas","Erdgas, Erdölgas","Erdgas","Ja","Verbrennungsmotor","Erdgas","GuD",0.40260000000000001,"OPSD (2020)",4.4039999999999999,4.3220000000000001,{"$f":"(1-VLOOKUP(S913,Start!$H$33:$I$40,2,FALSE)/100)*W913","v":3.7601399999999998},{"$f":"VLOOKUP(R913,Start!$C$9:$D$15,2,FALSE)+VLOOKUP(R913,Start!$C$23:$D$29,2,FALSE)","v":45.66},{"$f":"(Y913/T913)+Start!$D$19*(VLOOKUP(R913,Start!$M$33:$N$39,2,FALSE)/T913)+VLOOKUP(S913,Start!$C$33:$D$40,2,FALSE)","v":157.14977645305513}]
[null,null,"Ja","SEE978207781308","In Betrieb","RheinEnergie AG","GuD Merkenich RheinEnergie",50769,"Köln","Merkenicher Hauptstr. 2","Nordrhein-Westfalen","2004-01-27","Erdgas","Erdgas, Erdölgas","Erdgas","Ja","Kondensationsmaschine mit Entnahme","Erdgas","GuD",0.53,"OPSD (2020)",110.2,108.2,{"$f":"(1-VLOOKUP(S914,Start!$H$33:$I$40,2,FALSE)/100)*W914","v":94.134},{"$f":"VLOOKUP(R914,Start!$C$9:$D$15,2,FALSE)+VLOOKUP(R914,Start!$C$23:$D$29,2,FALSE)","v":45.66},{"$f":"(Y914/T914)+Start!$D$19*(VLOOKUP(R914,Start!$M$33:$N$39,2,FALSE)/T914)+VLOOKUP(S914,Start!$C$33:$D$40,2,FALSE)","v":119.73509433962263}]
[null,null,"Ja","SEE978267393503","In Betrieb","Hamburger Stadtentwässerung","VERA Dampfturbine",20457,"Hamburg","Köhlbranddeich 1","Hamburg","1997-11-26","Klärschlamm","","sonstige Energieträger (nicht erneuerbar)","Ja","Kondensationsmaschine mit Entnahme","Sonstige","Sonstige",0.38500000000000001,"eigene Annahme",5.2,3.6,{"$f":"(1-VLOOKUP(S915,Start!$H$33:$I$40,2,FALSE)/100)*W915","v":3.06},{"$f":"VLOOKUP(R915,Start!$C$9:$D$15,2,FALSE)+VLOOKUP(R915,Start!$C$23:$D$29,2,FALSE)","v":86.87},{"$f":"(Y915/T915)+Start!$D$19*(VLOOKUP(R915,Start!$M$33:$N$39,2,FALSE)/T915)+VLOOKUP(S915,Start!$C$33:$D$40,2,FALSE)","v":273.6607792207792}]
[null,null,"Ja","SEE978399772948","In Betrieb","WSW Energie & Wasser AG","GT12",42275,"Wuppertal","Am Clef 32","Nordrhein-Westfalen","2005-12-30","Erdgas","Erdgas, Erdölgas","Erdgas","Ja","Gasturbinen mit Abhitzekessel","Erdgas","GuD",0.5625,"OPSD (2020)",28.5,27.6,{"$f":"(1-VLOOKUP(S916,Start!$H$33:$I$40,2,FALSE)/100)*W916","v":24.012},{"$f":"VLOOKUP(R916,Start!$C$9:$D$15,2,FALSE)+VLOOKUP(R916,Start!$C$23:$D$29,2,FALSE)","v":45.66},{"$f":"(Y916/T916)+Start!$D$19*(VLOOKUP(R916,Start!$M$33:$N$39,2,FALSE)/T916)+VLOOKUP(S916,Start!$C$33:$D$40,2,FALSE)","v":112.90373333333334}]
[null,null,"Ja","SEE978426302629","In Betrieb","RhönEnergie Fulda GmbH","Kraftwerk Fulda Aggregat 2",36043,"Fulda","Frankfurter Straße 4","Hessen","2010-01-01","Mineralölprodukte","Dieselkraftstoff","Mineralölprodukte","Nein","Verbrennungsmotor","Öl","Öl",0.39710000000000001,"OPSD (2020)",6.47,6.29,{"$f":"(1-VLOOKUP(S917,Start!$H$33:$I$40,2,FALSE)/100)*W917","v":5.3464999999999998},{"$f":"VLOOKUP(R917,Start!$C$9:$D$15,2,FALSE)+VLOOKUP(R917,Start!$C$23:$D$29,2,FALSE)","v":87.17},{"$f":"(Y917/T917)+Start!$D$19*(VLOOKUP(R917,Start!$M$33:$N$39,2,FALSE)/T917)+VLOOKUP(S917,Start!$C$33:$D$40,2,FALSE)","v":280.1689750692521}]
[null,null,"Ja","SEE978654614532","In Betrieb","RWE Generation SE","Gersteinwerk H1",59368,"Werne","Hammer Straße 2","Nordrhein-Westfalen","2022-12-14","Erdgas","Erdgas, Erdölgas","Erdgas","Nein","Gasturbinen ohne Abhitzekessel","Erdgas","Gasturbine",0.432,"Annahme basierend auf DIW (2014)",46,46,{"$f":"(1-VLOOKUP(S918,Start!$H$33:$I$40,2,FALSE)/100)*W918","v":40.020000000000003},{"$f":"VLOOKUP(R918,Start!$C$9:$D$15,2,FALSE)+VLOOKUP(R918,Start!$C$23:$D$29,2,FALSE)","v":45.66},{"$f":"(Y918/T918)+Start!$D$19*(VLOOKUP(R918,Start!$M$33:$N$39,2,FALSE)/T918)+VLOOKUP(S918,Start!$C$33:$D$40,2,FALSE)","v":146.05694444444444}]
[null,null,"Ja","SEE978888539755","In Betrieb","Stadtwerke Cottbus GmbH","Mittel-Niederdruckdampfturbine",3052,"Cottbus","Werner-von-Siemens-Straße 16","Brandenburg","1999-03-23","Erdgas","Erdgas, Erdölgas","Erdgas","Ja","Kondensationsmaschine mit Entnahme","Braunkohle","Braunkohle",0.4,"OPSD (2020)",48.9,45,{"$f":"(1-VLOOKUP(S919,Start!$H$33:$I$40,2,FALSE)/100)*W919","v":39.15},{"$f":"VLOOKUP(R919,Start!$C$9:$D$15,2,FALSE)+VLOOKUP(R919,Start!$C$23:$D$29,2,FALSE)","v":3.1},{"$f":"(Y919/T919)+Start!$D$19*(VLOOKUP(R919,Start!$M$33:$N$39,2,FALSE)/T919)+VLOOKUP(S919,Start!$C$33:$D$40,2,FALSE)","v":94.896000000000001}]
[null,null,"Ja","SEE978934537223","In Betrieb","AMK-Abfallentsorgungsgesellschaft des Märkischen Kreises mbH","Dieselaggregat 3",58636,"Iserlohn","Giesestraße 10","Nordrhein-Westfalen","2005-12-07","Mineralölprodukte","Heizöl, leicht","Mineralölprodukte","Nein","Verbrennungsmotor","Öl","Öl",0.33,"OPSD (2020)",1.79,1.615,{"$f":"(1-VLOOKUP(S920,Start!$H$33:$I$40,2,FALSE)/100)*W920","v":1.3727499999999999},{"$f":"VLOOKUP(R920,Start!$C$9:$D$15,2,FALSE)+VLOOKUP(R920,Start!$C$23:$D$29,2,FALSE)","v":87.17},{"$f":"(Y920/T920)+Start!$D$19*(VLOOKUP(R920,Start!$M$33:$N$39,2,FALSE)/T920)+VLOOKUP(S920,Start!$C$33:$D$40,2,FALSE)","v":336.93333333333328}]
[null,null,"Ja","SEE978971638464","befristete Strommarktrückkehr","RWE Power AG","Neurath C",41517,"Grevenbroich","Energiestraße 101","Nordrhein-Westfalen","1973-03-21","Braunkohle","Rohbraunkohlen","Braunkohle","Nein","Kondensationsmaschine mit Entnahme","Braunkohle","Braunkohle",0.3352,"OPSD (2020)",316,292,{"$f":"(1-VLOOKUP(S921,Start!$H$33:$I$40,2,FALSE)/100)*W921","v":254.04},{"$f":"VLOOKUP(R921,Start!$C$9:$D$15,2,FALSE)+VLOOKUP(R921,Start!$C$23:$D$29,2,FALSE)","v":3.1},{"$f":"(Y921/T921)+Start!$D$19*(VLOOKUP(R921,Start!$M$33:$N$39,2,FALSE)/T921)+VLOOKUP(S921,Start!$C$33:$D$40,2,FALSE)","v":112.91241050119332}]
[null,null,"Ja","SEE979353792927","In Betrieb","Stadtwerke Kiel AG","Küstenkraftwerk K.I.E.L Motor 18",24149,"Kiel","Hasselfelde 30","Schleswig-Holstein","2018-07-09","Erdgas","Erdgas, Erdölgas","Erdgas","Ja","Verbrennungsmotor","Erdgas","GuD",0.40589999999999998,"OPSD (2020)",9.5709999999999997,9.4559999999999995,{"$f":"(1-VLOOKUP(S922,Start!$H$33:$I$40,2,FALSE)/100)*W922","v":8.2267200000000003},{"$f":"VLOOKUP(R922,Start!$C$9:$D$15,2,FALSE)+VLOOKUP(R922,Start!$C$23:$D$29,2,FALSE)","v":45.66},{"$f":"(Y922/T922)+Start!$D$19*(VLOOKUP(R922,Start!$M$33:$N$39,2,FALSE)/T922)+VLOOKUP(S922,Start!$C$33:$D$40,2,FALSE)","v":155.88433111603842}]
[null,null,"Ja","SEE979396678813","In Betrieb","K+S Minerals and Agriculture GmbH","Kraftwerk ZI DT1",39326,"Zielitz","Farsleber Straße 1","Sachsen-Anhalt","1980-07-02","Wärme","Dampf (zum Beispiel Prozesswärme)","Erdgas","Ja","Kondensationsmaschine ohne Entnahme","Erdgas","GuD",0.38059999999999999,"OPSD (2020)",18.335999999999999,18.100000000000001,{"$f":"(1-VLOOKUP(S923,Start!$H$33:$I$40,2,FALSE)/100)*W923","v":15.747000000000002},{"$f":"VLOOKUP(R923,Start!$C$9:$D$15,2,FALSE)+VLOOKUP(R923,Start!$C$23:$D$29,2,FALSE)","v":45.66},{"$f":"(Y923/T923)+Start!$D$19*(VLOOKUP(R923,Start!$M$33:$N$39,2,FALSE)/T923)+VLOOKUP(S923,Start!$C$33:$D$40,2,FALSE)","v":166.14687335785601}]
[null,null,"Ja","SEE979423615132","In Betrieb","EGK Entsorgungsgesellschaft Krefeld GmbH & Co. KG","Turbine 1",47829,"Krefeld","Parkstraße 234","Nordrhein-Westfalen","1974-08-27","Wärme","Dampf (zum Beispiel Prozesswärme)","Abfall","Ja","Gegendruckmaschine ohne Entnahme","Abfall","Abfall",0.33,"OPSD (2020)",1.4,0.93,{"$f":"(1-VLOOKUP(S924,Start!$H$33:$I$40,2,FALSE)/100)*W924","v":0.79049999999999998},{"$f":"VLOOKUP(R924,Start!$C$9:$D$15,2,FALSE)+VLOOKUP(R924,Start!$C$23:$D$29,2,FALSE)","v":0},{"$f":"(Y924/T924)+Start!$D$19*(VLOOKUP(R924,Start!$M$33:$N$39,2,FALSE)/T924)+VLOOKUP(S924,Start!$C$33:$D$40,2,FALSE)","v":1}]
[null,null,"Ja","SEE979426528330","In Betrieb","SWU Energie GmbH","BHKW Neu-Ulm M2",89231,"Neu-Ulm","Bradleystraße 32.5","Bayern","2021-12-14","Erdgas","Erdgas, Erdölgas","Erdgas","Ja","Verbrennungsmotor","Erdgas","GuD",0.63,"Annahme basierend auf DIW (2014)",2.6760000000000002,2.6219999999999999,{"$f":"(1-VLOOKUP(S925,Start!$H$33:$I$40,2,FALSE)/100)*W925","v":2.2811399999999997},{"$f":"VLOOKUP(R925,Start!$C$9:$D$15,2,FALSE)+VLOOKUP(R925,Start!$C$23:$D$29,2,FALSE)","v":45.66},{"$f":"(Y925/T925)+Start!$D$19*(VLOOKUP(R925,Start!$M$33:$N$39,2,FALSE)/T925)+VLOOKUP(S925,Start!$C$33:$D$40,2,FALSE)","v":100.96761904761904}]
[null,null,"Ja","SEE979557573551","In Betrieb","Karlsruher Institut für Technologie","KIT_CN_BHKW_612",76344,"Eggenstein-Leopoldshafen","Hermann-von-Helmholtz-Platz 1","Baden-Württemberg","2016-12-05","Erdgas","Erdgas, Erdölgas","Erdgas","Ja","Verbrennungsmotor","Erdgas","GuD",0.32500000000000001,"https://www.energysystem-yanmar.com/technologien/blockheizkraftwerk/BHKW_Technische-Daten_25-30.pdf",1.9990000000000001,1.98,{"$f":"(1-VLOOKUP(S926,Start!$H$33:$I$40,2,FALSE)/100)*W926","v":1.7225999999999999},{"$f":"VLOOKUP(R926,Start!$C$9:$D$15,2,FALSE)+VLOOKUP(R926,Start!$C$23:$D$29,2,FALSE)","v":45.66},{"$f":"(Y926/T926)+Start!$D$19*(VLOOKUP(R926,Start!$M$33:$N$39,2,FALSE)/T926)+VLOOKUP(S926,Start!$C$33:$D$40,2,FALSE)","v":194.31415384615383}]
[null,null,"Ja","SEE979557966681","In Betrieb","Kraftwerke Mainz-Wiesbaden AG","BHKW KW5 55",55120,"Mainz","Kraftwerkallee 1","Rheinland-Pfalz","2020-12-23","Erdgas","Erdgas, Erdölgas","Erdgas","Ja","Verbrennungsmotor","Erdgas","GuD",0.45,"https://www.kmw-ag.de/anlagen/blockheizkraftwerk/",10.02,9.93,{"$f":"(1-VLOOKUP(S927,Start!$H$33:$I$40,2,FALSE)/100)*W927","v":8.6390999999999991},{"$f":"VLOOKUP(R927,Start!$C$9:$D$15,2,FALSE)+VLOOKUP(R927,Start!$C$23:$D$29,2,FALSE)","v":45.66},{"$f":"(Y927/T927)+Start!$D$19*(VLOOKUP(R927,Start!$M$33:$N$39,2,FALSE)/T927)+VLOOKUP(S927,Start!$C$33:$D$40,2,FALSE)","v":140.75466666666665}]
[null,null,"Ja","SEE979779484642","In Betrieb","Energie SaarLorLux AG","HKW-Römerbrücke Dampfturbinenanlage DT2",66121,"Saarbrücken","Bismarckstraße 143","Saarland","1988-06-27","Erdgas","Erdgas, Erdölgas","Erdgas","Ja","Kondensationsmaschine mit Entnahme","Steinkohle","Steinkohle",0.42,"OPSD (2020)",56,53,{"$f":"(1-VLOOKUP(S928,Start!$H$33:$I$40,2,FALSE)/100)*W928","v":42.400000000000006},{"$f":"VLOOKUP(R928,Start!$C$9:$D$15,2,FALSE)+VLOOKUP(R928,Start!$C$23:$D$29,2,FALSE)","v":17.84},{"$f":"(Y928/T928)+Start!$D$19*(VLOOKUP(R928,Start!$M$33:$N$39,2,FALSE)/T928)+VLOOKUP(S928,Start!$C$33:$D$40,2,FALSE)","v":111.65761904761904}]
[null,null,"Ja","SEE979791664664","In Betrieb","Salzgitter Flachstahl GmbH","Ma 2",38239,"Salzgitter","Eisenhüttenstraße 99","Niedersachsen","2006-07-15","andere Gase","Hochofengas, Konvertergas","Sonstige Energieträger (nicht erneuerbar)","Ja","Kondensationsmaschine mit Entnahme","Erdgas","GuD",0.4,"https://www.salzgitter-flachstahl.de/de/news/artikel-der-salzgitter-flachstahl-gmbh/2018-06-27/energie-der-zukunft.html",55,49.5,{"$f":"(1-VLOOKUP(S929,Start!$H$33:$I$40,2,FALSE)/100)*W929","v":43.064999999999998},{"$f":"VLOOKUP(R929,Start!$C$9:$D$15,2,FALSE)+VLOOKUP(R929,Start!$C$23:$D$29,2,FALSE)","v":45.66},{"$f":"(Y929/T929)+Start!$D$19*(VLOOKUP(R929,Start!$M$33:$N$39,2,FALSE)/T929)+VLOOKUP(S929,Start!$C$33:$D$40,2,FALSE)","v":158.16149999999999}]
[null,null,"Ja","SEE979811488683","In Betrieb","K+S Minerals and Agriculture GmbH","Kraftwerk SI GT1",31515,"Wunstorf","Schachtstraße 10","Niedersachsen","1993-07-02","Erdgas","Erdgas, Erdölgas","Erdgas","Ja","Gasturbinen mit Abhitzekessel","Erdgas","GuD",0.38,"eigene Annahme",5.577,5.5,{"$f":"(1-VLOOKUP(S930,Start!$H$33:$I$40,2,FALSE)/100)*W930","v":4.7850000000000001},{"$f":"VLOOKUP(R930,Start!$C$9:$D$15,2,FALSE)+VLOOKUP(R930,Start!$C$23:$D$29,2,FALSE)","v":45.66},{"$f":"(Y930/T930)+Start!$D$19*(VLOOKUP(R930,Start!$M$33:$N$39,2,FALSE)/T930)+VLOOKUP(S930,Start!$C$33:$D$40,2,FALSE)","v":166.40684210526314}]
[null,null,"Ja","SEE979861364876","In Betrieb","K+S Minerals and Agriculture GmbH","Kraftwerk WI DT 2.1",36266,"Heringen","In der Aue 1","Hessen","2009-07-02","Erdgas","Erdgas, Erdölgas","Erdgas","Ja","Gasturbinen mit Abhitzekessel","Erdgas","GuD",0.58050000000000002,"OPSD (2020)",53.548999999999999,52.7,{"$f":"(1-VLOOKUP(S931,Start!$H$33:$I$40,2,FALSE)/100)*W931","v":45.849000000000004},{"$f":"VLOOKUP(R931,Start!$C$9:$D$15,2,FALSE)+VLOOKUP(R931,Start!$C$23:$D$29,2,FALSE)","v":45.66},{"$f":"(Y931/T931)+Start!$D$19*(VLOOKUP(R931,Start!$M$33:$N$39,2,FALSE)/T931)+VLOOKUP(S931,Start!$C$33:$D$40,2,FALSE)","v":109.44935400516795}]
[null,null,"Ja","SEE979899728817","In Betrieb","SWK ENERGIE GmbH","KWK006-3",47804,"Krefeld","St. Töniser Straße 270","Nordrhein-Westfalen","2013-02-06","Erdgas","Erdgas, Erdölgas","Erdgas","Ja","Verbrennungsmotor","Erdgas","GuD",0.39710000000000001,"OPSD (2020)",4.3,4.2409999999999997,{"$f":"(1-VLOOKUP(S932,Start!$H$33:$I$40,2,FALSE)/100)*W932","v":3.6896699999999996},{"$f":"VLOOKUP(R932,Start!$C$9:$D$15,2,FALSE)+VLOOKUP(R932,Start!$C$23:$D$29,2,FALSE)","v":45.66},{"$f":"(Y932/T932)+Start!$D$19*(VLOOKUP(R932,Start!$M$33:$N$39,2,FALSE)/T932)+VLOOKUP(S932,Start!$C$33:$D$40,2,FALSE)","v":159.30559053135229}]
[null,null,"Ja","SEE979958390276","In Betrieb","RWE Generation SE","Emsland D DT",49808,"Lingen","Schüttorfer Straße 100","Niedersachsen","2010-09-08","Erdgas","Erdgas, Erdölgas","Erdgas","Ja","Kondensationsmaschine mit Entnahme","Erdgas","GuD",0.59199999999999997,"OPSD (2020)",345.13499999999999,340,{"$f":"(1-VLOOKUP(S933,Start!$H$33:$I$40,2,FALSE)/100)*W933","v":295.8},{"$f":"VLOOKUP(R933,Start!$C$9:$D$15,2,FALSE)+VLOOKUP(R933,Start!$C$23:$D$29,2,FALSE)","v":45.66},{"$f":"(Y933/T933)+Start!$D$19*(VLOOKUP(R933,Start!$M$33:$N$39,2,FALSE)/T933)+VLOOKUP(S933,Start!$C$33:$D$40,2,FALSE)","v":107.35236486486485}]
[null,null,"Ja","SEE979958690659","In Betrieb","BTB Blockheizkraftwerks-, Träger- und Betreibergesellschaft","KWK Adlershof Modul 3",12489,"Berlin","Albert-Einstein-Straße 22","Berlin","2023-07-06","Erdgas","Erdgas, Erdölgas","Erdgas","Ja","Verbrennungsmotor","Erdgas","GuD",0.63,"Annahme basierend auf DIW (2014)",4.5019999999999998,4.3899999999999997,{"$f":"(1-VLOOKUP(S934,Start!$H$33:$I$40,2,FALSE)/100)*W934","v":3.8192999999999997},{"$f":"VLOOKUP(R934,Start!$C$9:$D$15,2,FALSE)+VLOOKUP(R934,Start!$C$23:$D$29,2,FALSE)","v":45.66},{"$f":"(Y934/T934)+Start!$D$19*(VLOOKUP(R934,Start!$M$33:$N$39,2,FALSE)/T934)+VLOOKUP(S934,Start!$C$33:$D$40,2,FALSE)","v":100.96761904761904}]
[null,null,"Ja","SEE980016033738","In Betrieb","EnBW Energie Baden-Württemberg AG","Rheinhafen-Dampfkraftwerk RDK 7",76189,"Karlsruhe","Fettweisstraße 42","Baden-Württemberg","1985-06-21","Steinkohle","Steinkohlen","Steinkohle","Ja","Kondensationsmaschine mit Entnahme","Steinkohle","Steinkohle",0.4375,"OPSD (2020)",536,517,{"$f":"(1-VLOOKUP(S935,Start!$H$33:$I$40,2,FALSE)/100)*W935","v":413.6},{"$f":"VLOOKUP(R935,Start!$C$9:$D$15,2,FALSE)+VLOOKUP(R935,Start!$C$23:$D$29,2,FALSE)","v":17.84},{"$f":"(Y935/T935)+Start!$D$19*(VLOOKUP(R935,Start!$M$33:$N$39,2,FALSE)/T935)+VLOOKUP(S935,Start!$C$33:$D$40,2,FALSE)","v":107.24331428571428}]
[null,null,"Ja","SEE980046698020","In Betrieb","Maxauer Papierfarbik GmbH","Turbine 5",76187,"Karlsruhe","Mitscherlichstraße ","Baden-Württemberg","2020-08-20","Wärme","Dampf (zum Beispiel Prozesswärme)","Wärme","Ja","Kondensationsmaschine mit Entnahme","Sonstige","Sonstige",0.38,"OPSD (2020)",57.3,54,{"$f":"(1-VLOOKUP(S936,Start!$H$33:$I$40,2,FALSE)/100)*W936","v":45.9},{"$f":"VLOOKUP(R936,Start!$C$9:$D$15,2,FALSE)+VLOOKUP(R936,Start!$C$23:$D$29,2,FALSE)","v":86.87},{"$f":"(Y936/T936)+Start!$D$19*(VLOOKUP(R936,Start!$M$33:$N$39,2,FALSE)/T936)+VLOOKUP(S936,Start!$C$33:$D$40,2,FALSE)","v":277.24842105263156}]
[null,null,"Ja","SEE980130244065","In Betrieb","Flughafen München GmbH","BHKW 2 - GOM 1",85356,"München-Flughafen","Nordallee 18","Bayern","2014-12-03","Erdgas","Erdgas, Erdölgas","Erdgas","Ja","Verbrennungsmotor","Erdgas","GuD",0.40039999999999998,"OPSD (2020)",4.3,4.2069999999999999,{"$f":"(1-VLOOKUP(S937,Start!$H$33:$I$40,2,FALSE)/100)*W937","v":3.6600899999999998},{"$f":"VLOOKUP(R937,Start!$C$9:$D$15,2,FALSE)+VLOOKUP(R937,Start!$C$23:$D$29,2,FALSE)","v":45.66},{"$f":"(Y937/T937)+Start!$D$19*(VLOOKUP(R937,Start!$M$33:$N$39,2,FALSE)/T937)+VLOOKUP(S937,Start!$C$33:$D$40,2,FALSE)","v":158.00499500499501}]
[null,null,"Ja","SEE980327120226","In Betrieb","SWM Services GmbH","SWM HKW Sued GuD2 GT61",81371,"München","Schäftlarnstraße 15","Bayern","2021-12-31","Erdgas","Erdgas, Erdölgas","Erdgas","Ja","Gasturbinen mit nachgeschalteter Dampfturbine","Erdgas","GuD",0.55800000000000005,"OPSD (2020)",146.5,146.30000000000001,{"$f":"(1-VLOOKUP(S938,Start!$H$33:$I$40,2,FALSE)/100)*W938","v":127.28100000000001},{"$f":"VLOOKUP(R938,Start!$C$9:$D$15,2,FALSE)+VLOOKUP(R938,Start!$C$23:$D$29,2,FALSE)","v":45.66},{"$f":"(Y938/T938)+Start!$D$19*(VLOOKUP(R938,Start!$M$33:$N$39,2,FALSE)/T938)+VLOOKUP(S938,Start!$C$33:$D$40,2,FALSE)","v":113.80215053763439}]
[null,null,"Ja","SEE980331579218","In Betrieb","EnBW Energie Baden-Württemberg AG","Rheinhafen-Dampfkraftwerk RDK 8",76189,"Karlsruhe","Fettweisstraße 42","Baden-Württemberg","2014-07-01","Steinkohle","Steinkohlen","Steinkohle","Ja","Gegendruckmaschine mit Entnahme","Steinkohle","Steinkohle",0.46,"OPSD (2020)",912,834,{"$f":"(1-VLOOKUP(S939,Start!$H$33:$I$40,2,FALSE)/100)*W939","v":667.2},{"$f":"VLOOKUP(R939,Start!$C$9:$D$15,2,FALSE)+VLOOKUP(R939,Start!$C$23:$D$29,2,FALSE)","v":17.84},{"$f":"(Y939/T939)+Start!$D$19*(VLOOKUP(R939,Start!$M$33:$N$39,2,FALSE)/T939)+VLOOKUP(S939,Start!$C$33:$D$40,2,FALSE)","v":102.06130434782608}]
[null,null,"Ja","SEE980525088564","In Betrieb","Currenta GmbH & Co. OHG","UER N230 NST3",47829,"Krefeld","Rheinuferstraße 7","Nordrhein-Westfalen","1971-01-15","Erdgas","Erdgas, Erdölgas","Erdgas","Ja","Gegendruckmaschine mit Entnahme","Erdgas","GuD",0.35249999999999998,"OPSD (2020)",33,32.200000000000003,{"$f":"(1-VLOOKUP(S940,Start!$H$33:$I$40,2,FALSE)/100)*W940","v":28.014000000000003},{"$f":"VLOOKUP(R940,Start!$C$9:$D$15,2,FALSE)+VLOOKUP(R940,Start!$C$23:$D$29,2,FALSE)","v":45.66},{"$f":"(Y940/T940)+Start!$D$19*(VLOOKUP(R940,Start!$M$33:$N$39,2,FALSE)/T940)+VLOOKUP(S940,Start!$C$33:$D$40,2,FALSE)","v":179.27191489361704}]
[null,null,"Ja","SEE980608407671","In Betrieb","N-ERGIE Kraftwerke GmbH","HKW Sandreuth (DT1)",90441,"Nürnberg","Sandreuthstraße 55a","Bayern","2010-01-05","Erdgas","Erdgas, Erdölgas","Erdgas","Ja","Gegendruckmaschine ohne Entnahme","Erdgas","GuD",0.37,"eigene Annahme",16.076000000000001,15.596,{"$f":"(1-VLOOKUP(S941,Start!$H$33:$I$40,2,FALSE)/100)*W941","v":13.568519999999999},{"$f":"VLOOKUP(R941,Start!$C$9:$D$15,2,FALSE)+VLOOKUP(R941,Start!$C$23:$D$29,2,FALSE)","v":45.66},{"$f":"(Y941/T941)+Start!$D$19*(VLOOKUP(R941,Start!$M$33:$N$39,2,FALSE)/T941)+VLOOKUP(S941,Start!$C$33:$D$40,2,FALSE)","v":170.86378378378379}]
[null,null,"Ja","SEE980794086872","In Betrieb","Nordzucker AG Werk Schladen","Generator 4",38315,"Schladen","Bahnhofstraße 13","Niedersachsen","1978-09-01","Erdgas","Erdgas, Erdölgas","Erdgas","Ja","Gegendruckmaschine ohne Entnahme","Erdgas","GuD",0.35,"eigene Annahme",9,8.5,{"$f":"(1-VLOOKUP(S942,Start!$H$33:$I$40,2,FALSE)/100)*W942","v":7.3949999999999996},{"$f":"VLOOKUP(R942,Start!$C$9:$D$15,2,FALSE)+VLOOKUP(R942,Start!$C$23:$D$29,2,FALSE)","v":45.66},{"$f":"(Y942/T942)+Start!$D$19*(VLOOKUP(R942,Start!$M$33:$N$39,2,FALSE)/T942)+VLOOKUP(S942,Start!$C$33:$D$40,2,FALSE)","v":180.54171428571431}]
[null,null,"Ja","SEE980823248912","In Betrieb","Kelheim Fibres GmbH","Turbine 7",93309,"Kelheim","Regensburger Straße 109","Bayern","2014-08-05","Erdgas","Erdgas, Erdölgas","Erdgas","Ja","Gegendruckmaschine mit Entnahme","Erdgas","GuD",0.4,"eigene Annahme",28.027999999999999,25.928999999999998,{"$f":"(1-VLOOKUP(S943,Start!$H$33:$I$40,2,FALSE)/100)*W943","v":22.558229999999998},{"$f":"VLOOKUP(R943,Start!$C$9:$D$15,2,FALSE)+VLOOKUP(R943,Start!$C$23:$D$29,2,FALSE)","v":45.66},{"$f":"(Y943/T943)+Start!$D$19*(VLOOKUP(R943,Start!$M$33:$N$39,2,FALSE)/T943)+VLOOKUP(S943,Start!$C$33:$D$40,2,FALSE)","v":158.16149999999999}]
[null,null,"Ja","SEE980915157566","In Betrieb","Stadtwerke Leipzig GmbH","Heizkraftwerk Leipzig Süd GTA 9B",4279,"Leipzig","Bornaische Straße 120","Sachsen","2022-11-03","Erdgas","Erdgas, Erdölgas","Erdgas","Ja","Gasturbinen mit Abhitzekessel","Erdgas","Gasturbine",0.432,"Annahme basierend auf DIW (2014)",69,67.5,{"$f":"(1-VLOOKUP(S944,Start!$H$33:$I$40,2,FALSE)/100)*W944","v":58.725000000000001},{"$f":"VLOOKUP(R944,Start!$C$9:$D$15,2,FALSE)+VLOOKUP(R944,Start!$C$23:$D$29,2,FALSE)","v":45.66},{"$f":"(Y944/T944)+Start!$D$19*(VLOOKUP(R944,Start!$M$33:$N$39,2,FALSE)/T944)+VLOOKUP(S944,Start!$C$33:$D$40,2,FALSE)","v":146.05694444444444}]
[null,null,"Ja","SEE980976424690","In Betrieb","Papier- u. Kartonfabrik Varel GmbH & Co. KG","PKV Dampfsammelschienen-KWK-Anlage Generator/ Turbine GT 6",26316,"Varel","Dangaster Straße 38","Niedersachsen","2003-06-01","Erdgas","Erdgas, Erdölgas","Erdgas","Ja","Gasturbinen mit nachgeschalteter Dampfturbine","Erdgas","GuD",0.37290000000000001,"OPSD (2020)",7.9,7.6619999999999999,{"$f":"(1-VLOOKUP(S945,Start!$H$33:$I$40,2,FALSE)/100)*W945","v":6.66594},{"$f":"VLOOKUP(R945,Start!$C$9:$D$15,2,FALSE)+VLOOKUP(R945,Start!$C$23:$D$29,2,FALSE)","v":45.66},{"$f":"(Y945/T945)+Start!$D$19*(VLOOKUP(R945,Start!$M$33:$N$39,2,FALSE)/T945)+VLOOKUP(S945,Start!$C$33:$D$40,2,FALSE)","v":169.54666130329846}]
[null,null,"Ja","SEE981003349412","In Betrieb","SWN Stadtwerke Neumünster GmbH","T6",24534,"Neumünster","Bismarckstraße 51","Schleswig-Holstein","2014-07-10","nicht biogener Abfall","Abfall (Hausmüll, Siedl.abf.)","Abfall","Ja","Kondensationsmaschine mit Entnahme","Abfall","Abfall",0.33,"OPSD (2020)",23.02,14.44,{"$f":"(1-VLOOKUP(S946,Start!$H$33:$I$40,2,FALSE)/100)*W946","v":12.273999999999999},{"$f":"VLOOKUP(R946,Start!$C$9:$D$15,2,FALSE)+VLOOKUP(R946,Start!$C$23:$D$29,2,FALSE)","v":0},{"$f":"(Y946/T946)+Start!$D$19*(VLOOKUP(R946,Start!$M$33:$N$39,2,FALSE)/T946)+VLOOKUP(S946,Start!$C$33:$D$40,2,FALSE)","v":1}]
[null,null,"Ja","SEE981109871657","In Betrieb","Vattenfall Wärme Berlin AG","HKW Moabit Dampfturbine",13353,"Berlin","Friedrich-Krause-Ufer 42278","Berlin","1990-02-27","Steinkohle","Steinkohlen","Steinkohle","Ja","Kondensationsmaschine mit Entnahme","Steinkohle","Steinkohle",0.4,"OPSD (2020)",100,89,{"$f":"(1-VLOOKUP(S947,Start!$H$33:$I$40,2,FALSE)/100)*W947","v":71.2},{"$f":"VLOOKUP(R947,Start!$C$9:$D$15,2,FALSE)+VLOOKUP(R947,Start!$C$23:$D$29,2,FALSE)","v":17.84},{"$f":"(Y947/T947)+Start!$D$19*(VLOOKUP(R947,Start!$M$33:$N$39,2,FALSE)/T947)+VLOOKUP(S947,Start!$C$33:$D$40,2,FALSE)","v":117.17549999999999}]
[null,null,"Ja","SEE981220191160","In Betrieb","Koehler Oberkirch GmbH","HKW Oberkirch",77704,"Oberkirch","Hauptstraße 2","Baden-Württemberg","1987-05-26","Steinkohle","Steinkohlen","Steinkohle","Ja","Kondensationsmaschine mit Entnahme","Steinkohle","Steinkohle",0.375,"Annahme basierend auf DIW (2014)",20,18.5,{"$f":"(1-VLOOKUP(S948,Start!$H$33:$I$40,2,FALSE)/100)*W948","v":14.8},{"$f":"VLOOKUP(R948,Start!$C$9:$D$15,2,FALSE)+VLOOKUP(R948,Start!$C$23:$D$29,2,FALSE)","v":17.84},{"$f":"(Y948/T948)+Start!$D$19*(VLOOKUP(R948,Start!$M$33:$N$39,2,FALSE)/T948)+VLOOKUP(S948,Start!$C$33:$D$40,2,FALSE)","v":124.90053333333331}]
[null,null,"Ja","SEE981258814888","In Betrieb","Raffinerie Heide GmbH","Kraftwerk Raffinerie Heide GmbH",25770,"Hemmingstedt","Meldorfer Straße 43","Schleswig-Holstein","1962-05-28","Mineralölprodukte","Heizöl, schwer","Mineralölprodukte","Ja","Kondensationsmaschine mit Entnahme","Öl","Öl",0.34320000000000001,"OPSD (2018)",47.2,45.2,{"$f":"(1-VLOOKUP(S949,Start!$H$33:$I$40,2,FALSE)/100)*W949","v":38.42},{"$f":"VLOOKUP(R949,Start!$C$9:$D$15,2,FALSE)+VLOOKUP(R949,Start!$C$23:$D$29,2,FALSE)","v":87.17},{"$f":"(Y949/T949)+Start!$D$19*(VLOOKUP(R949,Start!$M$33:$N$39,2,FALSE)/T949)+VLOOKUP(S949,Start!$C$33:$D$40,2,FALSE)","v":324.0128205128205}]
[null,null,"Ja","SEE981577567892","In Betrieb","Julius Glatz","Turbine 2",67468,"Neidenfels"," ","Rheinland-Pfalz","1955-01-01","Erdgas","Erdgas, Erdölgas","Erdgas","Ja","Kondensationsmaschine mit Entnahme","Erdgas","GuD",0.4,"eigene Annahme",7.2,6.92,{"$f":"(1-VLOOKUP(S950,Start!$H$33:$I$40,2,FALSE)/100)*W950","v":6.0203999999999995},{"$f":"VLOOKUP(R950,Start!$C$9:$D$15,2,FALSE)+VLOOKUP(R950,Start!$C$23:$D$29,2,FALSE)","v":45.66},{"$f":"(Y950/T950)+Start!$D$19*(VLOOKUP(R950,Start!$M$33:$N$39,2,FALSE)/T950)+VLOOKUP(S950,Start!$C$33:$D$40,2,FALSE)","v":158.16149999999999}]
[null,null,"Ja","SEE981876305560","In Betrieb","MVV Umwelt Asset GmbH","TREA Leuna 1",6237,"Leuna","An der B 91 Tor 12","Sachsen-Anhalt","2005-08-26","nicht biogener Abfall","Abfall (Hausmüll, Siedl.abf.)","Abfall","Nein","Kondensationsmaschine ohne Entnahme","Abfall","Abfall",0.33,"OPSD (2020)",18.545000000000002,16.245000000000001,{"$f":"(1-VLOOKUP(S951,Start!$H$33:$I$40,2,FALSE)/100)*W951","v":13.808250000000001},{"$f":"VLOOKUP(R951,Start!$C$9:$D$15,2,FALSE)+VLOOKUP(R951,Start!$C$23:$D$29,2,FALSE)","v":0},{"$f":"(Y951/T951)+Start!$D$19*(VLOOKUP(R951,Start!$M$33:$N$39,2,FALSE)/T951)+VLOOKUP(S951,Start!$C$33:$D$40,2,FALSE)","v":1}]
[null,null,"Ja","SEE981924913907","In Betrieb","Bayernwerk Natur GmbH","GT 3",83734,"Hausham","Brentenstraße 3","Bayern","1982-11-01","Mineralölprodukte","Heizöl, leicht","Mineralölprodukte","Nein","Gasturbinen ohne Abhitzekessel","Öl","Öl",0.3332,"OPSD (2020)",23.2,23.2,{"$f":"(1-VLOOKUP(S952,Start!$H$33:$I$40,2,FALSE)/100)*W952","v":19.72},{"$f":"VLOOKUP(R952,Start!$C$9:$D$15,2,FALSE)+VLOOKUP(R952,Start!$C$23:$D$29,2,FALSE)","v":87.17},{"$f":"(Y952/T952)+Start!$D$19*(VLOOKUP(R952,Start!$M$33:$N$39,2,FALSE)/T952)+VLOOKUP(S952,Start!$C$33:$D$40,2,FALSE)","v":333.70708283313326}]
[null,null,"Ja","SEE982064018118","In Betrieb","Moritz J. Weig GmbH & Co. KG","Gasturbine 2",56727,"Mayen","Polcher Straße 113","Rheinland-Pfalz","2015-10-01","Erdgas","Erdgas, Erdölgas","Erdgas","Ja","Gasturbinen mit Abhitzekessel","Erdgas","GuD",0.59850000000000003,"OPSD (2020)",16,14.5,{"$f":"(1-VLOOKUP(S953,Start!$H$33:$I$40,2,FALSE)/100)*W953","v":12.615},{"$f":"VLOOKUP(R953,Start!$C$9:$D$15,2,FALSE)+VLOOKUP(R953,Start!$C$23:$D$29,2,FALSE)","v":45.66},{"$f":"(Y953/T953)+Start!$D$19*(VLOOKUP(R953,Start!$M$33:$N$39,2,FALSE)/T953)+VLOOKUP(S953,Start!$C$33:$D$40,2,FALSE)","v":106.20275689223057}]
[null,null,"Ja","SEE982082292286","In Betrieb","Salzgitter Flachstahl GmbH","SSD3",38239,"Salzgitter","Eisenhüttenstraße 99","Niedersachsen","2013-11-20","Mineralölprodukte","Heizöl, leicht","Mineralölprodukte","Nein","Verbrennungsmotor","Öl","Öl",0.4,"eigene Annahme",2.48,2.4780000000000002,{"$f":"(1-VLOOKUP(S954,Start!$H$33:$I$40,2,FALSE)/100)*W954","v":2.1063000000000001},{"$f":"VLOOKUP(R954,Start!$C$9:$D$15,2,FALSE)+VLOOKUP(R954,Start!$C$23:$D$29,2,FALSE)","v":87.17},{"$f":"(Y954/T954)+Start!$D$19*(VLOOKUP(R954,Start!$M$33:$N$39,2,FALSE)/T954)+VLOOKUP(S954,Start!$C$33:$D$40,2,FALSE)","v":278.14499999999998}]
[null,null,"Ja","SEE982127973149","In Betrieb","Städtische Werke Energie + Wärme GmbH","Kombi-HKW GT2",34134,"Kassel","Dennhäuser Straße 122","Hessen","2005-12-05","Erdgas","Erdgas, Erdölgas","Erdgas","Ja","Gasturbinen mit nachgeschalteter Dampfturbine","Erdgas","GuD",0.37180000000000002,"OPSD (2020)",31.95,31.15,{"$f":"(1-VLOOKUP(S955,Start!$H$33:$I$40,2,FALSE)/100)*W955","v":27.1005},{"$f":"VLOOKUP(R955,Start!$C$9:$D$15,2,FALSE)+VLOOKUP(R955,Start!$C$23:$D$29,2,FALSE)","v":45.66},{"$f":"(Y955/T955)+Start!$D$19*(VLOOKUP(R955,Start!$M$33:$N$39,2,FALSE)/T955)+VLOOKUP(S955,Start!$C$33:$D$40,2,FALSE)","v":170.04384077460998}]
[null,null,"Ja","SEE982138852266","In Betrieb","Stadtwerke Greifswald GmbH","BHKW-Süd",17489,"Greifswald","An der Jungfernwiese 8","Mecklenburg-Vorpommern","2020-12-16","Erdgas","Erdgas, Erdölgas","Erdgas","Ja","Verbrennungsmotor","Erdgas","GuD",0.4,"eigene Annahme",4.1849999999999996,4.0999999999999996,{"$f":"(1-VLOOKUP(S956,Start!$H$33:$I$40,2,FALSE)/100)*W956","v":3.5669999999999997},{"$f":"VLOOKUP(R956,Start!$C$9:$D$15,2,FALSE)+VLOOKUP(R956,Start!$C$23:$D$29,2,FALSE)","v":45.66},{"$f":"(Y956/T956)+Start!$D$19*(VLOOKUP(R956,Start!$M$33:$N$39,2,FALSE)/T956)+VLOOKUP(S956,Start!$C$33:$D$40,2,FALSE)","v":158.16149999999999}]
[null,null,"Ja","SEE982248430859","In Betrieb","RhönEnergie Fulda GmbH","Kraftwerk Fulda Aggregat 5",36043,"Fulda","Frankfurter Straße 4","Hessen","2010-01-01","Mineralölprodukte","Dieselkraftstoff","Mineralölprodukte","Nein","Verbrennungsmotor","Öl","Öl",0.39710000000000001,"OPSD (2020)",1.2,1.1200000000000001,{"$f":"(1-VLOOKUP(S957,Start!$H$33:$I$40,2,FALSE)/100)*W957","v":0.95200000000000007},{"$f":"VLOOKUP(R957,Start!$C$9:$D$15,2,FALSE)+VLOOKUP(R957,Start!$C$23:$D$29,2,FALSE)","v":87.17},{"$f":"(Y957/T957)+Start!$D$19*(VLOOKUP(R957,Start!$M$33:$N$39,2,FALSE)/T957)+VLOOKUP(S957,Start!$C$33:$D$40,2,FALSE)","v":280.1689750692521}]
[null,null,"Ja","SEE982350358232","In Betrieb","Erlanger Stadtwerke AG","HKW - GuD2",91052,"Erlangen","Äußere Brucker Straße 33","Bayern","2014-02-10","Erdgas","Erdgas, Erdölgas","Erdgas","Ja","Gasturbinen mit nachgeschalteter Dampfturbine","Erdgas","GuD",0.60299999999999998,"OPSD (2020)",7,6.7,{"$f":"(1-VLOOKUP(S958,Start!$H$33:$I$40,2,FALSE)/100)*W958","v":5.8289999999999997},{"$f":"VLOOKUP(R958,Start!$C$9:$D$15,2,FALSE)+VLOOKUP(R958,Start!$C$23:$D$29,2,FALSE)","v":45.66},{"$f":"(Y958/T958)+Start!$D$19*(VLOOKUP(R958,Start!$M$33:$N$39,2,FALSE)/T958)+VLOOKUP(S958,Start!$C$33:$D$40,2,FALSE)","v":105.42139303482587}]
[null,null,"Ja","SEE982367992610","In Betrieb","Uniper Kraftwerke GmbH","Franken GT2",90449,"Nürnberg","Felsenstraße 14","Bayern","1975-01-01","Erdgas","Erdgas, Erdölgas","Erdgas","Ja","Gasturbinen mit nachgeschalteter Dampfturbine","Erdgas","GuD",0.432,"OPSD (2020)",58,53,{"$f":"(1-VLOOKUP(S959,Start!$H$33:$I$40,2,FALSE)/100)*W959","v":46.11},{"$f":"VLOOKUP(R959,Start!$C$9:$D$15,2,FALSE)+VLOOKUP(R959,Start!$C$23:$D$29,2,FALSE)","v":45.66},{"$f":"(Y959/T959)+Start!$D$19*(VLOOKUP(R959,Start!$M$33:$N$39,2,FALSE)/T959)+VLOOKUP(S959,Start!$C$33:$D$40,2,FALSE)","v":146.55694444444444}]
[null,null,"Ja","SEE982412379564","In Betrieb","Jäckering Mühlen- und Nährmittelwerke GmbH","BHKW Hafen - Modul 6",59067,"Hamm","Speicherstraße 15","Nordrhein-Westfalen","2017-12-28","Erdgas","Erdgas, Erdölgas","Erdgas","Ja","Verbrennungsmotor","Erdgas","GuD",0.4,"eigene Annahme",1.415,1.3979999999999999,{"$f":"(1-VLOOKUP(S960,Start!$H$33:$I$40,2,FALSE)/100)*W960","v":1.2162599999999999},{"$f":"VLOOKUP(R960,Start!$C$9:$D$15,2,FALSE)+VLOOKUP(R960,Start!$C$23:$D$29,2,FALSE)","v":45.66},{"$f":"(Y960/T960)+Start!$D$19*(VLOOKUP(R960,Start!$M$33:$N$39,2,FALSE)/T960)+VLOOKUP(S960,Start!$C$33:$D$40,2,FALSE)","v":158.16149999999999}]
[null,null,"Ja","SEE982512881400","In Betrieb","Stadtwerke Augsburg Energie GmbH","HKW, Dampfturbine 2",86152,"Augsburg","Franziskanergasse 9","Bayern","1976-12-15","Erdgas","Erdgas, Erdölgas","Erdgas","Ja","Gegendruckmaschine mit Entnahme","Erdgas","GuD",0.35859999999999997,"OPSD (2020)",20.9,20.399999999999999,{"$f":"(1-VLOOKUP(S961,Start!$H$33:$I$40,2,FALSE)/100)*W961","v":17.747999999999998},{"$f":"VLOOKUP(R961,Start!$C$9:$D$15,2,FALSE)+VLOOKUP(R961,Start!$C$23:$D$29,2,FALSE)","v":45.66},{"$f":"(Y961/T961)+Start!$D$19*(VLOOKUP(R961,Start!$M$33:$N$39,2,FALSE)/T961)+VLOOKUP(S961,Start!$C$33:$D$40,2,FALSE)","v":176.24790853318461}]
[null,null,"Ja","SEE982556430190","In Betrieb","TotalEnergies Raffinerie Mitteldeutschland GmbH","Raffineriekraftwerk Leuna HDT",6237,"Leuna","Am Haupttor 3691","Sachsen-Anhalt","1997-01-01","Mineralölprodukte","Andere Mineralölprodukte","Mineralölprodukte","Ja","Gegendruckmaschine ohne Entnahme","Öl","Öl",0.38,"OPSD (2020)",33.6,29.3,{"$f":"(1-VLOOKUP(S962,Start!$H$33:$I$40,2,FALSE)/100)*W962","v":24.905000000000001},{"$f":"VLOOKUP(R962,Start!$C$9:$D$15,2,FALSE)+VLOOKUP(R962,Start!$C$23:$D$29,2,FALSE)","v":87.17},{"$f":"(Y962/T962)+Start!$D$19*(VLOOKUP(R962,Start!$M$33:$N$39,2,FALSE)/T962)+VLOOKUP(S962,Start!$C$33:$D$40,2,FALSE)","v":292.7315789473684}]
[null,null,"Ja","SEE982563254987","In Betrieb","Kraftwerke Mainz-Wiesbaden AG","KW2 GT26",55120,"Mainz","Kraftwerkallee 1","Rheinland-Pfalz","1977-01-01","Erdgas","Erdgas, Erdölgas","Erdgas","Nein","Gasturbinen ohne Abhitzekessel","Erdgas","GuD",0.432,"OPSD (2020)",95,90,{"$f":"(1-VLOOKUP(S963,Start!$H$33:$I$40,2,FALSE)/100)*W963","v":78.3},{"$f":"VLOOKUP(R963,Start!$C$9:$D$15,2,FALSE)+VLOOKUP(R963,Start!$C$23:$D$29,2,FALSE)","v":45.66},{"$f":"(Y963/T963)+Start!$D$19*(VLOOKUP(R963,Start!$M$33:$N$39,2,FALSE)/T963)+VLOOKUP(S963,Start!$C$33:$D$40,2,FALSE)","v":146.55694444444444}]
[null,null,"Ja","SEE982694984074","In Betrieb","Universitätsklinkum Freiburg Standort Bad Krozingen","BHKW 1",79106,"Freiburg","Hartmannstraße 1","Baden-Württemberg","2015-12-15","Erdgas","Erdgas, Erdölgas","Erdgas","Ja","Verbrennungsmotor","Erdgas","GuD",0.3861,"OPSD (2020)",2.028,1.9990000000000001,{"$f":"(1-VLOOKUP(S964,Start!$H$33:$I$40,2,FALSE)/100)*W964","v":1.7391300000000001},{"$f":"VLOOKUP(R964,Start!$C$9:$D$15,2,FALSE)+VLOOKUP(R964,Start!$C$23:$D$29,2,FALSE)","v":45.66},{"$f":"(Y964/T964)+Start!$D$19*(VLOOKUP(R964,Start!$M$33:$N$39,2,FALSE)/T964)+VLOOKUP(S964,Start!$C$33:$D$40,2,FALSE)","v":163.80147630147627}]
[null,null,"Ja","SEE982889459141","In Betrieb","BMW AG","Werk 1.5 KWK 3",80937,"München","Knorrstraße 147","Bayern","2019-04-30","Erdgas","Erdgas, Erdölgas","Erdgas","Ja","Verbrennungsmotor","Erdgas","GuD",0.40589999999999998,"eigene Annahme",3.431,3.36,{"$f":"(1-VLOOKUP(S965,Start!$H$33:$I$40,2,FALSE)/100)*W965","v":2.9232},{"$f":"VLOOKUP(R965,Start!$C$9:$D$15,2,FALSE)+VLOOKUP(R965,Start!$C$23:$D$29,2,FALSE)","v":45.66},{"$f":"(Y965/T965)+Start!$D$19*(VLOOKUP(R965,Start!$M$33:$N$39,2,FALSE)/T965)+VLOOKUP(S965,Start!$C$33:$D$40,2,FALSE)","v":155.88433111603842}]
[null,null,"Ja","SEE982892019516","In Betrieb","Stadtwerke Lemgo GmbH","KWK-0003",32657,"Lemgo","Liemer Weg 71","Nordrhein-Westfalen","1995-09-01","Erdgas","Erdgas, Erdölgas","Erdgas","Ja","Gasturbinen mit Abhitzekessel","Erdgas","GuD",0.3861,"OPSD (2020)",5.16,5.07,{"$f":"(1-VLOOKUP(S966,Start!$H$33:$I$40,2,FALSE)/100)*W966","v":4.4108999999999998},{"$f":"VLOOKUP(R966,Start!$C$9:$D$15,2,FALSE)+VLOOKUP(R966,Start!$C$23:$D$29,2,FALSE)","v":45.66},{"$f":"(Y966/T966)+Start!$D$19*(VLOOKUP(R966,Start!$M$33:$N$39,2,FALSE)/T966)+VLOOKUP(S966,Start!$C$33:$D$40,2,FALSE)","v":163.80147630147627}]
[null,null,"Ja","SEE982928435068","In Betrieb","Vattenfall Wärme Berlin AG","GuD Marzahn Dampfturbine",12681,"Berlin","Allee der Kosmonauten 26 B","Berlin","2020-05-07","Wärme","Dampf (zum Beispiel Prozesswärme)","Wärme","Ja","Kondensationsmaschine mit Entnahme","Sonstige","Sonstige",0.36499999999999999,"https://www.siemens-energy.com/global/en/offerings/power-generation/gas-turbines/sgt5-2000e.html",70.5,69.3,{"$f":"(1-VLOOKUP(S967,Start!$H$33:$I$40,2,FALSE)/100)*W967","v":58.904999999999994},{"$f":"VLOOKUP(R967,Start!$C$9:$D$15,2,FALSE)+VLOOKUP(R967,Start!$C$23:$D$29,2,FALSE)","v":86.87},{"$f":"(Y967/T967)+Start!$D$19*(VLOOKUP(R967,Start!$M$33:$N$39,2,FALSE)/T967)+VLOOKUP(S967,Start!$C$33:$D$40,2,FALSE)","v":288.60109589041099}]
[null,null,"Ja","SEE983138549866","In Betrieb","ArcelorMittal Eisenhüttenstadt GmbH","IKW Block 7",15890,"Eisenhüttenstadt","Jugendstraße 1","Brandenburg","2013-05-08","andere Gase","Hochofengas, Konvertergas","Sonstige Energieträger (nicht erneuerbar)","Ja","Kondensationsmaschine mit Entnahme","Erdgas","GuD",0.58499999999999996,"Annahme basierend auf DIW (2014)",56,53.9,{"$f":"(1-VLOOKUP(S968,Start!$H$33:$I$40,2,FALSE)/100)*W968","v":46.893000000000001},{"$f":"VLOOKUP(R968,Start!$C$9:$D$15,2,FALSE)+VLOOKUP(R968,Start!$C$23:$D$29,2,FALSE)","v":45.66},{"$f":"(Y968/T968)+Start!$D$19*(VLOOKUP(R968,Start!$M$33:$N$39,2,FALSE)/T968)+VLOOKUP(S968,Start!$C$33:$D$40,2,FALSE)","v":108.61897435897436}]
[null,null,"Ja","SEE983237534152","In Betrieb","INEOS Manufacturing Deutschland","GT13800",50769,"Köln","Alte Str. 201","Nordrhein-Westfalen","2022-12-01","Erdgas","Erdgas, Erdölgas","Erdgas","Ja","Gasturbinen mit Abhitzekessel","Erdgas","Gasturbine",0.432,"Annahme basierend auf DIW (2014)",32,29.55,{"$f":"(1-VLOOKUP(S969,Start!$H$33:$I$40,2,FALSE)/100)*W969","v":25.708500000000001},{"$f":"VLOOKUP(R969,Start!$C$9:$D$15,2,FALSE)+VLOOKUP(R969,Start!$C$23:$D$29,2,FALSE)","v":45.66},{"$f":"(Y969/T969)+Start!$D$19*(VLOOKUP(R969,Start!$M$33:$N$39,2,FALSE)/T969)+VLOOKUP(S969,Start!$C$33:$D$40,2,FALSE)","v":146.05694444444444}]
[null,null,"Ja","SEE983252937631","In Betrieb","RWE Power AG","Niederaußem K",50129,"Bergheim","Werkstr. ","Nordrhein-Westfalen","2003-01-28","Braunkohle","Rohbraunkohlen","Braunkohle","Ja","Kondensationsmaschine mit Entnahme","Braunkohle","Braunkohle",0.43,"OPSD (2020)",998,944,{"$f":"(1-VLOOKUP(S970,Start!$H$33:$I$40,2,FALSE)/100)*W970","v":821.28},{"$f":"VLOOKUP(R970,Start!$C$9:$D$15,2,FALSE)+VLOOKUP(R970,Start!$C$23:$D$29,2,FALSE)","v":3.1},{"$f":"(Y970/T970)+Start!$D$19*(VLOOKUP(R970,Start!$M$33:$N$39,2,FALSE)/T970)+VLOOKUP(S970,Start!$C$33:$D$40,2,FALSE)","v":88.393953488372091}]
[null,null,"Ja","SEE983509659989","In Betrieb","Kraftwerke Mainz-Wiesbaden AG","BHKW KW5 52",55120,"Mainz","Kraftwerkallee 1","Rheinland-Pfalz","2020-12-23","Erdgas","Erdgas, Erdölgas","Erdgas","Ja","Verbrennungsmotor","Erdgas","GuD",0.45,"https://www.kmw-ag.de/anlagen/blockheizkraftwerk/",10.02,9.93,{"$f":"(1-VLOOKUP(S971,Start!$H$33:$I$40,2,FALSE)/100)*W971","v":8.6390999999999991},{"$f":"VLOOKUP(R971,Start!$C$9:$D$15,2,FALSE)+VLOOKUP(R971,Start!$C$23:$D$29,2,FALSE)","v":45.66},{"$f":"(Y971/T971)+Start!$D$19*(VLOOKUP(R971,Start!$M$33:$N$39,2,FALSE)/T971)+VLOOKUP(S971,Start!$C$33:$D$40,2,FALSE)","v":140.75466666666665}]
[null,null,"Ja","SEE983807255883","In Betrieb","Buchmann Karton","KWK Anlage",76855,"Annweiler","Wasgaustraße 5","Rheinland-Pfalz","1976-01-24","Erdgas","Erdgas, Erdölgas","Erdgas","Ja","Gasturbinen mit nachgeschalteter Dampfturbine","Erdgas","GuD",0.45,"Annahme basierend auf DIW (2014)",19.78,19.78,{"$f":"(1-VLOOKUP(S972,Start!$H$33:$I$40,2,FALSE)/100)*W972","v":17.208600000000001},{"$f":"VLOOKUP(R972,Start!$C$9:$D$15,2,FALSE)+VLOOKUP(R972,Start!$C$23:$D$29,2,FALSE)","v":45.66},{"$f":"(Y972/T972)+Start!$D$19*(VLOOKUP(R972,Start!$M$33:$N$39,2,FALSE)/T972)+VLOOKUP(S972,Start!$C$33:$D$40,2,FALSE)","v":140.75466666666665}]
[null,null,"Ja","SEE983959934148","In Betrieb","enercity AG","HKW Linden DT",30449,"Hannover","Spinnereistraße 9","Niedersachsen","1996-06-20","Erdgas","Erdgas, Erdölgas","Erdgas","Ja","Gasturbinen mit Abhitzekessel","Erdgas","GuD",0.55000000000000004,"OPSD (2020)",79.400000000000006,78,{"$f":"(1-VLOOKUP(S973,Start!$H$33:$I$40,2,FALSE)/100)*W973","v":67.86},{"$f":"VLOOKUP(R973,Start!$C$9:$D$15,2,FALSE)+VLOOKUP(R973,Start!$C$23:$D$29,2,FALSE)","v":45.66},{"$f":"(Y973/T973)+Start!$D$19*(VLOOKUP(R973,Start!$M$33:$N$39,2,FALSE)/T973)+VLOOKUP(S973,Start!$C$33:$D$40,2,FALSE)","v":115.43563636363635}]
[null,null,"Ja","SEE984037976906","In Betrieb","Evonik Operations GmbH","Kraftwerk III, GT311",45772,"Marl","Paul-Baumann-Straße 1","Nordrhein-Westfalen","1973-11-22","Erdgas","Erdgas, Erdölgas","Erdgas","Ja","Gasturbinen mit nachgeschalteter Dampfturbine","Erdgas","GuD",0.55349999999999999,"OPSD (2020)",62.56,61.127000000000002,{"$f":"(1-VLOOKUP(S974,Start!$H$33:$I$40,2,FALSE)/100)*W974","v":53.180489999999999},{"$f":"VLOOKUP(R974,Start!$C$9:$D$15,2,FALSE)+VLOOKUP(R974,Start!$C$23:$D$29,2,FALSE)","v":45.66},{"$f":"(Y974/T974)+Start!$D$19*(VLOOKUP(R974,Start!$M$33:$N$39,2,FALSE)/T974)+VLOOKUP(S974,Start!$C$33:$D$40,2,FALSE)","v":114.71517615176151}]
[null,null,"Ja","SEE984068604342","In Betrieb","ENGIE Deutschland GmbH","70001313.01",7546,"Gera","Siemensstraße 43","Thüringen","2018-12-05","Erdgas","Erdgas, Erdölgas","Erdgas","Ja","Verbrennungsmotor","Erdgas","GuD",0.40479999999999999,"OPSD (2020)",4.5,4.4720000000000004,{"$f":"(1-VLOOKUP(S975,Start!$H$33:$I$40,2,FALSE)/100)*W975","v":3.8906400000000003},{"$f":"VLOOKUP(R975,Start!$C$9:$D$15,2,FALSE)+VLOOKUP(R975,Start!$C$23:$D$29,2,FALSE)","v":45.66},{"$f":"(Y975/T975)+Start!$D$19*(VLOOKUP(R975,Start!$M$33:$N$39,2,FALSE)/T975)+VLOOKUP(S975,Start!$C$33:$D$40,2,FALSE)","v":156.30385375494069}]
[null,null,"Ja","SEE984196895179","In Betrieb","Volkswagen AG","GT32 GuD Süd Wolfsburg",38440,"Wolfsburg","Berliner Ring 2","Niedersachsen","2021-12-27","Erdgas","Erdgas, Erdölgas","Erdgas","Ja","Gasturbinen mit nachgeschalteter Dampfturbine","Erdgas","GuD",0.63,"Annahme basierend auf DIW (2014)",49.5,49.4,{"$f":"(1-VLOOKUP(S976,Start!$H$33:$I$40,2,FALSE)/100)*W976","v":42.978000000000002},{"$f":"VLOOKUP(R976,Start!$C$9:$D$15,2,FALSE)+VLOOKUP(R976,Start!$C$23:$D$29,2,FALSE)","v":45.66},{"$f":"(Y976/T976)+Start!$D$19*(VLOOKUP(R976,Start!$M$33:$N$39,2,FALSE)/T976)+VLOOKUP(S976,Start!$C$33:$D$40,2,FALSE)","v":100.96761904761904}]
[null,null,"Ja","SEE984335626152","In Betrieb","RheinEnergie AG","GT Niehl 2 RheinEnergie",50735,"Köln","Am Molenkopf 3","Nordrhein-Westfalen","2005-03-26","Erdgas","Erdgas, Erdölgas","Erdgas","Ja","Gasturbinen mit Abhitzekessel","Erdgas","GuD",0.57999999999999996,"OPSD (2020)",274,266,{"$f":"(1-VLOOKUP(S977,Start!$H$33:$I$40,2,FALSE)/100)*W977","v":231.42},{"$f":"VLOOKUP(R977,Start!$C$9:$D$15,2,FALSE)+VLOOKUP(R977,Start!$C$23:$D$29,2,FALSE)","v":45.66},{"$f":"(Y977/T977)+Start!$D$19*(VLOOKUP(R977,Start!$M$33:$N$39,2,FALSE)/T977)+VLOOKUP(S977,Start!$C$33:$D$40,2,FALSE)","v":109.54241379310344}]
[null,null,"Ja","SEE984352856976","In Betrieb","BMW AG","Leipzig KWK 1",4349,"Leipzig","BMW Allee 1","Sachsen","2009-03-09","Erdgas","Erdgas, Erdölgas","Erdgas","Ja","Verbrennungsmotor","Erdgas","GuD",0.4,"eigene Annahme",3.1190000000000002,3.1190000000000002,{"$f":"(1-VLOOKUP(S978,Start!$H$33:$I$40,2,FALSE)/100)*W978","v":2.71353},{"$f":"VLOOKUP(R978,Start!$C$9:$D$15,2,FALSE)+VLOOKUP(R978,Start!$C$23:$D$29,2,FALSE)","v":45.66},{"$f":"(Y978/T978)+Start!$D$19*(VLOOKUP(R978,Start!$M$33:$N$39,2,FALSE)/T978)+VLOOKUP(S978,Start!$C$33:$D$40,2,FALSE)","v":158.16149999999999}]
[null,null,"Ja","SEE985036646654","In Betrieb","DREWAG - Stadtwerke Dresden GmbH","Gasmotoren-Heizkraftwerk Dresden-Reick - Aggregat II",1277,"Dresden","Liebstädter Straße 1","Sachsen","2022-02-18","Erdgas","Erdgas, Erdölgas","Erdgas","Ja","Gasturbinen mit Abhitzekessel","Erdgas","GuD",0.63,"Annahme basierend auf DIW (2014)",11.76,11.5,{"$f":"(1-VLOOKUP(S979,Start!$H$33:$I$40,2,FALSE)/100)*W979","v":10.005000000000001},{"$f":"VLOOKUP(R979,Start!$C$9:$D$15,2,FALSE)+VLOOKUP(R979,Start!$C$23:$D$29,2,FALSE)","v":45.66},{"$f":"(Y979/T979)+Start!$D$19*(VLOOKUP(R979,Start!$M$33:$N$39,2,FALSE)/T979)+VLOOKUP(S979,Start!$C$33:$D$40,2,FALSE)","v":100.96761904761904}]
[null,null,"Ja","SEE985047526785","befristete Strommarktrückkehr","Lausitz Energie Kraftwerke AG","Kraftwerk Jänschwalde Block E",3185,"Teichland","Am Kraftwerk ","Brandenburg","1987-10-06","Braunkohle","Rohbraunkohlen","Braunkohle","Ja","Kondensationsmaschine mit Entnahme","Braunkohle","Braunkohle",0.36880000000000002,"OPSD (2020)",535,500,{"$f":"(1-VLOOKUP(S980,Start!$H$33:$I$40,2,FALSE)/100)*W980","v":435},{"$f":"VLOOKUP(R980,Start!$C$9:$D$15,2,FALSE)+VLOOKUP(R980,Start!$C$23:$D$29,2,FALSE)","v":3.1},{"$f":"(Y980/T980)+Start!$D$19*(VLOOKUP(R980,Start!$M$33:$N$39,2,FALSE)/T980)+VLOOKUP(S980,Start!$C$33:$D$40,2,FALSE)","v":102.78026030368764}]
[null,null,"Ja","SEE985143270643","In Betrieb","SWU Energie GmbH","BHKW Neu-Ulm M1",89231,"Neu-Ulm","Bradleystraße 32.5","Bayern","2021-12-14","Erdgas","Erdgas, Erdölgas","Erdgas","Ja","Verbrennungsmotor","Erdgas","GuD",0.63,"Annahme basierend auf DIW (2014)",2.6760000000000002,2.6219999999999999,{"$f":"(1-VLOOKUP(S981,Start!$H$33:$I$40,2,FALSE)/100)*W981","v":2.2811399999999997},{"$f":"VLOOKUP(R981,Start!$C$9:$D$15,2,FALSE)+VLOOKUP(R981,Start!$C$23:$D$29,2,FALSE)","v":45.66},{"$f":"(Y981/T981)+Start!$D$19*(VLOOKUP(R981,Start!$M$33:$N$39,2,FALSE)/T981)+VLOOKUP(S981,Start!$C$33:$D$40,2,FALSE)","v":100.96761904761904}]
[null,null,"Ja","SEE985205009518","In Betrieb","Südzucker AG","Dampfturbine I Südzucker Offenau",74254,"Offenau","Ludwig-Kayser Straße 1","Baden-Württemberg","1971-09-20","Wärme","Dampf (zum Beispiel Prozesswärme)","Wärme","Ja","Gegendruckmaschine ohne Entnahme","Sonstige","Sonstige",0.35,"eigene Annahme",8.64,7.3440000000000003,{"$f":"(1-VLOOKUP(S982,Start!$H$33:$I$40,2,FALSE)/100)*W982","v":6.2423999999999999},{"$f":"VLOOKUP(R982,Start!$C$9:$D$15,2,FALSE)+VLOOKUP(R982,Start!$C$23:$D$29,2,FALSE)","v":86.87},{"$f":"(Y982/T982)+Start!$D$19*(VLOOKUP(R982,Start!$M$33:$N$39,2,FALSE)/T982)+VLOOKUP(S982,Start!$C$33:$D$40,2,FALSE)","v":300.92685714285716}]
[null,null,"Ja","SEE985206646330","In Betrieb","Stadtwerke Kiel AG","Küstenkraftwerk K.I.E.L Motor 10",24149,"Kiel","Hasselfelde 30","Schleswig-Holstein","2018-10-05","Erdgas","Erdgas, Erdölgas","Erdgas","Ja","Verbrennungsmotor","Erdgas","GuD",0.40589999999999998,"OPSD (2020)",9.5709999999999997,9.4559999999999995,{"$f":"(1-VLOOKUP(S983,Start!$H$33:$I$40,2,FALSE)/100)*W983","v":8.2267200000000003},{"$f":"VLOOKUP(R983,Start!$C$9:$D$15,2,FALSE)+VLOOKUP(R983,Start!$C$23:$D$29,2,FALSE)","v":45.66},{"$f":"(Y983/T983)+Start!$D$19*(VLOOKUP(R983,Start!$M$33:$N$39,2,FALSE)/T983)+VLOOKUP(S983,Start!$C$33:$D$40,2,FALSE)","v":155.88433111603842}]
[null,null,"Ja","SEE985220684011","In Betrieb","K+S Minerals and Agriculture GmbH","Kraftwerk SI DT2",31515,"Wunstorf","Schachtstraße 10","Niedersachsen","1973-07-02","Wärme","Dampf (zum Beispiel Prozesswärme)","Wärme","Ja","Gegendruckmaschine ohne Entnahme","Sonstige","Sonstige",0.35,"eigene Annahme",9.4390000000000001,9.3000000000000007,{"$f":"(1-VLOOKUP(S984,Start!$H$33:$I$40,2,FALSE)/100)*W984","v":7.9050000000000002},{"$f":"VLOOKUP(R984,Start!$C$9:$D$15,2,FALSE)+VLOOKUP(R984,Start!$C$23:$D$29,2,FALSE)","v":86.87},{"$f":"(Y984/T984)+Start!$D$19*(VLOOKUP(R984,Start!$M$33:$N$39,2,FALSE)/T984)+VLOOKUP(S984,Start!$C$33:$D$40,2,FALSE)","v":300.92685714285716}]
[null,null,"Ja","SEE985288285472","In Betrieb","Mohn Media Mohndruck GmbH","GM 2",33332,"Gütersloh"," ","Nordrhein-Westfalen","2017-11-24","Erdgas","Erdgas, Erdölgas","Erdgas","Ja","Verbrennungsmotor","Erdgas","GuD",0.37840000000000001,"OPSD (2020)",1.56,1.532,{"$f":"(1-VLOOKUP(S985,Start!$H$33:$I$40,2,FALSE)/100)*W985","v":1.33284},{"$f":"VLOOKUP(R985,Start!$C$9:$D$15,2,FALSE)+VLOOKUP(R985,Start!$C$23:$D$29,2,FALSE)","v":45.66},{"$f":"(Y985/T985)+Start!$D$19*(VLOOKUP(R985,Start!$M$33:$N$39,2,FALSE)/T985)+VLOOKUP(S985,Start!$C$33:$D$40,2,FALSE)","v":167.10412262156444}]
[null,null,"Ja","SEE985331675700","befristete Strommarktrückkehr","Fernwärme Ulm GmbH","HKW Magirusstraße",89077,"Ulm","Magirusstraße 21","Baden-Württemberg","1992-11-09","Steinkohle","Steinkohlen","Steinkohle","Ja","Gegendruckmaschine mit Entnahme","Erdgas","GuD",0.40500000000000003,"OPSD (2020)",15.6,12.6,{"$f":"(1-VLOOKUP(S986,Start!$H$33:$I$40,2,FALSE)/100)*W986","v":10.962},{"$f":"VLOOKUP(R986,Start!$C$9:$D$15,2,FALSE)+VLOOKUP(R986,Start!$C$23:$D$29,2,FALSE)","v":45.66},{"$f":"(Y986/T986)+Start!$D$19*(VLOOKUP(R986,Start!$M$33:$N$39,2,FALSE)/T986)+VLOOKUP(S986,Start!$C$33:$D$40,2,FALSE)","v":156.22740740740738}]
[null,null,"Ja","SEE985412461604","In Betrieb","Crespel & Deiters GmbH ＆ Co. KG","GTS2",49479,"Ibbenbüren","Groner Allee 76","Nordrhein-Westfalen","1994-08-15","Erdgas","Erdgas, Erdölgas","Erdgas","Ja","Gasturbinen ohne Abhitzekessel","Erdgas","Gasturbine",0.38,"eigene Annahme",1.1399999999999999,1.1229,{"$f":"(1-VLOOKUP(S987,Start!$H$33:$I$40,2,FALSE)/100)*W987","v":0.97692299999999999},{"$f":"VLOOKUP(R987,Start!$C$9:$D$15,2,FALSE)+VLOOKUP(R987,Start!$C$23:$D$29,2,FALSE)","v":45.66},{"$f":"(Y987/T987)+Start!$D$19*(VLOOKUP(R987,Start!$M$33:$N$39,2,FALSE)/T987)+VLOOKUP(S987,Start!$C$33:$D$40,2,FALSE)","v":165.90684210526314}]
[null,null,"Ja","SEE985585573104","In Betrieb","SWM Services GmbH","SWM HKW Sued GuD1 GT3",81371,"München","Schäftlarnstraße 15","Bayern","1980-10-01","Erdgas","Erdgas, Erdölgas","Erdgas","Ja","Gasturbinen mit Abhitzekessel","Erdgas","GuD",0.45,"OPSD (2020)",98.9,97.9,{"$f":"(1-VLOOKUP(S988,Start!$H$33:$I$40,2,FALSE)/100)*W988","v":85.173000000000002},{"$f":"VLOOKUP(R988,Start!$C$9:$D$15,2,FALSE)+VLOOKUP(R988,Start!$C$23:$D$29,2,FALSE)","v":45.66},{"$f":"(Y988/T988)+Start!$D$19*(VLOOKUP(R988,Start!$M$33:$N$39,2,FALSE)/T988)+VLOOKUP(S988,Start!$C$33:$D$40,2,FALSE)","v":140.75466666666665}]
[null,null,"Ja","SEE985651122366","In Betrieb","AIR LIQUIDE Deutschland GmbH","Oberhausen - Entspannungsturbine",46147,"Oberhausen","Otto-Roelen-Strasse 3","Nordrhein-Westfalen","2005-01-01","Druck aus Gasleitungen","","Sonstige Energieträger (nicht erneuerbar)","Nein","Sonstige","Sonstige","Sonstige",0.38500000000000001,"Annahme basierend auf DIW (2014)",1.1499999999999999,1.1499999999999999,{"$f":"(1-VLOOKUP(S989,Start!$H$33:$I$40,2,FALSE)/100)*W989","v":0.97749999999999992},{"$f":"VLOOKUP(R989,Start!$C$9:$D$15,2,FALSE)+VLOOKUP(R989,Start!$C$23:$D$29,2,FALSE)","v":86.87},{"$f":"(Y989/T989)+Start!$D$19*(VLOOKUP(R989,Start!$M$33:$N$39,2,FALSE)/T989)+VLOOKUP(S989,Start!$C$33:$D$40,2,FALSE)","v":273.6607792207792}]
[null,null,"Ja","SEE985657410085","In Betrieb","Karlsruher Institut für Technologie","KIT_CN_BHKW_266_MPP1",76344,"Eggenstein-Leopoldshafen","Hermann-von-Helmholtz-Platz 1","Baden-Württemberg","2016-12-16","Erdgas","Erdgas, Erdölgas","Erdgas","Ja","Verbrennungsmotor","Erdgas","GuD",0.32500000000000001,"https://www.energysystem-yanmar.com/technologien/blockheizkraftwerk/BHKW_Technische-Daten_25-30.pdf",4.5,4.4320000000000004,{"$f":"(1-VLOOKUP(S990,Start!$H$33:$I$40,2,FALSE)/100)*W990","v":3.8558400000000002},{"$f":"VLOOKUP(R990,Start!$C$9:$D$15,2,FALSE)+VLOOKUP(R990,Start!$C$23:$D$29,2,FALSE)","v":45.66},{"$f":"(Y990/T990)+Start!$D$19*(VLOOKUP(R990,Start!$M$33:$N$39,2,FALSE)/T990)+VLOOKUP(S990,Start!$C$33:$D$40,2,FALSE)","v":194.31415384615383}]
[null,null,"Ja","SEE985796237000","In Betrieb","Stadtwerke Bielefeld GmbH","HKW Schildescher Str GT",33611,"Bielefeld","Schildescher Straße 16/5-HW","Nordrhein-Westfalen","1977-05-20","Erdgas","Erdgas, Erdölgas","Erdgas","Ja","Gasturbinen mit Abhitzekessel","Erdgas","GuD",0.35970000000000002,"OPSD (2020)",24,23.5,{"$f":"(1-VLOOKUP(S991,Start!$H$33:$I$40,2,FALSE)/100)*W991","v":20.445},{"$f":"VLOOKUP(R991,Start!$C$9:$D$15,2,FALSE)+VLOOKUP(R991,Start!$C$23:$D$29,2,FALSE)","v":45.66},{"$f":"(Y991/T991)+Start!$D$19*(VLOOKUP(R991,Start!$M$33:$N$39,2,FALSE)/T991)+VLOOKUP(S991,Start!$C$33:$D$40,2,FALSE)","v":175.71351125938281}]
[null,null,"Ja","SEE985842749525","In Betrieb","Lausitz Energie Kraftwerke AG","Boxberg Block N",2943,"Boxberg","Am Kraftwerk 1","Sachsen","1979-01-01","Braunkohle","Rohbraunkohlen","Braunkohle","Ja","Kondensationsmaschine mit Entnahme","Braunkohle","Braunkohle",0.35,"OPSD (2020)",540,500,{"$f":"(1-VLOOKUP(S992,Start!$H$33:$I$40,2,FALSE)/100)*W992","v":435},{"$f":"VLOOKUP(R992,Start!$C$9:$D$15,2,FALSE)+VLOOKUP(R992,Start!$C$23:$D$29,2,FALSE)","v":3.1},{"$f":"(Y992/T992)+Start!$D$19*(VLOOKUP(R992,Start!$M$33:$N$39,2,FALSE)/T992)+VLOOKUP(S992,Start!$C$33:$D$40,2,FALSE)","v":108.2097142857143}]
[null,null,"Ja","SEE985887784048","In Betrieb","EnBW Energie Baden-Württemberg AG","Heizkraftwerk Stuttgart-Münster GT 18",70376,"Stuttgart","Voltastraße 45","Baden-Württemberg","1974-01-01","Mineralölprodukte","Heizöl, leicht","Mineralölprodukte","Nein","Gasturbinen ohne Abhitzekessel","Öl","Öl",0.23,"OPSD (2020)",23.4,23.4,{"$f":"(1-VLOOKUP(S993,Start!$H$33:$I$40,2,FALSE)/100)*W993","v":19.889999999999997},{"$f":"VLOOKUP(R993,Start!$C$9:$D$15,2,FALSE)+VLOOKUP(R993,Start!$C$23:$D$29,2,FALSE)","v":87.17},{"$f":"(Y993/T993)+Start!$D$19*(VLOOKUP(R993,Start!$M$33:$N$39,2,FALSE)/T993)+VLOOKUP(S993,Start!$C$33:$D$40,2,FALSE)","v":482.99130434782609}]
[null,null,"Ja","SEE985908351792","In Betrieb","RWE Generation SE","Emsland B DT",49808,"Lingen","Schüttorfer Straße 100","Niedersachsen","1974-01-01","Erdgas","Erdgas, Erdölgas","Erdgas","Nein","Sonstige","Erdgas","GuD",0.46,"OPSD (2020)",372.6,359,{"$f":"(1-VLOOKUP(S994,Start!$H$33:$I$40,2,FALSE)/100)*W994","v":312.33},{"$f":"VLOOKUP(R994,Start!$C$9:$D$15,2,FALSE)+VLOOKUP(R994,Start!$C$23:$D$29,2,FALSE)","v":45.66},{"$f":"(Y994/T994)+Start!$D$19*(VLOOKUP(R994,Start!$M$33:$N$39,2,FALSE)/T994)+VLOOKUP(S994,Start!$C$33:$D$40,2,FALSE)","v":137.7273913043478}]
[null,null,"Ja","SEE986030306643","In Betrieb","Entsorgungsgesellschaft Mainz mbH","MHKW DTS",55120,"Mainz","Kraftwerkallee 1","Rheinland-Pfalz","2009-06-01","nicht biogener Abfall","Abfall (Hausmüll, Siedl.abf.)","Abfall","Ja","Kondensationsmaschine mit Entnahme","Abfall","Abfall",0.33,"OPSD (2020)",20,15,{"$f":"(1-VLOOKUP(S995,Start!$H$33:$I$40,2,FALSE)/100)*W995","v":12.75},{"$f":"VLOOKUP(R995,Start!$C$9:$D$15,2,FALSE)+VLOOKUP(R995,Start!$C$23:$D$29,2,FALSE)","v":0},{"$f":"(Y995/T995)+Start!$D$19*(VLOOKUP(R995,Start!$M$33:$N$39,2,FALSE)/T995)+VLOOKUP(S995,Start!$C$33:$D$40,2,FALSE)","v":1}]
[null,null,"Ja","SEE986097297199","In Betrieb","CIECH Energy Deutschland","CED_GuD_Staßfurt",39418,"Staßfurt","Athenslebener Weg (Staßfurt) 57","Sachsen-Anhalt","1997-08-08","Erdgas","Erdgas, Erdölgas","Erdgas","Ja","Gasturbinen mit Abhitzekessel","Erdgas","GuD",0.60750000000000004,"OPSD (2020)",125,100,{"$f":"(1-VLOOKUP(S996,Start!$H$33:$I$40,2,FALSE)/100)*W996","v":87},{"$f":"VLOOKUP(R996,Start!$C$9:$D$15,2,FALSE)+VLOOKUP(R996,Start!$C$23:$D$29,2,FALSE)","v":45.66},{"$f":"(Y996/T996)+Start!$D$19*(VLOOKUP(R996,Start!$M$33:$N$39,2,FALSE)/T996)+VLOOKUP(S996,Start!$C$33:$D$40,2,FALSE)","v":104.65160493827159}]
[null,null,"Ja","SEE986145450682","In Betrieb","Kreis Weseler Abfallgesellschaft mbH & Co.KG","Notstromdiesel",47475,"Kamp-Lintfort","Graftstr. 25","Nordrhein-Westfalen","1997-01-01","Mineralölprodukte","Heizöl, leicht","Mineralölprodukte","Nein","Verbrennungsmotor","Öl","Öl",0.38169999999999998,"OPSD (2020)",4.8,4.8,{"$f":"(1-VLOOKUP(S997,Start!$H$33:$I$40,2,FALSE)/100)*W997","v":4.08},{"$f":"VLOOKUP(R997,Start!$C$9:$D$15,2,FALSE)+VLOOKUP(R997,Start!$C$23:$D$29,2,FALSE)","v":87.17},{"$f":"(Y997/T997)+Start!$D$19*(VLOOKUP(R997,Start!$M$33:$N$39,2,FALSE)/T997)+VLOOKUP(S997,Start!$C$33:$D$40,2,FALSE)","v":291.43227665706053}]
[null,null,"Ja","SEE986249505394","In Betrieb","Stadtwerke Leipzig GmbH","Heizkraftwerk Leipzig Nord DT8C",4105,"Leipzig","Eutritzscher Straße 14b","Sachsen","2022-06-01","Erdgas","Erdgas, Erdölgas","Erdgas","Ja","Gegendruckmaschine mit Entnahme","Erdgas","GuD",0.42,"https://www.leipziger-industriekultur.de/heizkraftwerknord/",26.11,25.609000000000002,{"$f":"(1-VLOOKUP(S998,Start!$H$33:$I$40,2,FALSE)/100)*W998","v":22.27983},{"$f":"VLOOKUP(R998,Start!$C$9:$D$15,2,FALSE)+VLOOKUP(R998,Start!$C$23:$D$29,2,FALSE)","v":45.66},{"$f":"(Y998/T998)+Start!$D$19*(VLOOKUP(R998,Start!$M$33:$N$39,2,FALSE)/T998)+VLOOKUP(S998,Start!$C$33:$D$40,2,FALSE)","v":150.70142857142855}]
[null,null,"Ja","SEE986331287955","In Betrieb","RWE Power AG","Fab Berrenrath",50354,"Hürth","Bertrams-Jagdweg 10","Nordrhein-Westfalen","1992-02-28","Braunkohle","Rohbraunkohlen","Braunkohle","Ja","Gegendruckmaschine mit Entnahme","Braunkohle","Braunkohle",0.20080000000000001,"OPSD (2020)",107,98,{"$f":"(1-VLOOKUP(S999,Start!$H$33:$I$40,2,FALSE)/100)*W999","v":85.26},{"$f":"VLOOKUP(R999,Start!$C$9:$D$15,2,FALSE)+VLOOKUP(R999,Start!$C$23:$D$29,2,FALSE)","v":3.1},{"$f":"(Y999/T999)+Start!$D$19*(VLOOKUP(R999,Start!$M$33:$N$39,2,FALSE)/T999)+VLOOKUP(S999,Start!$C$33:$D$40,2,FALSE)","v":187.34940239043823}]
[null,null,"Ja","SEE986400818790","In Betrieb","Airbus Operations","BHKW 2 Hamburg Modul 1",21129,"Hamburg","Kreetslag 10","Hamburg","2013-02-28","Erdgas","Erdgas, Erdölgas","Erdgas","Ja","Verbrennungsmotor","Erdgas","GuD",0.4,"eigene Annahme",4.3150000000000004,4.1189999999999998,{"$f":"(1-VLOOKUP(S1000,Start!$H$33:$I$40,2,FALSE)/100)*W1000","v":3.5835299999999997},{"$f":"VLOOKUP(R1000,Start!$C$9:$D$15,2,FALSE)+VLOOKUP(R1000,Start!$C$23:$D$29,2,FALSE)","v":45.66},{"$f":"(Y1000/T1000)+Start!$D$19*(VLOOKUP(R1000,Start!$M$33:$N$39,2,FALSE)/T1000)+VLOOKUP(S1000,Start!$C$33:$D$40,2,FALSE)","v":158.16149999999999}]
[null,null,"Ja","SEE986413873564","In Betrieb","swb Entsorgung GmbH&Co. KG","MHKW_Gen2",28219,"Bremen","Oken 2","Bremen","2004-01-01","nicht biogener Abfall","Abfall (Hausmüll, Siedl.abf.)","Abfall","Ja","Gegendruckmaschine ohne Entnahme","Abfall","Abfall",0.33,"OPSD (2020)",13.7,13.3,{"$f":"(1-VLOOKUP(S1001,Start!$H$33:$I$40,2,FALSE)/100)*W1001","v":11.305},{"$f":"VLOOKUP(R1001,Start!$C$9:$D$15,2,FALSE)+VLOOKUP(R1001,Start!$C$23:$D$29,2,FALSE)","v":0},{"$f":"(Y1001/T1001)+Start!$D$19*(VLOOKUP(R1001,Start!$M$33:$N$39,2,FALSE)/T1001)+VLOOKUP(S1001,Start!$C$33:$D$40,2,FALSE)","v":1}]
[null,null,"Ja","SEE986520256656","In Betrieb","Solvay Chemicals GmbH","Solvay Rb TA7",47495,"Rheinberg","Xantener Straße 237","Nordrhein-Westfalen","1989-01-01","Wärme","Dampf (zum Beispiel Prozesswärme)","Steinkohle","Ja","Gegendruckmaschine mit Entnahme","Steinkohle","Steinkohle",0.34210000000000002,"OPSD (2020)",12.8,12.8,{"$f":"(1-VLOOKUP(S1002,Start!$H$33:$I$40,2,FALSE)/100)*W1002","v":10.240000000000002},{"$f":"VLOOKUP(R1002,Start!$C$9:$D$15,2,FALSE)+VLOOKUP(R1002,Start!$C$23:$D$29,2,FALSE)","v":17.84},{"$f":"(Y1002/T1002)+Start!$D$19*(VLOOKUP(R1002,Start!$M$33:$N$39,2,FALSE)/T1002)+VLOOKUP(S1002,Start!$C$33:$D$40,2,FALSE)","v":136.78728441976031}]
[null,null,"Ja","SEE986561991462","In Betrieb","Mark-E Aktiengesellschaft","Cuno Heizkraftwerk Herdecke BHKW2",58313,"Herdecke","Wetterstraße 111","Nordrhein-Westfalen","2005-01-01","Erdgas","Erdgas, Erdölgas","Erdgas","Ja","Sonstige","Erdgas","GuD",0.4,"eigene Annahme",1.988,1.95,{"$f":"(1-VLOOKUP(S1003,Start!$H$33:$I$40,2,FALSE)/100)*W1003","v":1.6964999999999999},{"$f":"VLOOKUP(R1003,Start!$C$9:$D$15,2,FALSE)+VLOOKUP(R1003,Start!$C$23:$D$29,2,FALSE)","v":45.66},{"$f":"(Y1003/T1003)+Start!$D$19*(VLOOKUP(R1003,Start!$M$33:$N$39,2,FALSE)/T1003)+VLOOKUP(S1003,Start!$C$33:$D$40,2,FALSE)","v":158.16149999999999}]
[null,null,"Ja","SEE986633590692","In Betrieb","Smurfit Kappa Hoya Papier und Karton GmbH","GT1 CTX",27318,"Hoya","Von-dem-Bussche-Straße 1","Niedersachsen","1996-01-01","Erdgas","Erdgas, Erdölgas","Erdgas","Ja","Gasturbinen mit nachgeschalteter Dampfturbine","Erdgas","GuD",0.5,"eigene Annahme",5.3696000000000002,5.1550000000000002,{"$f":"(1-VLOOKUP(S1004,Start!$H$33:$I$40,2,FALSE)/100)*W1004","v":4.4848499999999998},{"$f":"VLOOKUP(R1004,Start!$C$9:$D$15,2,FALSE)+VLOOKUP(R1004,Start!$C$23:$D$29,2,FALSE)","v":45.66},{"$f":"(Y1004/T1004)+Start!$D$19*(VLOOKUP(R1004,Start!$M$33:$N$39,2,FALSE)/T1004)+VLOOKUP(S1004,Start!$C$33:$D$40,2,FALSE)","v":126.82919999999999}]
[null,null,"Ja","SEE986713152253","In Betrieb","Mercedes-Benz AG","W050-TS_Mercedes-Benz Werk Sindelfingen HKW Turbine 4",71063,"Sindelfingen","Bela-Barenyi-Str. 1","Baden-Württemberg","1971-11-04","Erdgas","Erdgas, Erdölgas","Erdgas","Ja","Gegendruckmaschine mit Entnahme","Erdgas","GuD",0.39929999999999999,"OPSD (2020)",29.4,27.93,{"$f":"(1-VLOOKUP(S1005,Start!$H$33:$I$40,2,FALSE)/100)*W1005","v":24.299099999999999},{"$f":"VLOOKUP(R1005,Start!$C$9:$D$15,2,FALSE)+VLOOKUP(R1005,Start!$C$23:$D$29,2,FALSE)","v":45.66},{"$f":"(Y1005/T1005)+Start!$D$19*(VLOOKUP(R1005,Start!$M$33:$N$39,2,FALSE)/T1005)+VLOOKUP(S1005,Start!$C$33:$D$40,2,FALSE)","v":158.43613824192335}]
[null,null,"Ja","SEE986936308987","In Betrieb","Martinswerk GmbH","KWK-Anlage: Generator 1",50127,"Bergheim","Kölner Straße 110","Nordrhein-Westfalen","1961-01-01","Braunkohle","Rohbraunkohlen","Braunkohle","Ja","Gegendruckmaschine mit Entnahme","Braunkohle","Braunkohle",0.38800000000000001,"OPSD (2020)",11,9.9,{"$f":"(1-VLOOKUP(S1006,Start!$H$33:$I$40,2,FALSE)/100)*W1006","v":8.6129999999999995},{"$f":"VLOOKUP(R1006,Start!$C$9:$D$15,2,FALSE)+VLOOKUP(R1006,Start!$C$23:$D$29,2,FALSE)","v":3.1},{"$f":"(Y1006/T1006)+Start!$D$19*(VLOOKUP(R1006,Start!$M$33:$N$39,2,FALSE)/T1006)+VLOOKUP(S1006,Start!$C$33:$D$40,2,FALSE)","v":97.778350515463913}]
[null,null,"Ja","SEE986959633936","In Betrieb","Pfeifer & Langen GmbH ＆ Co. KG","Lage Generator 1",32791,"Lage","Heidensche Straße 70","Nordrhein-Westfalen","1981-08-31","Erdgas","Erdgas, Erdölgas","Erdgas","Ja","Gegendruckmaschine ohne Entnahme","Erdgas","GuD",0.4037,"OPSD (2020)",9.76,8.8819999999999997,{"$f":"(1-VLOOKUP(S1007,Start!$H$33:$I$40,2,FALSE)/100)*W1007","v":7.7273399999999999},{"$f":"VLOOKUP(R1007,Start!$C$9:$D$15,2,FALSE)+VLOOKUP(R1007,Start!$C$23:$D$29,2,FALSE)","v":45.66},{"$f":"(Y1007/T1007)+Start!$D$19*(VLOOKUP(R1007,Start!$M$33:$N$39,2,FALSE)/T1007)+VLOOKUP(S1007,Start!$C$33:$D$40,2,FALSE)","v":156.72566262075799}]
[null,null,"Ja","SEE987007884447","In Betrieb","RWE Power AG","Weisweiler G",52249,"Eschweiler","Am Kraftwerk 17","Nordrhein-Westfalen","1974-02-14","Braunkohle","Rohbraunkohlen","Braunkohle","Ja","Kondensationsmaschine mit Entnahme","Braunkohle","Braunkohle",0.36,"OPSD (2020)",703,663,{"$f":"(1-VLOOKUP(S1008,Start!$H$33:$I$40,2,FALSE)/100)*W1008","v":576.80999999999995},{"$f":"VLOOKUP(R1008,Start!$C$9:$D$15,2,FALSE)+VLOOKUP(R1008,Start!$C$23:$D$29,2,FALSE)","v":3.1},{"$f":"(Y1008/T1008)+Start!$D$19*(VLOOKUP(R1008,Start!$M$33:$N$39,2,FALSE)/T1008)+VLOOKUP(S1008,Start!$C$33:$D$40,2,FALSE)","v":105.25111111111111}]
[null,null,"Ja","SEE987113516188","In Betrieb","Stadtwerke Duisburg AG","Mitte BHKW 2 Modul 1",47053,"Duisburg","Bungertstr. 27","Nordrhein-Westfalen","2023-05-17","Erdgas","Erdgas, Erdölgas","Erdgas","Ja","Verbrennungsmotor","Erdgas","GuD",0.63,"Annahme basierend auf DIW (2014)",4.5,4.4720000000000004,{"$f":"(1-VLOOKUP(S1009,Start!$H$33:$I$40,2,FALSE)/100)*W1009","v":3.8906400000000003},{"$f":"VLOOKUP(R1009,Start!$C$9:$D$15,2,FALSE)+VLOOKUP(R1009,Start!$C$23:$D$29,2,FALSE)","v":45.66},{"$f":"(Y1009/T1009)+Start!$D$19*(VLOOKUP(R1009,Start!$M$33:$N$39,2,FALSE)/T1009)+VLOOKUP(S1009,Start!$C$33:$D$40,2,FALSE)","v":100.96761904761904}]
[null,null,"Ja","SEE987197130805","In Betrieb","Hamburger Energiewerke GmbH","HKW Tiefstack",22113,"Hamburg","Andreas-Meyer-Straße 8","Hamburg","1993-04-01","Steinkohle","Steinkohlen","Steinkohle","Ja","Kondensationsmaschine mit Entnahme","Steinkohle","Steinkohle",0.40749999999999997,"OPSD (2020)",170,154,{"$f":"(1-VLOOKUP(S1010,Start!$H$33:$I$40,2,FALSE)/100)*W1010","v":123.2},{"$f":"VLOOKUP(R1010,Start!$C$9:$D$15,2,FALSE)+VLOOKUP(R1010,Start!$C$23:$D$29,2,FALSE)","v":17.84},{"$f":"(Y1010/T1010)+Start!$D$19*(VLOOKUP(R1010,Start!$M$33:$N$39,2,FALSE)/T1010)+VLOOKUP(S1010,Start!$C$33:$D$40,2,FALSE)","v":115.04282208588957}]
[null,null,"Ja","SEE987278903410","In Betrieb","Salzgitter Flachstahl GmbH","Ma 4",38239,"Salzgitter","Eisenhüttenstraße 99","Niedersachsen","2022-04-12","andere Gase","Hochofengas, Konvertergas","Sonstige Energieträger (nicht erneuerbar)","Ja","Kondensationsmaschine mit Entnahme","Erdgas","GuD",0.4,"https://www.salzgitter-flachstahl.de/de/news/details/energie-der-zukunft-12924.html",35,31.5,{"$f":"(1-VLOOKUP(S1011,Start!$H$33:$I$40,2,FALSE)/100)*W1011","v":27.405000000000001},{"$f":"VLOOKUP(R1011,Start!$C$9:$D$15,2,FALSE)+VLOOKUP(R1011,Start!$C$23:$D$29,2,FALSE)","v":45.66},{"$f":"(Y1011/T1011)+Start!$D$19*(VLOOKUP(R1011,Start!$M$33:$N$39,2,FALSE)/T1011)+VLOOKUP(S1011,Start!$C$33:$D$40,2,FALSE)","v":158.16149999999999}]
[null,null,"Ja","SEE987324322059","In Betrieb","Stadtwerke Kiel AG","Küstenkraftwerk K.I.E.L Motor 20",24149,"Kiel","Hasselfelde 30","Schleswig-Holstein","2018-07-13","Erdgas","Erdgas, Erdölgas","Erdgas","Ja","Verbrennungsmotor","Erdgas","GuD",0.40589999999999998,"OPSD (2020)",9.5709999999999997,9.4559999999999995,{"$f":"(1-VLOOKUP(S1012,Start!$H$33:$I$40,2,FALSE)/100)*W1012","v":8.2267200000000003},{"$f":"VLOOKUP(R1012,Start!$C$9:$D$15,2,FALSE)+VLOOKUP(R1012,Start!$C$23:$D$29,2,FALSE)","v":45.66},{"$f":"(Y1012/T1012)+Start!$D$19*(VLOOKUP(R1012,Start!$M$33:$N$39,2,FALSE)/T1012)+VLOOKUP(S1012,Start!$C$33:$D$40,2,FALSE)","v":155.88433111603842}]
[null,null,"Ja","SEE987326760026","In Betrieb","Nordzucker","Generator 1",31249,"Hohenhameln","Zuckerfabrik 3","Niedersachsen","2008-09-01","Erdgas","Erdgas, Erdölgas","Erdgas","Ja","Gegendruckmaschine mit Entnahme","Erdgas","GuD",0.38829999999999998,"OPSD (2020)",18.649999999999999,17.649999999999999,{"$f":"(1-VLOOKUP(S1013,Start!$H$33:$I$40,2,FALSE)/100)*W1013","v":15.355499999999999},{"$f":"VLOOKUP(R1013,Start!$C$9:$D$15,2,FALSE)+VLOOKUP(R1013,Start!$C$23:$D$29,2,FALSE)","v":45.66},{"$f":"(Y1013/T1013)+Start!$D$19*(VLOOKUP(R1013,Start!$M$33:$N$39,2,FALSE)/T1013)+VLOOKUP(S1013,Start!$C$33:$D$40,2,FALSE)","v":162.88192119495235}]
[null,null,"Ja","SEE987361570932","In Betrieb","StWB Stadtwerke Brandenburg an der Havel","HKW BRB",14772,"Brandenburg","Upstallstraße 9","Brandenburg","1997-08-25","Erdgas","Erdgas, Erdölgas","Erdgas","Ja","Gasturbinen mit Abhitzekessel","Erdgas","GuD",0.38169999999999998,"OPSD (2020)",36.96,36.799999999999997,{"$f":"(1-VLOOKUP(S1014,Start!$H$33:$I$40,2,FALSE)/100)*W1014","v":32.015999999999998},{"$f":"VLOOKUP(R1014,Start!$C$9:$D$15,2,FALSE)+VLOOKUP(R1014,Start!$C$23:$D$29,2,FALSE)","v":45.66},{"$f":"(Y1014/T1014)+Start!$D$19*(VLOOKUP(R1014,Start!$M$33:$N$39,2,FALSE)/T1014)+VLOOKUP(S1014,Start!$C$33:$D$40,2,FALSE)","v":165.67238669111867}]
[null,null,"Ja","SEE987512757786","In Betrieb","ArcelorMittal Eisenhüttenstadt GmbH","IKW GuD Block",15890,"Eisenhüttenstadt","Jugendstraße 1","Brandenburg","1954-01-01","Erdgas","Erdgas, Erdölgas","Erdgas","Nein","Gasturbinen mit nachgeschalteter Dampfturbine","Erdgas","GuD",0.33,"Annahme basierend auf DIW (2014)",64,61.6,{"$f":"(1-VLOOKUP(S1015,Start!$H$33:$I$40,2,FALSE)/100)*W1015","v":53.591999999999999},{"$f":"VLOOKUP(R1015,Start!$C$9:$D$15,2,FALSE)+VLOOKUP(R1015,Start!$C$23:$D$29,2,FALSE)","v":45.66},{"$f":"(Y1015/T1015)+Start!$D$19*(VLOOKUP(R1015,Start!$M$33:$N$39,2,FALSE)/T1015)+VLOOKUP(S1015,Start!$C$33:$D$40,2,FALSE)","v":191.39272727272726}]
[null,null,"Ja","SEE987633796220","In Betrieb","enercity AG","GKH 1",30419,"Hannover","Stelinger Straße 19","Niedersachsen","1989-01-26","Steinkohle","Steinkohlen","Steinkohle","Ja","Gegendruckmaschine mit Entnahme","Steinkohle","Steinkohle",0.39750000000000002,"OPSD (2020)",150,136,{"$f":"(1-VLOOKUP(S1016,Start!$H$33:$I$40,2,FALSE)/100)*W1016","v":108.80000000000001},{"$f":"VLOOKUP(R1016,Start!$C$9:$D$15,2,FALSE)+VLOOKUP(R1016,Start!$C$23:$D$29,2,FALSE)","v":17.84},{"$f":"(Y1016/T1016)+Start!$D$19*(VLOOKUP(R1016,Start!$M$33:$N$39,2,FALSE)/T1016)+VLOOKUP(S1016,Start!$C$33:$D$40,2,FALSE)","v":117.90427672955974}]
[null,null,"Ja","SEE987679030500","In Betrieb","GLOBALFOUNDRIES Dresden Module Two LLC & Co. KG","Gasmotoren-Blockheizkraftwerk I (Generator 3)",1468,"Moritzburg","Ringstraße 3","Sachsen","1998-09-01","Erdgas","Erdgas, Erdölgas","Erdgas","Ja","Verbrennungsmotor","Erdgas","GuD",0.38279999999999997,"OPSD (2020)",3.8839999999999999,3.879,{"$f":"(1-VLOOKUP(S1017,Start!$H$33:$I$40,2,FALSE)/100)*W1017","v":3.37473},{"$f":"VLOOKUP(R1017,Start!$C$9:$D$15,2,FALSE)+VLOOKUP(R1017,Start!$C$23:$D$29,2,FALSE)","v":45.66},{"$f":"(Y1017/T1017)+Start!$D$19*(VLOOKUP(R1017,Start!$M$33:$N$39,2,FALSE)/T1017)+VLOOKUP(S1017,Start!$C$33:$D$40,2,FALSE)","v":165.20062695924764}]
[null,null,"Ja","SEE987729168146","In Betrieb","Ferrero OHG mbH","KWK 1 - Kesselhaus",35260,"Stadtallendorf","Michele-Ferrero-Straße 1","Hessen","2007-04-01","Erdgas","Erdgas, Erdölgas","Erdgas","Ja","Gasturbinen mit Abhitzekessel","Erdgas","GuD",0.4,"eigene Annahme",5.3,5,{"$f":"(1-VLOOKUP(S1018,Start!$H$33:$I$40,2,FALSE)/100)*W1018","v":4.3499999999999996},{"$f":"VLOOKUP(R1018,Start!$C$9:$D$15,2,FALSE)+VLOOKUP(R1018,Start!$C$23:$D$29,2,FALSE)","v":45.66},{"$f":"(Y1018/T1018)+Start!$D$19*(VLOOKUP(R1018,Start!$M$33:$N$39,2,FALSE)/T1018)+VLOOKUP(S1018,Start!$C$33:$D$40,2,FALSE)","v":158.16149999999999}]
[null,null,"Ja","SEE987736068934","In Betrieb","Vereinigte Wertach Elektrizitätswerke GmbH","DKW Leinau Diesel 1",87666,"Pforzen","Am Kraftwerk 2","Bayern","1978-01-01","Mineralölprodukte","Heizöl, leicht","Mineralölprodukte","Nein","Verbrennungsmotor","Öl","Öl",0.36080000000000001,"OPSD (2020)",3.8,3.8,{"$f":"(1-VLOOKUP(S1019,Start!$H$33:$I$40,2,FALSE)/100)*W1019","v":3.23},{"$f":"VLOOKUP(R1019,Start!$C$9:$D$15,2,FALSE)+VLOOKUP(R1019,Start!$C$23:$D$29,2,FALSE)","v":87.17},{"$f":"(Y1019/T1019)+Start!$D$19*(VLOOKUP(R1019,Start!$M$33:$N$39,2,FALSE)/T1019)+VLOOKUP(S1019,Start!$C$33:$D$40,2,FALSE)","v":308.2560975609756}]
[null,null,"Ja","SEE987807988154","In Betrieb","Uniper Kraftwerke GmbH","Audorf GT",24783,"Osterrönfeld","Schäferkatenweg 1","Schleswig-Holstein","2004-02-10","Mineralölprodukte","Heizöl, leicht","Mineralölprodukte","Nein","Gasturbinen ohne Abhitzekessel","Öl","Öl",0.3553,"OPSD (2020)",90,90,{"$f":"(1-VLOOKUP(S1020,Start!$H$33:$I$40,2,FALSE)/100)*W1020","v":76.5},{"$f":"VLOOKUP(R1020,Start!$C$9:$D$15,2,FALSE)+VLOOKUP(R1020,Start!$C$23:$D$29,2,FALSE)","v":87.17},{"$f":"(Y1020/T1020)+Start!$D$19*(VLOOKUP(R1020,Start!$M$33:$N$39,2,FALSE)/T1020)+VLOOKUP(S1020,Start!$C$33:$D$40,2,FALSE)","v":313.0123839009288}]
[null,null,"Ja","SEE987838157994","befristete Strommarktrückkehr","STEAG Power GmbH","Fenne HKV",66333,"Völklingen","Saarbrücker Straße 135","Saarland","1989-11-30","Steinkohle","Steinkohlen","Steinkohle","Ja","Kondensationsmaschine mit Entnahme","Steinkohle","Steinkohle",0.37,"OPSD (2020)",236,211,{"$f":"(1-VLOOKUP(S1021,Start!$H$33:$I$40,2,FALSE)/100)*W1021","v":168.8},{"$f":"VLOOKUP(R1021,Start!$C$9:$D$15,2,FALSE)+VLOOKUP(R1021,Start!$C$23:$D$29,2,FALSE)","v":17.84},{"$f":"(Y1021/T1021)+Start!$D$19*(VLOOKUP(R1021,Start!$M$33:$N$39,2,FALSE)/T1021)+VLOOKUP(S1021,Start!$C$33:$D$40,2,FALSE)","v":126.57081081081081}]
[null,null,"Ja","SEE987913244618","In Betrieb","Papier- u. Kartonfabrik Varel GmbH & Co. KG","PKV Dampfsammelschienen-KWK-Anlage Generator / Turbine DT 7",26316,"Varel","Dangaster Straße 38","Niedersachsen","2003-06-01","Wärme","","Erdgas","Ja","Gegendruckmaschine ohne Entnahme","Erdgas","GuD",0.37290000000000001,"OPSD (2020)",12.7,12.025,{"$f":"(1-VLOOKUP(S1022,Start!$H$33:$I$40,2,FALSE)/100)*W1022","v":10.46175},{"$f":"VLOOKUP(R1022,Start!$C$9:$D$15,2,FALSE)+VLOOKUP(R1022,Start!$C$23:$D$29,2,FALSE)","v":45.66},{"$f":"(Y1022/T1022)+Start!$D$19*(VLOOKUP(R1022,Start!$M$33:$N$39,2,FALSE)/T1022)+VLOOKUP(S1022,Start!$C$33:$D$40,2,FALSE)","v":169.54666130329846}]
[null,null,"Ja","SEE987970110314","In Betrieb","Trianel Gaskraftwerk Hamm","Trianel Gaskraftwerk Hamm Block 10",59071,"Hamm","Trianelstraße 1","Nordrhein-Westfalen","2007-11-23","Erdgas","Erdgas, Erdölgas","Erdgas","Nein","Gasturbinen mit nachgeschalteter Dampfturbine","Erdgas","GuD",0.57699999999999996,"OPSD (2020)",415,407,{"$f":"(1-VLOOKUP(S1023,Start!$H$33:$I$40,2,FALSE)/100)*W1023","v":354.09},{"$f":"VLOOKUP(R1023,Start!$C$9:$D$15,2,FALSE)+VLOOKUP(R1023,Start!$C$23:$D$29,2,FALSE)","v":45.66},{"$f":"(Y1023/T1023)+Start!$D$19*(VLOOKUP(R1023,Start!$M$33:$N$39,2,FALSE)/T1023)+VLOOKUP(S1023,Start!$C$33:$D$40,2,FALSE)","v":110.10415944540728}]
[null,null,"Ja","SEE988071059649","In Betrieb","BASF SE","V159 ET",67063,"Ludwigshafen","Carl-Bosch-Straße 38","Rheinland-Pfalz","2013-06-14","Druck aus Gasleitungen","","Sonstige Energieträger (nicht erneuerbar)","Nein","Sonstige","Sonstige","Sonstige",0.4,"eigene Annahme",2.2999999999999998,2.25,{"$f":"(1-VLOOKUP(S1024,Start!$H$33:$I$40,2,FALSE)/100)*W1024","v":1.9124999999999999},{"$f":"VLOOKUP(R1024,Start!$C$9:$D$15,2,FALSE)+VLOOKUP(R1024,Start!$C$23:$D$29,2,FALSE)","v":86.87},{"$f":"(Y1024/T1024)+Start!$D$19*(VLOOKUP(R1024,Start!$M$33:$N$39,2,FALSE)/T1024)+VLOOKUP(S1024,Start!$C$33:$D$40,2,FALSE)","v":263.43599999999998}]
[null,null,"Ja","SEE988178455061","In Betrieb","Solvay Chemicals GmbH","Gasturbine 02 Industriekraftwerk",6406,"Bernburg","Köthensche Straße 1A","Sachsen-Anhalt","2020-09-26","Erdgas","Erdgas, Erdölgas","Erdgas","Ja","Gasturbinen mit nachgeschalteter Dampfturbine","Erdgas","GuD",0.63,"OPSD (2020)",63.5,63.5,{"$f":"(1-VLOOKUP(S1025,Start!$H$33:$I$40,2,FALSE)/100)*W1025","v":55.244999999999997},{"$f":"VLOOKUP(R1025,Start!$C$9:$D$15,2,FALSE)+VLOOKUP(R1025,Start!$C$23:$D$29,2,FALSE)","v":45.66},{"$f":"(Y1025/T1025)+Start!$D$19*(VLOOKUP(R1025,Start!$M$33:$N$39,2,FALSE)/T1025)+VLOOKUP(S1025,Start!$C$33:$D$40,2,FALSE)","v":100.96761904761904}]
[null,null,"Ja","SEE988296656760","In Betrieb","Südzucker AG","Dampfturbine III Südzucker Plattling",94447,"Plattling","Dr.-Ludwig-Kayser-Straße 1","Bayern","2001-05-01","Wärme","Dampf (zum Beispiel Prozesswärme)","Wärme","Ja","Gegendruckmaschine mit Entnahme","Sonstige","Sonstige",0.38500000000000001,"eigene Annahme",8.64,7.7249999999999996,{"$f":"(1-VLOOKUP(S1026,Start!$H$33:$I$40,2,FALSE)/100)*W1026","v":6.5662499999999993},{"$f":"VLOOKUP(R1026,Start!$C$9:$D$15,2,FALSE)+VLOOKUP(R1026,Start!$C$23:$D$29,2,FALSE)","v":86.87},{"$f":"(Y1026/T1026)+Start!$D$19*(VLOOKUP(R1026,Start!$M$33:$N$39,2,FALSE)/T1026)+VLOOKUP(S1026,Start!$C$33:$D$40,2,FALSE)","v":273.6607792207792}]
[null,null,"Ja","SEE988421065542","In Betrieb","Currenta GmbH & Co. OHG","UER N230 NST2",47829,"Krefeld","Rheinuferstraße 7","Nordrhein-Westfalen","1964-03-02","Steinkohle","Steinkohlen","Steinkohle","Ja","Gegendruckmaschine mit Entnahme","Steinkohle","Steinkohle",0.35249999999999998,"OPSD (2020)",15.91,15.2,{"$f":"(1-VLOOKUP(S1027,Start!$H$33:$I$40,2,FALSE)/100)*W1027","v":12.16},{"$f":"VLOOKUP(R1027,Start!$C$9:$D$15,2,FALSE)+VLOOKUP(R1027,Start!$C$23:$D$29,2,FALSE)","v":17.84},{"$f":"(Y1027/T1027)+Start!$D$19*(VLOOKUP(R1027,Start!$M$33:$N$39,2,FALSE)/T1027)+VLOOKUP(S1027,Start!$C$33:$D$40,2,FALSE)","v":132.78992907801421}]
[null,null,"Ja","SEE988429673565","In Betrieb","EEW Energy from Waste Saarbrücken GmbH","TREA Breisgau",79427,"Eschbach","Heitersheimer Straße 0","Baden-Württemberg","2004-05-17","nicht biogener Abfall","Abfall (Hausmüll, Siedl.abf.)","Abfall","Nein","Kondensationsmaschine mit Entnahme","Abfall","Abfall",0.33,"OPSD (2020)",14.5,13.6,{"$f":"(1-VLOOKUP(S1028,Start!$H$33:$I$40,2,FALSE)/100)*W1028","v":11.559999999999999},{"$f":"VLOOKUP(R1028,Start!$C$9:$D$15,2,FALSE)+VLOOKUP(R1028,Start!$C$23:$D$29,2,FALSE)","v":0},{"$f":"(Y1028/T1028)+Start!$D$19*(VLOOKUP(R1028,Start!$M$33:$N$39,2,FALSE)/T1028)+VLOOKUP(S1028,Start!$C$33:$D$40,2,FALSE)","v":1}]
[null,null,"Ja","SEE988467810380","In Betrieb","Karlsruher Institut für Technologie","KIT_CN_BHKW_255",76344,"Eggenstein-Leopoldshafen","Hermann-von-Helmholtz-Platz 1","Baden-Württemberg","2011-04-14","Erdgas","Erdgas, Erdölgas","Erdgas","Ja","Verbrennungsmotor","Erdgas","GuD",0.32500000000000001,"https://www.energysystem-yanmar.com/technologien/blockheizkraftwerk/BHKW_Technische-Daten_25-30.pdf",1.9990000000000001,1.98,{"$f":"(1-VLOOKUP(S1029,Start!$H$33:$I$40,2,FALSE)/100)*W1029","v":1.7225999999999999},{"$f":"VLOOKUP(R1029,Start!$C$9:$D$15,2,FALSE)+VLOOKUP(R1029,Start!$C$23:$D$29,2,FALSE)","v":45.66},{"$f":"(Y1029/T1029)+Start!$D$19*(VLOOKUP(R1029,Start!$M$33:$N$39,2,FALSE)/T1029)+VLOOKUP(S1029,Start!$C$33:$D$40,2,FALSE)","v":194.31415384615383}]
[null,null,"Ja","SEE988477355802","In Betrieb","Grosskraftwerk Mannheim","GKM Block 9",68199,"Mannheim","Marguerrestraße 1","Baden-Württemberg","2015-05-02","Steinkohle","Steinkohlen","Steinkohle","Ja","Kondensationsmaschine mit Entnahme","Steinkohle","Steinkohle",0.46400000000000002,"OPSD (2020)",911,843,{"$f":"(1-VLOOKUP(S1030,Start!$H$33:$I$40,2,FALSE)/100)*W1030","v":674.40000000000009},{"$f":"VLOOKUP(R1030,Start!$C$9:$D$15,2,FALSE)+VLOOKUP(R1030,Start!$C$23:$D$29,2,FALSE)","v":17.84},{"$f":"(Y1030/T1030)+Start!$D$19*(VLOOKUP(R1030,Start!$M$33:$N$39,2,FALSE)/T1030)+VLOOKUP(S1030,Start!$C$33:$D$40,2,FALSE)","v":101.19267241379309}]
[null,null,"Ja","SEE988580370860","In Betrieb","EEW Energy from Waste Premnitz GmbH","Turbosatz 4",14727,"Premnitz","Dr.-Herbert-Rein-Straße 1","Brandenburg","2005-12-18","nicht biogener Abfall","Abfall (Hausmüll, Siedl.abf.)","Abfall","Nein","Gegendruckmaschine ohne Entnahme","Abfall","Abfall",0.33,"OPSD (2020)",1.5,1.35,{"$f":"(1-VLOOKUP(S1031,Start!$H$33:$I$40,2,FALSE)/100)*W1031","v":1.1475},{"$f":"VLOOKUP(R1031,Start!$C$9:$D$15,2,FALSE)+VLOOKUP(R1031,Start!$C$23:$D$29,2,FALSE)","v":0},{"$f":"(Y1031/T1031)+Start!$D$19*(VLOOKUP(R1031,Start!$M$33:$N$39,2,FALSE)/T1031)+VLOOKUP(S1031,Start!$C$33:$D$40,2,FALSE)","v":1}]
[null,null,"Ja","SEE988601422752","In Betrieb","TEAG Thüringer Energie AG","Gasmotor 1 Jena",7745,"Jena","Rudolstädter Straße 41","Thüringen","2022-11-04","Erdgas","Erdgas, Erdölgas","Erdgas","Ja","Verbrennungsmotor","Erdgas","GuD",0.63,"Annahme basierend auf DIW (2014)",12.616,12.175000000000001,{"$f":"(1-VLOOKUP(S1032,Start!$H$33:$I$40,2,FALSE)/100)*W1032","v":10.59225},{"$f":"VLOOKUP(R1032,Start!$C$9:$D$15,2,FALSE)+VLOOKUP(R1032,Start!$C$23:$D$29,2,FALSE)","v":45.66},{"$f":"(Y1032/T1032)+Start!$D$19*(VLOOKUP(R1032,Start!$M$33:$N$39,2,FALSE)/T1032)+VLOOKUP(S1032,Start!$C$33:$D$40,2,FALSE)","v":100.96761904761904}]
[null,null,"Ja","SEE988616317180","In Betrieb","Infraserv GmbH & Co. Wiesbaden KG","Generator 4",65203,"Wiesbaden","Rheingaustraße 190-196","Hessen","1996-02-29","Erdgas","Erdgas, Erdölgas","Erdgas","Ja","Gasturbinen mit Abhitzekessel","Erdgas","GuD",0.3916,"OPSD (2020)",11.66,11.66,{"$f":"(1-VLOOKUP(S1033,Start!$H$33:$I$40,2,FALSE)/100)*W1033","v":10.1442},{"$f":"VLOOKUP(R1033,Start!$C$9:$D$15,2,FALSE)+VLOOKUP(R1033,Start!$C$23:$D$29,2,FALSE)","v":45.66},{"$f":"(Y1033/T1033)+Start!$D$19*(VLOOKUP(R1033,Start!$M$33:$N$39,2,FALSE)/T1033)+VLOOKUP(S1033,Start!$C$33:$D$40,2,FALSE)","v":161.52196118488251}]
[null,null,"Ja","SEE988668060393","In Betrieb","INEOS Manufacturing Deutschland","Turbine 31",50769,"Köln","Alte Str. 201","Nordrhein-Westfalen","1967-03-21","andere Gase","Sonstige hergestellte Gase","Sonstige Energieträger (nicht erneuerbar)","Ja","Gegendruckmaschine mit Entnahme","Sonstige","Sonstige",0.27600000000000002,"Annahme basierend auf DIW (2014)",33.6,33.6,{"$f":"(1-VLOOKUP(S1034,Start!$H$33:$I$40,2,FALSE)/100)*W1034","v":28.56},{"$f":"VLOOKUP(R1034,Start!$C$9:$D$15,2,FALSE)+VLOOKUP(R1034,Start!$C$23:$D$29,2,FALSE)","v":86.87},{"$f":"(Y1034/T1034)+Start!$D$19*(VLOOKUP(R1034,Start!$M$33:$N$39,2,FALSE)/T1034)+VLOOKUP(S1034,Start!$C$33:$D$40,2,FALSE)","v":381.34202898550723}]
[null,null,"Ja","SEE988684097793","In Betrieb","Vattenfall Wärme Berlin AG","HKW Klingenberg Dampfturbine 2",10317,"Berlin","Köpenicker Chaussee 42-45","Berlin","1981-11-24","Erdgas","Erdgas, Erdölgas","Erdgas","Ja","Gegendruckmaschine mit Entnahme","Erdgas","GuD",0.4037,"OPSD (2020)",64,56,{"$f":"(1-VLOOKUP(S1035,Start!$H$33:$I$40,2,FALSE)/100)*W1035","v":48.72},{"$f":"VLOOKUP(R1035,Start!$C$9:$D$15,2,FALSE)+VLOOKUP(R1035,Start!$C$23:$D$29,2,FALSE)","v":45.66},{"$f":"(Y1035/T1035)+Start!$D$19*(VLOOKUP(R1035,Start!$M$33:$N$39,2,FALSE)/T1035)+VLOOKUP(S1035,Start!$C$33:$D$40,2,FALSE)","v":156.72566262075799}]
[null,null,"Ja","SEE988841475051","In Betrieb","B+T Energie GmbH","HKW Witzenhausen",37213,"Witzenhausen","Kasseler Landstraße 23","Hessen","2009-06-24","nicht biogener Abfall","Abfall (Hausmüll, Siedl.abf.)","Abfall","Ja","Kondensationsmaschine mit Entnahme","Abfall","Abfall",0.33,"OPSD (2020)",32.799999999999997,28,{"$f":"(1-VLOOKUP(S1036,Start!$H$33:$I$40,2,FALSE)/100)*W1036","v":23.8},{"$f":"VLOOKUP(R1036,Start!$C$9:$D$15,2,FALSE)+VLOOKUP(R1036,Start!$C$23:$D$29,2,FALSE)","v":0},{"$f":"(Y1036/T1036)+Start!$D$19*(VLOOKUP(R1036,Start!$M$33:$N$39,2,FALSE)/T1036)+VLOOKUP(S1036,Start!$C$33:$D$40,2,FALSE)","v":1}]
[null,null,"Ja","SEE988848971327","In Betrieb","Vattenfall Wärme Berlin AG","HKW Reuter, Dampfturbine M",13599,"Berlin","Otternbuchtstraße 11","Berlin","1998-02-04","Wärme","Dampf (zum Beispiel Prozesswärme)","Abfall","Ja","Gegendruckmaschine mit Entnahme","Abfall","Abfall",0.33,"OPSD (2020)",36.36,36,{"$f":"(1-VLOOKUP(S1037,Start!$H$33:$I$40,2,FALSE)/100)*W1037","v":30.599999999999998},{"$f":"VLOOKUP(R1037,Start!$C$9:$D$15,2,FALSE)+VLOOKUP(R1037,Start!$C$23:$D$29,2,FALSE)","v":0},{"$f":"(Y1037/T1037)+Start!$D$19*(VLOOKUP(R1037,Start!$M$33:$N$39,2,FALSE)/T1037)+VLOOKUP(S1037,Start!$C$33:$D$40,2,FALSE)","v":1}]
[null,null,"Ja","SEE988996320985","In Betrieb","Caterpillar Energy Solutions","P31",68167,"Mannheim","Carl-Benz-Straße 1","Baden-Württemberg","1994-05-02","Erdgas","Erdgas, Erdölgas","Erdgas","Nein","Verbrennungsmotor","Erdgas","GuD",0.38,"eigene Annahme",1.635,1.5529999999999999,{"$f":"(1-VLOOKUP(S1038,Start!$H$33:$I$40,2,FALSE)/100)*W1038","v":1.35111},{"$f":"VLOOKUP(R1038,Start!$C$9:$D$15,2,FALSE)+VLOOKUP(R1038,Start!$C$23:$D$29,2,FALSE)","v":45.66},{"$f":"(Y1038/T1038)+Start!$D$19*(VLOOKUP(R1038,Start!$M$33:$N$39,2,FALSE)/T1038)+VLOOKUP(S1038,Start!$C$33:$D$40,2,FALSE)","v":166.40684210526314}]
[null,null,"Ja","SEE989200392347","In Betrieb","Sachsenmilch Leppersdorf GmbH","7711MKA10-GT1",1454,"Wachau","An den Breiten ","Sachsen","2014-05-21","Erdgas","Erdgas, Erdölgas","Erdgas","Ja","Gasturbinen mit Abhitzekessel","Erdgas","GuD",0.58499999999999996,"Annahme basierend auf DIW (2014)",15.45,14.885,{"$f":"(1-VLOOKUP(S1039,Start!$H$33:$I$40,2,FALSE)/100)*W1039","v":12.949949999999999},{"$f":"VLOOKUP(R1039,Start!$C$9:$D$15,2,FALSE)+VLOOKUP(R1039,Start!$C$23:$D$29,2,FALSE)","v":45.66},{"$f":"(Y1039/T1039)+Start!$D$19*(VLOOKUP(R1039,Start!$M$33:$N$39,2,FALSE)/T1039)+VLOOKUP(S1039,Start!$C$33:$D$40,2,FALSE)","v":108.61897435897436}]
[null,null,"Ja","SEE989202977269","In Betrieb","Gemeinschaftskraftwerk Bremen GmbH & Co. KG","GUD Mibü",28237,"Bremen","Auf den Delben 35","Bremen","2014-07-10","Erdgas","Erdgas, Erdölgas","Erdgas","Nein","Gasturbinen mit nachgeschalteter Dampfturbine","Erdgas","GuD",0.61199999999999999,"OPSD (2020)",460,444.5,{"$f":"(1-VLOOKUP(S1040,Start!$H$33:$I$40,2,FALSE)/100)*W1040","v":386.71499999999997},{"$f":"VLOOKUP(R1040,Start!$C$9:$D$15,2,FALSE)+VLOOKUP(R1040,Start!$C$23:$D$29,2,FALSE)","v":45.66},{"$f":"(Y1040/T1040)+Start!$D$19*(VLOOKUP(R1040,Start!$M$33:$N$39,2,FALSE)/T1040)+VLOOKUP(S1040,Start!$C$33:$D$40,2,FALSE)","v":103.89313725490196}]
[null,null,"Ja","SEE989328541450","In Betrieb","Vattenfall Wärme Berlin AG","HKW Reuter West Dampfturbine D",13599,"Berlin","Großer Spreering 5","Berlin","1987-12-14","Steinkohle","Steinkohlen","Steinkohle","Ja","Kondensationsmaschine mit Entnahme","Steinkohle","Steinkohle",0.4,"OPSD (2020)",300,282,{"$f":"(1-VLOOKUP(S1041,Start!$H$33:$I$40,2,FALSE)/100)*W1041","v":225.60000000000002},{"$f":"VLOOKUP(R1041,Start!$C$9:$D$15,2,FALSE)+VLOOKUP(R1041,Start!$C$23:$D$29,2,FALSE)","v":17.84},{"$f":"(Y1041/T1041)+Start!$D$19*(VLOOKUP(R1041,Start!$M$33:$N$39,2,FALSE)/T1041)+VLOOKUP(S1041,Start!$C$33:$D$40,2,FALSE)","v":117.17549999999999}]
[null,null,"Ja","SEE989342161450","In Betrieb","Smurfit Kappa Hoya Papier und Karton GmbH","Gasturbine 2 (TBM)",27318,"Hoya","Von dem Bussche Straße 1","Niedersachsen","2014-05-01","Erdgas","Erdgas, Erdölgas","Erdgas","Ja","Gasturbinen mit Abhitzekessel","Erdgas","GuD",0.4,"eigene Annahme",6.8,6.5279999999999996,{"$f":"(1-VLOOKUP(S1042,Start!$H$33:$I$40,2,FALSE)/100)*W1042","v":5.67936},{"$f":"VLOOKUP(R1042,Start!$C$9:$D$15,2,FALSE)+VLOOKUP(R1042,Start!$C$23:$D$29,2,FALSE)","v":45.66},{"$f":"(Y1042/T1042)+Start!$D$19*(VLOOKUP(R1042,Start!$M$33:$N$39,2,FALSE)/T1042)+VLOOKUP(S1042,Start!$C$33:$D$40,2,FALSE)","v":158.16149999999999}]
[null,null,"Ja","SEE989392899242","In Betrieb","Stadtwerke Kiel AG","HKWH Gasturbine 7",24116,"Kiel","Goethestraße 14","Schleswig-Holstein","2014-10-01","Erdgas","Erdgas, Erdölgas","Erdgas","Ja","Gasturbinen mit Abhitzekessel","Erdgas","GuD",0.39050000000000001,"OPSD (2020)",5.4269999999999996,5.3360000000000003,{"$f":"(1-VLOOKUP(S1043,Start!$H$33:$I$40,2,FALSE)/100)*W1043","v":4.6423200000000007},{"$f":"VLOOKUP(R1043,Start!$C$9:$D$15,2,FALSE)+VLOOKUP(R1043,Start!$C$23:$D$29,2,FALSE)","v":45.66},{"$f":"(Y1043/T1043)+Start!$D$19*(VLOOKUP(R1043,Start!$M$33:$N$39,2,FALSE)/T1043)+VLOOKUP(S1043,Start!$C$33:$D$40,2,FALSE)","v":161.97272727272727}]
[null,null,"Ja","SEE989503748513","In Betrieb","Stadtwerke Düsseldorf AG","SWD KWL GTE1",40221,"Düsseldorf","Auf der Lausward 75","Nordrhein-Westfalen","1974-11-19","Erdgas","Erdgas, Erdölgas","Erdgas","Nein","Gasturbinen ohne Abhitzekessel","Erdgas","Gasturbine",0.31240000000000001,"OPSD (2020)",67.5,66.7,{"$f":"(1-VLOOKUP(S1044,Start!$H$33:$I$40,2,FALSE)/100)*W1044","v":58.029000000000003},{"$f":"VLOOKUP(R1044,Start!$C$9:$D$15,2,FALSE)+VLOOKUP(R1044,Start!$C$23:$D$29,2,FALSE)","v":45.66},{"$f":"(Y1044/T1044)+Start!$D$19*(VLOOKUP(R1044,Start!$M$33:$N$39,2,FALSE)/T1044)+VLOOKUP(S1044,Start!$C$33:$D$40,2,FALSE)","v":201.59090909090907}]
[null,null,"Ja","SEE989591633753","In Betrieb","Lausitz Energie Kraftwerke AG","Kraftwerk Jänschwalde Block C",3185,"Teichland","Am Kraftwerk ","Brandenburg","1984-02-01","Braunkohle","Rohbraunkohlen","Braunkohle","Ja","Kondensationsmaschine mit Entnahme","Braunkohle","Braunkohle",0.375,"OPSD (2020)",535,500,{"$f":"(1-VLOOKUP(S1045,Start!$H$33:$I$40,2,FALSE)/100)*W1045","v":435},{"$f":"VLOOKUP(R1045,Start!$C$9:$D$15,2,FALSE)+VLOOKUP(R1045,Start!$C$23:$D$29,2,FALSE)","v":3.1},{"$f":"(Y1045/T1045)+Start!$D$19*(VLOOKUP(R1045,Start!$M$33:$N$39,2,FALSE)/T1045)+VLOOKUP(S1045,Start!$C$33:$D$40,2,FALSE)","v":101.10906666666668}]
[null,null,"Ja","SEE989771083484","In Betrieb","Currenta GmbH & Co. OHG","LEV KWG G02",51373,"Leverkusen","Kaiser-Wilhelm-Allee 80","Nordrhein-Westfalen","1970-11-17","Steinkohle","Steinkohlen","Steinkohle","Ja","Kondensationsmaschine ohne Entnahme","Steinkohle","Steinkohle",0.33,"OPSD (2020)",8.6999999999999993,8.234,{"$f":"(1-VLOOKUP(S1046,Start!$H$33:$I$40,2,FALSE)/100)*W1046","v":6.5872000000000002},{"$f":"VLOOKUP(R1046,Start!$C$9:$D$15,2,FALSE)+VLOOKUP(R1046,Start!$C$23:$D$29,2,FALSE)","v":17.84},{"$f":"(Y1046/T1046)+Start!$D$19*(VLOOKUP(R1046,Start!$M$33:$N$39,2,FALSE)/T1046)+VLOOKUP(S1046,Start!$C$33:$D$40,2,FALSE)","v":141.75515151515151}]
[null,null,"Ja","SEE989785638618","In Betrieb","BMW AG","Regensburg KWK 3",93055,"Regensburg","Herbert-Quandt-Allee 1","Bayern","2012-10-29","Erdgas","Erdgas, Erdölgas","Erdgas","Ja","Verbrennungsmotor","Erdgas","GuD",0.3982,"OPSD (2020)",2.6779999999999999,2.6240000000000001,{"$f":"(1-VLOOKUP(S1047,Start!$H$33:$I$40,2,FALSE)/100)*W1047","v":2.28288},{"$f":"VLOOKUP(R1047,Start!$C$9:$D$15,2,FALSE)+VLOOKUP(R1047,Start!$C$23:$D$29,2,FALSE)","v":45.66},{"$f":"(Y1047/T1047)+Start!$D$19*(VLOOKUP(R1047,Start!$M$33:$N$39,2,FALSE)/T1047)+VLOOKUP(S1047,Start!$C$33:$D$40,2,FALSE)","v":158.86966348568558}]
[null,null,"Ja","SEE989834346082","In Betrieb","Aluminium Oxid Stade GmbH","KWK GT2",21683,"Stade","Johann-Rathje-Köser Straße  -","Niedersachsen","2012-05-01","Erdgas","Erdgas, Erdölgas","Erdgas","Ja","Gasturbinen mit Abhitzekessel","Erdgas","GuD",0.41120000000000001,"OPSD (2020)",15.551500000000001,15.36,{"$f":"(1-VLOOKUP(S1048,Start!$H$33:$I$40,2,FALSE)/100)*W1048","v":13.363199999999999},{"$f":"VLOOKUP(R1048,Start!$C$9:$D$15,2,FALSE)+VLOOKUP(R1048,Start!$C$23:$D$29,2,FALSE)","v":45.66},{"$f":"(Y1048/T1048)+Start!$D$19*(VLOOKUP(R1048,Start!$M$33:$N$39,2,FALSE)/T1048)+VLOOKUP(S1048,Start!$C$33:$D$40,2,FALSE)","v":153.89445525291828}]
[null,null,"Ja","SEE989887901764","In Betrieb","Enertec Hameln GmbH","Turbine 5",31789,"Hameln","Heinrich-Schoormann-Weg 1","Niedersachsen","2009-10-01","nicht biogener Abfall","Abfall (Hausmüll, Siedl.abf.)","Abfall","Ja","Kondensationsmaschine mit Entnahme","Abfall","Abfall",0.33,"OPSD (2020)",20.399999999999999,12.26,{"$f":"(1-VLOOKUP(S1049,Start!$H$33:$I$40,2,FALSE)/100)*W1049","v":10.420999999999999},{"$f":"VLOOKUP(R1049,Start!$C$9:$D$15,2,FALSE)+VLOOKUP(R1049,Start!$C$23:$D$29,2,FALSE)","v":0},{"$f":"(Y1049/T1049)+Start!$D$19*(VLOOKUP(R1049,Start!$M$33:$N$39,2,FALSE)/T1049)+VLOOKUP(S1049,Start!$C$33:$D$40,2,FALSE)","v":1}]
[null,null,"Ja","SEE990015251552","In Betrieb","DS Smith Paper Deutschland GmbH","ABR990388771138",37213,"Witzenhausen","Kasseler Landstraße 23","Hessen","1975-07-01","Erdgas","Erdgas, Erdölgas","Erdgas","Ja","Gegendruckmaschine ohne Entnahme","Erdgas","GuD",0.33,"eigene Annahme",13.2,12.8,{"$f":"(1-VLOOKUP(S1050,Start!$H$33:$I$40,2,FALSE)/100)*W1050","v":11.136000000000001},{"$f":"VLOOKUP(R1050,Start!$C$9:$D$15,2,FALSE)+VLOOKUP(R1050,Start!$C$23:$D$29,2,FALSE)","v":45.66},{"$f":"(Y1050/T1050)+Start!$D$19*(VLOOKUP(R1050,Start!$M$33:$N$39,2,FALSE)/T1050)+VLOOKUP(S1050,Start!$C$33:$D$40,2,FALSE)","v":191.39272727272726}]
[null,null,"Ja","SEE990065849372","In Betrieb","Zweckverband Abfallwirtschaft Raum Würzburg","TS I",97076,"Würzburg","Gattingerstraße 31","Bayern","1984-06-04","nicht biogener Abfall","Abfall (Hausmüll, Siedl.abf.)","Abfall","Ja","Kondensationsmaschine mit Entnahme","Abfall","Abfall",0.33,"OPSD (2020)",11.5,8.6999999999999993,{"$f":"(1-VLOOKUP(S1051,Start!$H$33:$I$40,2,FALSE)/100)*W1051","v":7.3949999999999996},{"$f":"VLOOKUP(R1051,Start!$C$9:$D$15,2,FALSE)+VLOOKUP(R1051,Start!$C$23:$D$29,2,FALSE)","v":0},{"$f":"(Y1051/T1051)+Start!$D$19*(VLOOKUP(R1051,Start!$M$33:$N$39,2,FALSE)/T1051)+VLOOKUP(S1051,Start!$C$33:$D$40,2,FALSE)","v":1}]
[null,null,"Ja","SEE990308000553","In Betrieb","Fernheizwerk Neukölln AG","Fernheizwerk 1-BHKW 4",12059,"Berlin","Thiemannstr. 36","Berlin","2013-11-05","Erdgas","Erdgas, Erdölgas","Erdgas","Ja","Verbrennungsmotor","Erdgas","GuD",0.4,"eigene Annahme",2.0649999999999999,2.032,{"$f":"(1-VLOOKUP(S1052,Start!$H$33:$I$40,2,FALSE)/100)*W1052","v":1.7678400000000001},{"$f":"VLOOKUP(R1052,Start!$C$9:$D$15,2,FALSE)+VLOOKUP(R1052,Start!$C$23:$D$29,2,FALSE)","v":45.66},{"$f":"(Y1052/T1052)+Start!$D$19*(VLOOKUP(R1052,Start!$M$33:$N$39,2,FALSE)/T1052)+VLOOKUP(S1052,Start!$C$33:$D$40,2,FALSE)","v":158.16149999999999}]
[null,null,"Ja","SEE990438768378","In Betrieb","Stadtwerke Flensburg","Dampfturbine 8",24939,"Flensburg","Batteriestraße 48","Schleswig-Holstein","1985-05-24","Steinkohle","Steinkohlen","Steinkohle","Ja","Gegendruckmaschine ohne Entnahme","Steinkohle","Steinkohle",0.504,"OPSD (2020)",35.9,32.9,{"$f":"(1-VLOOKUP(S1053,Start!$H$33:$I$40,2,FALSE)/100)*W1053","v":26.32},{"$f":"VLOOKUP(R1053,Start!$C$9:$D$15,2,FALSE)+VLOOKUP(R1053,Start!$C$23:$D$29,2,FALSE)","v":17.84},{"$f":"(Y1053/T1053)+Start!$D$19*(VLOOKUP(R1053,Start!$M$33:$N$39,2,FALSE)/T1053)+VLOOKUP(S1053,Start!$C$33:$D$40,2,FALSE)","v":93.264682539682539}]
[null,null,"Ja","SEE990523934756","In Betrieb","Shell Deutschland GmbH","Shell Energy and Chemicals Park, Kraftwerk Wesseling, Turbine 1",50389,"Wesseling","Ludwigshafener Str. 1","Nordrhein-Westfalen","1993-01-01","Mineralölprodukte","Heizöl, schwer","Mineralölprodukte","Ja","Kondensationsmaschine mit Entnahme","Öl","Öl",0.374,"Annahme basierend auf DIW (2014)",35,31,{"$f":"(1-VLOOKUP(S1054,Start!$H$33:$I$40,2,FALSE)/100)*W1054","v":26.349999999999998},{"$f":"VLOOKUP(R1054,Start!$C$9:$D$15,2,FALSE)+VLOOKUP(R1054,Start!$C$23:$D$29,2,FALSE)","v":87.17},{"$f":"(Y1054/T1054)+Start!$D$19*(VLOOKUP(R1054,Start!$M$33:$N$39,2,FALSE)/T1054)+VLOOKUP(S1054,Start!$C$33:$D$40,2,FALSE)","v":297.41176470588238}]
[null,null,"Ja","SEE990603147649","In Betrieb","Energie- und Wasserversorgung Bonn/Rhein-Sieg GmbH","Heizkraftwerk Bonn-Nord, Gasturbine 1 der GuD-Anlage",53115,"Bonn","Karlstraße 2","Nordrhein-Westfalen","1998-08-19","Erdgas","Erdgas, Erdölgas","Erdgas","Ja","Gasturbinen mit nachgeschalteter Dampfturbine","Erdgas","GuD",0.39929999999999999,"OPSD (2020)",24.7,20.5,{"$f":"(1-VLOOKUP(S1055,Start!$H$33:$I$40,2,FALSE)/100)*W1055","v":17.835000000000001},{"$f":"VLOOKUP(R1055,Start!$C$9:$D$15,2,FALSE)+VLOOKUP(R1055,Start!$C$23:$D$29,2,FALSE)","v":45.66},{"$f":"(Y1055/T1055)+Start!$D$19*(VLOOKUP(R1055,Start!$M$33:$N$39,2,FALSE)/T1055)+VLOOKUP(S1055,Start!$C$33:$D$40,2,FALSE)","v":158.43613824192335}]
[null,null,"Ja","SEE990748250273","In Betrieb","Flughafen München GmbH","BHKW 1 - AGG1",85356,"München-Flughafen","Nordallee 18","Bayern","1992-05-08","Mineralölprodukte","Heizöl, leicht","Mineralölprodukte","Ja","Verbrennungsmotor","Öl","Öl",0.37619999999999998,"OPSD (2020)",1.58,1.52,{"$f":"(1-VLOOKUP(S1056,Start!$H$33:$I$40,2,FALSE)/100)*W1056","v":1.292},{"$f":"VLOOKUP(R1056,Start!$C$9:$D$15,2,FALSE)+VLOOKUP(R1056,Start!$C$23:$D$29,2,FALSE)","v":87.17},{"$f":"(Y1056/T1056)+Start!$D$19*(VLOOKUP(R1056,Start!$M$33:$N$39,2,FALSE)/T1056)+VLOOKUP(S1056,Start!$C$33:$D$40,2,FALSE)","v":295.67836257309943}]
[null,null,"Ja","SEE990760688887","In Betrieb","Entsorgungsgesellschaft Mainz mbH","MHKW EBT",55120,"Mainz","Kraftwerkallee 1","Rheinland-Pfalz","2003-01-01","nicht biogener Abfall","Abfall (Hausmüll, Siedl.abf.)","Abfall","Nein","Gegendruckmaschine ohne Entnahme","Abfall","Abfall",0.33,"OPSD (2020)",5,5,{"$f":"(1-VLOOKUP(S1057,Start!$H$33:$I$40,2,FALSE)/100)*W1057","v":4.25},{"$f":"VLOOKUP(R1057,Start!$C$9:$D$15,2,FALSE)+VLOOKUP(R1057,Start!$C$23:$D$29,2,FALSE)","v":0},{"$f":"(Y1057/T1057)+Start!$D$19*(VLOOKUP(R1057,Start!$M$33:$N$39,2,FALSE)/T1057)+VLOOKUP(S1057,Start!$C$33:$D$40,2,FALSE)","v":1}]
[null,null,"Ja","SEE990877363660","In Betrieb","Crespel & Deiters GmbH ＆ Co. KG","GTS1",49479,"Ibbenbüren","Groner Allee 76","Nordrhein-Westfalen","1994-08-15","Erdgas","Erdgas, Erdölgas","Erdgas","Ja","Gasturbinen ohne Abhitzekessel","Erdgas","Gasturbine",0.38,"eigene Annahme",1.1399999999999999,1.0880000000000001,{"$f":"(1-VLOOKUP(S1058,Start!$H$33:$I$40,2,FALSE)/100)*W1058","v":0.94656000000000007},{"$f":"VLOOKUP(R1058,Start!$C$9:$D$15,2,FALSE)+VLOOKUP(R1058,Start!$C$23:$D$29,2,FALSE)","v":45.66},{"$f":"(Y1058/T1058)+Start!$D$19*(VLOOKUP(R1058,Start!$M$33:$N$39,2,FALSE)/T1058)+VLOOKUP(S1058,Start!$C$33:$D$40,2,FALSE)","v":165.90684210526314}]
[null,null,"Ja","SEE990935582224","In Betrieb","K+S Minerals and Agriculture GmbH","Kraftwerk HA GT3",36269,"Philippsthal","Hattorfer Straße 1","Hessen","2006-07-02","Erdgas","Erdgas, Erdölgas","Erdgas","Ja","Gasturbinen mit Abhitzekessel","Erdgas","GuD",0.4,"eigene Annahme",6.0720000000000001,6,{"$f":"(1-VLOOKUP(S1059,Start!$H$33:$I$40,2,FALSE)/100)*W1059","v":5.22},{"$f":"VLOOKUP(R1059,Start!$C$9:$D$15,2,FALSE)+VLOOKUP(R1059,Start!$C$23:$D$29,2,FALSE)","v":45.66},{"$f":"(Y1059/T1059)+Start!$D$19*(VLOOKUP(R1059,Start!$M$33:$N$39,2,FALSE)/T1059)+VLOOKUP(S1059,Start!$C$33:$D$40,2,FALSE)","v":158.16149999999999}]
[null,null,"Ja","SEE991036415459","In Betrieb","Fresenius Medical Care Deutschland GmbH","Gasturbine 1",66606,"St. Wendel","Frankfurter Straße 45144","Saarland","2014-01-24","Erdgas","Erdgas, Erdölgas","Erdgas","Ja","Gasturbinen mit Abhitzekessel","Erdgas","GuD",0.41639999999999999,"OPSD (2020)",7.58,7.5579999999999998,{"$f":"(1-VLOOKUP(S1060,Start!$H$33:$I$40,2,FALSE)/100)*W1060","v":6.5754599999999996},{"$f":"VLOOKUP(R1060,Start!$C$9:$D$15,2,FALSE)+VLOOKUP(R1060,Start!$C$23:$D$29,2,FALSE)","v":45.66},{"$f":"(Y1060/T1060)+Start!$D$19*(VLOOKUP(R1060,Start!$M$33:$N$39,2,FALSE)/T1060)+VLOOKUP(S1060,Start!$C$33:$D$40,2,FALSE)","v":151.99135446685878}]
[null,null,"Ja","SEE991039408854","In Betrieb","Universitätsklinkum Freiburg Standort Bad Krozingen","Gasturbine 1",79106,"Freiburg","Hartmannstraße 1","Baden-Württemberg","2001-01-01","Erdgas","Erdgas, Erdölgas","Erdgas","Ja","Gasturbinen mit Abhitzekessel","Erdgas","GuD",0.3861,"OPSD (2020)",5.6,5.49,{"$f":"(1-VLOOKUP(S1061,Start!$H$33:$I$40,2,FALSE)/100)*W1061","v":4.7763},{"$f":"VLOOKUP(R1061,Start!$C$9:$D$15,2,FALSE)+VLOOKUP(R1061,Start!$C$23:$D$29,2,FALSE)","v":45.66},{"$f":"(Y1061/T1061)+Start!$D$19*(VLOOKUP(R1061,Start!$M$33:$N$39,2,FALSE)/T1061)+VLOOKUP(S1061,Start!$C$33:$D$40,2,FALSE)","v":163.80147630147627}]
[null,null,"Ja","SEE991050894971","In Betrieb","InfraLeuna GmbH","EKT",6237,"Leuna"," ","Sachsen-Anhalt","2000-02-14","Wärme","Dampf (zum Beispiel Prozesswärme)","Sonstige Energieträger (nicht erneuerbar)","Nein","Kondensationsmaschine mit Entnahme","Sonstige","Sonstige",0.38500000000000001,"Annahme basierend auf DIW (2014)",14.7,14,{"$f":"(1-VLOOKUP(S1062,Start!$H$33:$I$40,2,FALSE)/100)*W1062","v":11.9},{"$f":"VLOOKUP(R1062,Start!$C$9:$D$15,2,FALSE)+VLOOKUP(R1062,Start!$C$23:$D$29,2,FALSE)","v":86.87},{"$f":"(Y1062/T1062)+Start!$D$19*(VLOOKUP(R1062,Start!$M$33:$N$39,2,FALSE)/T1062)+VLOOKUP(S1062,Start!$C$33:$D$40,2,FALSE)","v":273.6607792207792}]
[null,null,"Ja","SEE991087959599","In Betrieb","TEAG Thüringer Energie AG","Dampfturbine 1 Jena",7745,"Jena","Rudolstädter Straße 41","Thüringen","1996-09-26","Erdgas","Erdgas, Erdölgas","Erdgas","Ja","Gegendruckmaschine mit Entnahme","Erdgas","GuD",0.52200000000000002,"OPSD (2020)",26,25,{"$f":"(1-VLOOKUP(S1063,Start!$H$33:$I$40,2,FALSE)/100)*W1063","v":21.75},{"$f":"VLOOKUP(R1063,Start!$C$9:$D$15,2,FALSE)+VLOOKUP(R1063,Start!$C$23:$D$29,2,FALSE)","v":45.66},{"$f":"(Y1063/T1063)+Start!$D$19*(VLOOKUP(R1063,Start!$M$33:$N$39,2,FALSE)/T1063)+VLOOKUP(S1063,Start!$C$33:$D$40,2,FALSE)","v":121.5471264367816}]
[null,null,"Ja","SEE991220769276","In Betrieb","RWE Generation SE","Dormagen DT",41540,"Dormagen","Alte Heerstraße 1","Nordrhein-Westfalen","2000-07-23","Erdgas","","Erdgas","Ja","Kondensationsmaschine mit Entnahme","Erdgas","GuD",0.54,"OPSD (2020)",194,194,{"$f":"(1-VLOOKUP(S1064,Start!$H$33:$I$40,2,FALSE)/100)*W1064","v":168.78},{"$f":"VLOOKUP(R1064,Start!$C$9:$D$15,2,FALSE)+VLOOKUP(R1064,Start!$C$23:$D$29,2,FALSE)","v":45.66},{"$f":"(Y1064/T1064)+Start!$D$19*(VLOOKUP(R1064,Start!$M$33:$N$39,2,FALSE)/T1064)+VLOOKUP(S1064,Start!$C$33:$D$40,2,FALSE)","v":117.54555555555554}]
[null,null,"Ja","SEE991299080678","In Betrieb","ADM Hamburg Aktiengesellschaft","GT2",21107,"Hamburg","Nippoldstraße 117","Hamburg","2013-07-10","Erdgas","Erdgas, Erdölgas","Erdgas","Ja","Gasturbinen mit Abhitzekessel","Erdgas","GuD",0.37730000000000002,"OPSD (2020)",5.6879999999999997,5.5380000000000003,{"$f":"(1-VLOOKUP(S1065,Start!$H$33:$I$40,2,FALSE)/100)*W1065","v":4.81806},{"$f":"VLOOKUP(R1065,Start!$C$9:$D$15,2,FALSE)+VLOOKUP(R1065,Start!$C$23:$D$29,2,FALSE)","v":45.66},{"$f":"(Y1065/T1065)+Start!$D$19*(VLOOKUP(R1065,Start!$M$33:$N$39,2,FALSE)/T1065)+VLOOKUP(S1065,Start!$C$33:$D$40,2,FALSE)","v":167.58693347468855}]
[null,null,"Ja","SEE991324265957","In Betrieb","Smurfit Kappa Zülpich Papier GmbH","DT06",53909,"Zülpich","Zum Mühlengraben 1","Nordrhein-Westfalen","2010-10-22","Erdgas","Erdgas, Erdölgas","Erdgas","Ja","Gegendruckmaschine ohne Entnahme","Erdgas","GuD",0.58499999999999996,"Annahme basierend auf DIW (2014)",15.552,14.382999999999999,{"$f":"(1-VLOOKUP(S1066,Start!$H$33:$I$40,2,FALSE)/100)*W1066","v":12.513209999999999},{"$f":"VLOOKUP(R1066,Start!$C$9:$D$15,2,FALSE)+VLOOKUP(R1066,Start!$C$23:$D$29,2,FALSE)","v":45.66},{"$f":"(Y1066/T1066)+Start!$D$19*(VLOOKUP(R1066,Start!$M$33:$N$39,2,FALSE)/T1066)+VLOOKUP(S1066,Start!$C$33:$D$40,2,FALSE)","v":108.61897435897436}]
[null,null,"Ja","SEE991559435767","befristete Strommarktrückkehr","Evonik Operations GmbH","Kraftwerk I, KT5",45772,"Marl","Paul-Baumann-Straße 1","Nordrhein-Westfalen","1940-08-12","Steinkohle","Steinkohlen","Steinkohle","Ja","Kondensationsmaschine ohne Entnahme","Steinkohle","Steinkohle",0.27,"OPSD (2020)",16,15.638,{"$f":"(1-VLOOKUP(S1067,Start!$H$33:$I$40,2,FALSE)/100)*W1067","v":12.510400000000001},{"$f":"VLOOKUP(R1067,Start!$C$9:$D$15,2,FALSE)+VLOOKUP(R1067,Start!$C$23:$D$29,2,FALSE)","v":17.84},{"$f":"(Y1067/T1067)+Start!$D$19*(VLOOKUP(R1067,Start!$M$33:$N$39,2,FALSE)/T1067)+VLOOKUP(S1067,Start!$C$33:$D$40,2,FALSE)","v":172.96740740740742}]
[null,null,"Ja","SEE991627285584","In Betrieb","Martinswerk GmbH","KWK-Anlage: Generator 4 (Gas)",50127,"Bergheim","Kölner Straße 110","Nordrhein-Westfalen","1971-01-01","Erdgas","Erdgas, Erdölgas","Erdgas","Ja","Gegendruckmaschine ohne Entnahme","Erdgas","GuD",0.3795,"OPSD (2020)",5,4.5,{"$f":"(1-VLOOKUP(S1068,Start!$H$33:$I$40,2,FALSE)/100)*W1068","v":3.915},{"$f":"VLOOKUP(R1068,Start!$C$9:$D$15,2,FALSE)+VLOOKUP(R1068,Start!$C$23:$D$29,2,FALSE)","v":45.66},{"$f":"(Y1068/T1068)+Start!$D$19*(VLOOKUP(R1068,Start!$M$33:$N$39,2,FALSE)/T1068)+VLOOKUP(S1068,Start!$C$33:$D$40,2,FALSE)","v":166.62411067193676}]
[null,null,"Ja","SEE991633857065","In Betrieb","Stadtwerke Münster GmbH","Gasturbine 1",48155,"Münster","Am Mittelhafen 11","Nordrhein-Westfalen","2005-12-30","Erdgas","Erdgas, Erdölgas","Erdgas","Ja","Gasturbinen mit Abhitzekessel","Erdgas","GuD",0.5625,"OPSD (2020)",32,31,{"$f":"(1-VLOOKUP(S1069,Start!$H$33:$I$40,2,FALSE)/100)*W1069","v":26.97},{"$f":"VLOOKUP(R1069,Start!$C$9:$D$15,2,FALSE)+VLOOKUP(R1069,Start!$C$23:$D$29,2,FALSE)","v":45.66},{"$f":"(Y1069/T1069)+Start!$D$19*(VLOOKUP(R1069,Start!$M$33:$N$39,2,FALSE)/T1069)+VLOOKUP(S1069,Start!$C$33:$D$40,2,FALSE)","v":112.90373333333334}]
[null,null,"Ja","SEE991817093418","In Betrieb","Lausitz Energie Kraftwerke AG","Kraftwerk Jänschwalde Block A",3185,"Teichland","Am Kraftwerk ","Brandenburg","1981-10-01","Braunkohle","Rohbraunkohlen","Braunkohle","Ja","Kondensationsmaschine mit Entnahme","Braunkohle","Braunkohle",0.375,"OPSD (2020)",535,500,{"$f":"(1-VLOOKUP(S1070,Start!$H$33:$I$40,2,FALSE)/100)*W1070","v":435},{"$f":"VLOOKUP(R1070,Start!$C$9:$D$15,2,FALSE)+VLOOKUP(R1070,Start!$C$23:$D$29,2,FALSE)","v":3.1},{"$f":"(Y1070/T1070)+Start!$D$19*(VLOOKUP(R1070,Start!$M$33:$N$39,2,FALSE)/T1070)+VLOOKUP(S1070,Start!$C$33:$D$40,2,FALSE)","v":101.10906666666668}]
[null,null,"Ja","SEE992079247007","In Betrieb","GLOBALFOUNDRIES Dresden Module Two LLC & Co. KG","Gasmotoren-Blockheizkraftwerk I (Generator 8)",1468,"Moritzburg","Ringstraße 3","Sachsen","1998-09-01","Erdgas","Erdgas, Erdölgas","Erdgas","Ja","Verbrennungsmotor","Erdgas","GuD",0.38279999999999997,"OPSD (2020)",3.8839999999999999,3.879,{"$f":"(1-VLOOKUP(S1071,Start!$H$33:$I$40,2,FALSE)/100)*W1071","v":3.37473},{"$f":"VLOOKUP(R1071,Start!$C$9:$D$15,2,FALSE)+VLOOKUP(R1071,Start!$C$23:$D$29,2,FALSE)","v":45.66},{"$f":"(Y1071/T1071)+Start!$D$19*(VLOOKUP(R1071,Start!$M$33:$N$39,2,FALSE)/T1071)+VLOOKUP(S1071,Start!$C$33:$D$40,2,FALSE)","v":165.20062695924764}]
[null,null,"Ja","SEE992187994404","In Betrieb","Vattenfall Wärme Berlin AG","HKW Mitte Dampfturbine",10179,"Berlin","Köpenicker Straße 60","Berlin","1997-09-08","Wärme","Dampf (zum Beispiel Prozesswärme)","Erdgas","Ja","Gegendruckmaschine mit Entnahme","Erdgas","GuD",0.49,"OPSD (2020)",117.16,116,{"$f":"(1-VLOOKUP(S1072,Start!$H$33:$I$40,2,FALSE)/100)*W1072","v":100.92},{"$f":"VLOOKUP(R1072,Start!$C$9:$D$15,2,FALSE)+VLOOKUP(R1072,Start!$C$23:$D$29,2,FALSE)","v":45.66},{"$f":"(Y1072/T1072)+Start!$D$19*(VLOOKUP(R1072,Start!$M$33:$N$39,2,FALSE)/T1072)+VLOOKUP(S1072,Start!$C$33:$D$40,2,FALSE)","v":129.3869387755102}]
[null,null,"Ja","SEE992213654456","In Betrieb","Hüttenwerke Krupp Mannesmann GmbH","Huckingen B",47259,"Duisburg","Ehinger Str. 200","Nordrhein-Westfalen","1976-12-01","andere Gase","Hochofengas, Konvertergas","Sonstige Energieträger (nicht erneuerbar)","Ja","Kondensationsmaschine mit Entnahme","Erdgas","GuD",0.45,"Annahme basierend auf DIW (2014)",320,303,{"$f":"(1-VLOOKUP(S1073,Start!$H$33:$I$40,2,FALSE)/100)*W1073","v":263.61},{"$f":"VLOOKUP(R1073,Start!$C$9:$D$15,2,FALSE)+VLOOKUP(R1073,Start!$C$23:$D$29,2,FALSE)","v":45.66},{"$f":"(Y1073/T1073)+Start!$D$19*(VLOOKUP(R1073,Start!$M$33:$N$39,2,FALSE)/T1073)+VLOOKUP(S1073,Start!$C$33:$D$40,2,FALSE)","v":140.75466666666665}]
[null,null,"Ja","SEE992491089179","In Betrieb","Henkel AG & Co. KGaA","F18BHKW",40589,"Düsseldorf","Henkelstraße 67","Nordrhein-Westfalen","2016-07-22","Erdgas","Erdgas, Erdölgas","Erdgas","Ja","Verbrennungsmotor","Erdgas","GuD",0.32779999999999998,"OPSD (2020)",1.9990000000000001,1.968,{"$f":"(1-VLOOKUP(S1074,Start!$H$33:$I$40,2,FALSE)/100)*W1074","v":1.7121599999999999},{"$f":"VLOOKUP(R1074,Start!$C$9:$D$15,2,FALSE)+VLOOKUP(R1074,Start!$C$23:$D$29,2,FALSE)","v":45.66},{"$f":"(Y1074/T1074)+Start!$D$19*(VLOOKUP(R1074,Start!$M$33:$N$39,2,FALSE)/T1074)+VLOOKUP(S1074,Start!$C$33:$D$40,2,FALSE)","v":192.66717510677242}]
[null,null,"Ja","SEE992607731794","In Betrieb","EGK Entsorgungsgesellschaft Krefeld GmbH & Co. KG","Turbine 4",47829,"Krefeld","Parkstraße 234","Nordrhein-Westfalen","2001-04-05","Wärme","Dampf (zum Beispiel Prozesswärme)","Abfall","Ja","Kondensationsmaschine ohne Entnahme","Abfall","Abfall",0.33,"OPSD (2020)",13.84,9.23,{"$f":"(1-VLOOKUP(S1075,Start!$H$33:$I$40,2,FALSE)/100)*W1075","v":7.8455000000000004},{"$f":"VLOOKUP(R1075,Start!$C$9:$D$15,2,FALSE)+VLOOKUP(R1075,Start!$C$23:$D$29,2,FALSE)","v":0},{"$f":"(Y1075/T1075)+Start!$D$19*(VLOOKUP(R1075,Start!$M$33:$N$39,2,FALSE)/T1075)+VLOOKUP(S1075,Start!$C$33:$D$40,2,FALSE)","v":1}]
[null,null,"Ja","SEE992645841813","In Betrieb","Vattenfall Wärme Berlin AG","HKW Moabit Gasturbine 6",13353,"Berlin","Friedrich-Krause-Ufer 42278","Berlin","1971-11-27","Mineralölprodukte","Heizöl, leicht","Mineralölprodukte","Nein","Gasturbinen ohne Abhitzekessel","Öl","Öl",0.30459999999999998,"OPSD (2020)",17,17,{"$f":"(1-VLOOKUP(S1076,Start!$H$33:$I$40,2,FALSE)/100)*W1076","v":14.45},{"$f":"VLOOKUP(R1076,Start!$C$9:$D$15,2,FALSE)+VLOOKUP(R1076,Start!$C$23:$D$29,2,FALSE)","v":87.17},{"$f":"(Y1076/T1076)+Start!$D$19*(VLOOKUP(R1076,Start!$M$33:$N$39,2,FALSE)/T1076)+VLOOKUP(S1076,Start!$C$33:$D$40,2,FALSE)","v":364.94615889691397}]
[null,null,"Ja","SEE992769312817","In Betrieb","K+S Minerals and Agriculture GmbH","Kraftwerk UB GT1",36414,"Unterbreizbach","Schachtstraße 10","Thüringen","2016-07-02","Erdgas","Erdgas, Erdölgas","Erdgas","Ja","Gasturbinen mit nachgeschalteter Dampfturbine","Erdgas","GuD",0.55000000000000004,"eigene Annahme",5.0242500000000003,4.95,{"$f":"(1-VLOOKUP(S1077,Start!$H$33:$I$40,2,FALSE)/100)*W1077","v":4.3064999999999998},{"$f":"VLOOKUP(R1077,Start!$C$9:$D$15,2,FALSE)+VLOOKUP(R1077,Start!$C$23:$D$29,2,FALSE)","v":45.66},{"$f":"(Y1077/T1077)+Start!$D$19*(VLOOKUP(R1077,Start!$M$33:$N$39,2,FALSE)/T1077)+VLOOKUP(S1077,Start!$C$33:$D$40,2,FALSE)","v":115.43563636363635}]
[null,null,"Ja","SEE992864019192","In Betrieb","InfraLeuna GmbH","GT5",6237,"Leuna"," ","Sachsen-Anhalt","2022-06-02","Erdgas","Erdgas, Erdölgas","Erdgas","Ja","Gasturbinen mit Abhitzekessel","Erdgas","Gasturbine",0.432,"Annahme basierend auf DIW (2014)",56.5,55.4,{"$f":"(1-VLOOKUP(S1078,Start!$H$33:$I$40,2,FALSE)/100)*W1078","v":48.198},{"$f":"VLOOKUP(R1078,Start!$C$9:$D$15,2,FALSE)+VLOOKUP(R1078,Start!$C$23:$D$29,2,FALSE)","v":45.66},{"$f":"(Y1078/T1078)+Start!$D$19*(VLOOKUP(R1078,Start!$M$33:$N$39,2,FALSE)/T1078)+VLOOKUP(S1078,Start!$C$33:$D$40,2,FALSE)","v":146.05694444444444}]
[null,null,"Ja","SEE992947793209","In Betrieb","Kreis Weseler Abfallgesellschaft mbH & Co.KG","Dampfturbine",47475,"Kamp-Lintfort","Graftstr. 25","Nordrhein-Westfalen","1997-04-01","nicht biogener Abfall","Abfall (Hausmüll, Siedl.abf.)","Abfall","Ja","Kondensationsmaschine mit Entnahme","Abfall","Abfall",0.33,"OPSD (2020)",22,16,{"$f":"(1-VLOOKUP(S1079,Start!$H$33:$I$40,2,FALSE)/100)*W1079","v":13.6},{"$f":"VLOOKUP(R1079,Start!$C$9:$D$15,2,FALSE)+VLOOKUP(R1079,Start!$C$23:$D$29,2,FALSE)","v":0},{"$f":"(Y1079/T1079)+Start!$D$19*(VLOOKUP(R1079,Start!$M$33:$N$39,2,FALSE)/T1079)+VLOOKUP(S1079,Start!$C$33:$D$40,2,FALSE)","v":1}]
[null,null,"Ja","SEE992980224760","In Betrieb","BTB Blockheizkraftwerks-, Träger- und Betreibergesellschaft","KWK Adlershof Modul 1",12489,"Berlin","Albert-Einstein-Straße 22","Berlin","2023-07-06","Erdgas","Erdgas, Erdölgas","Erdgas","Ja","Verbrennungsmotor","Erdgas","GuD",0.63,"Annahme basierend auf DIW (2014)",4.5019999999999998,4.3899999999999997,{"$f":"(1-VLOOKUP(S1080,Start!$H$33:$I$40,2,FALSE)/100)*W1080","v":3.8192999999999997},{"$f":"VLOOKUP(R1080,Start!$C$9:$D$15,2,FALSE)+VLOOKUP(R1080,Start!$C$23:$D$29,2,FALSE)","v":45.66},{"$f":"(Y1080/T1080)+Start!$D$19*(VLOOKUP(R1080,Start!$M$33:$N$39,2,FALSE)/T1080)+VLOOKUP(S1080,Start!$C$33:$D$40,2,FALSE)","v":100.96761904761904}]
[null,null,"Ja","SEE993054223955","In Betrieb","GMVA Gemeinschafts-Müll-Verbrennungsanlage Niederrhein GmbH","„Turbosatz 2“",46049,"Oberhausen","Liricher Str. 121","Nordrhein-Westfalen","1991-10-17","nicht biogener Abfall","Abfall (Hausmüll, Siedl.abf.)","Abfall","Ja","Kondensationsmaschine mit Entnahme","Abfall","Abfall",0.33,"OPSD (2020)",49.5,40.4,{"$f":"(1-VLOOKUP(S1081,Start!$H$33:$I$40,2,FALSE)/100)*W1081","v":34.339999999999996},{"$f":"VLOOKUP(R1081,Start!$C$9:$D$15,2,FALSE)+VLOOKUP(R1081,Start!$C$23:$D$29,2,FALSE)","v":0},{"$f":"(Y1081/T1081)+Start!$D$19*(VLOOKUP(R1081,Start!$M$33:$N$39,2,FALSE)/T1081)+VLOOKUP(S1081,Start!$C$33:$D$40,2,FALSE)","v":1}]
[null,null,"Ja","SEE993292613167","In Betrieb","Solvay Chemicals GmbH","Solvay Rb TA8",47495,"Rheinberg","Xantener Straße 237","Nordrhein-Westfalen","2021-07-01","Wärme","Dampf (zum Beispiel Prozesswärme)","Steinkohle","Ja","Gegendruckmaschine ohne Entnahme","Steinkohle","Steinkohle",0.34210000000000002,"OPSD (2020)",15.94,15.94,{"$f":"(1-VLOOKUP(S1082,Start!$H$33:$I$40,2,FALSE)/100)*W1082","v":12.752000000000001},{"$f":"VLOOKUP(R1082,Start!$C$9:$D$15,2,FALSE)+VLOOKUP(R1082,Start!$C$23:$D$29,2,FALSE)","v":17.84},{"$f":"(Y1082/T1082)+Start!$D$19*(VLOOKUP(R1082,Start!$M$33:$N$39,2,FALSE)/T1082)+VLOOKUP(S1082,Start!$C$33:$D$40,2,FALSE)","v":136.78728441976031}]
[null,null,"Ja","SEE993301547841","In Betrieb","Currenta GmbH & Co. OHG","UER N230 NST4",47829,"Krefeld","Rheinuferstraße 7","Nordrhein-Westfalen","1967-07-03","Erdgas","Erdgas, Erdölgas","Erdgas","Ja","Gegendruckmaschine mit Entnahme","Erdgas","GuD",0.35249999999999998,"OPSD (2020)",29.7,29,{"$f":"(1-VLOOKUP(S1083,Start!$H$33:$I$40,2,FALSE)/100)*W1083","v":25.23},{"$f":"VLOOKUP(R1083,Start!$C$9:$D$15,2,FALSE)+VLOOKUP(R1083,Start!$C$23:$D$29,2,FALSE)","v":45.66},{"$f":"(Y1083/T1083)+Start!$D$19*(VLOOKUP(R1083,Start!$M$33:$N$39,2,FALSE)/T1083)+VLOOKUP(S1083,Start!$C$33:$D$40,2,FALSE)","v":179.27191489361704}]
[null,null,"Ja","SEE993385162510","In Betrieb","R.D.M. Arnsberg GmbH","BVI-NT",59821,"Arnsberg","Hellefelder Straße 51","Nordrhein-Westfalen","1957-02-27","Steinkohle","Steinkohlen","Steinkohle","Ja","Kondensationsmaschine mit Entnahme","Steinkohle","Steinkohle",0.23250000000000001,"OPSD (2020)",6.6,5.7859999999999996,{"$f":"(1-VLOOKUP(S1084,Start!$H$33:$I$40,2,FALSE)/100)*W1084","v":4.6288},{"$f":"VLOOKUP(R1084,Start!$C$9:$D$15,2,FALSE)+VLOOKUP(R1084,Start!$C$23:$D$29,2,FALSE)","v":17.84},{"$f":"(Y1084/T1084)+Start!$D$19*(VLOOKUP(R1084,Start!$M$33:$N$39,2,FALSE)/T1084)+VLOOKUP(S1084,Start!$C$33:$D$40,2,FALSE)","v":200.65569892473115}]
[null,null,"Ja","SEE993408840296","befristete Strommarktrückkehr","Evonik Operations GmbH","Kraftwerk I, EKT16",45772,"Marl","Paul-Baumann-Straße 1","Nordrhein-Westfalen","1972-12-15","Steinkohle","Steinkohlen","Steinkohle","Ja","Kondensationsmaschine mit Entnahme","Steinkohle","Steinkohle",0.27,"OPSD (2020)",46.795999999999999,45.99,{"$f":"(1-VLOOKUP(S1085,Start!$H$33:$I$40,2,FALSE)/100)*W1085","v":36.792000000000002},{"$f":"VLOOKUP(R1085,Start!$C$9:$D$15,2,FALSE)+VLOOKUP(R1085,Start!$C$23:$D$29,2,FALSE)","v":17.84},{"$f":"(Y1085/T1085)+Start!$D$19*(VLOOKUP(R1085,Start!$M$33:$N$39,2,FALSE)/T1085)+VLOOKUP(S1085,Start!$C$33:$D$40,2,FALSE)","v":172.96740740740742}]
[null,null,"Ja","SEE993412996354","In Betrieb","K+S Minerals and Agriculture GmbH","Kraftwerk WI DT3",36266,"Heringen","In der Aue 1","Hessen","1967-01-01","Erdgas","Erdgas, Erdölgas","Erdgas","Ja","Kondensationsmaschine mit Entnahme","Erdgas","GuD",0.58050000000000002,"OPSD (2020)",12.254,12.07,{"$f":"(1-VLOOKUP(S1086,Start!$H$33:$I$40,2,FALSE)/100)*W1086","v":10.5009},{"$f":"VLOOKUP(R1086,Start!$C$9:$D$15,2,FALSE)+VLOOKUP(R1086,Start!$C$23:$D$29,2,FALSE)","v":45.66},{"$f":"(Y1086/T1086)+Start!$D$19*(VLOOKUP(R1086,Start!$M$33:$N$39,2,FALSE)/T1086)+VLOOKUP(S1086,Start!$C$33:$D$40,2,FALSE)","v":109.44935400516795}]
[null,null,"Ja","SEE993546424112","In Betrieb","Enertec Hameln GmbH","Turbine 2",31789,"Hameln","Heinrich-Schoormann-Weg 1","Niedersachsen","1952-08-05","nicht biogener Abfall","Abfall (Hausmüll, Siedl.abf.)","Abfall","Nein","Kondensationsmaschine ohne Entnahme","Abfall","Abfall",0.33,"OPSD (2020)",21,12.62,{"$f":"(1-VLOOKUP(S1087,Start!$H$33:$I$40,2,FALSE)/100)*W1087","v":10.726999999999999},{"$f":"VLOOKUP(R1087,Start!$C$9:$D$15,2,FALSE)+VLOOKUP(R1087,Start!$C$23:$D$29,2,FALSE)","v":0},{"$f":"(Y1087/T1087)+Start!$D$19*(VLOOKUP(R1087,Start!$M$33:$N$39,2,FALSE)/T1087)+VLOOKUP(S1087,Start!$C$33:$D$40,2,FALSE)","v":1}]
[null,null,"Ja","SEE993592183001","In Betrieb","RWE Power AG","Neurath G",41517,"Grevenbroich","Energiestraße 101","Nordrhein-Westfalen","2012-07-08","Braunkohle","Rohbraunkohlen","Braunkohle","Nein","Kondensationsmaschine mit Entnahme","Braunkohle","Braunkohle",0.43,"OPSD (2020)",1110,1060,{"$f":"(1-VLOOKUP(S1088,Start!$H$33:$I$40,2,FALSE)/100)*W1088","v":922.2},{"$f":"VLOOKUP(R1088,Start!$C$9:$D$15,2,FALSE)+VLOOKUP(R1088,Start!$C$23:$D$29,2,FALSE)","v":3.1},{"$f":"(Y1088/T1088)+Start!$D$19*(VLOOKUP(R1088,Start!$M$33:$N$39,2,FALSE)/T1088)+VLOOKUP(S1088,Start!$C$33:$D$40,2,FALSE)","v":88.393953488372091}]
[null,null,"Ja","SEE993713255198","In Betrieb","Mercedes-Benz AG","W050-TS_Mercedes-Benz Werk Sindelfingen HKW Turbine 5",71063,"Sindelfingen","Bela-Barenyi-Str. 1","Baden-Württemberg","1981-07-23","Erdgas","Erdgas, Erdölgas","Erdgas","Ja","Gegendruckmaschine mit Entnahme","Erdgas","GuD",0.39929999999999999,"OPSD (2020)",21.968,19.771000000000001,{"$f":"(1-VLOOKUP(S1089,Start!$H$33:$I$40,2,FALSE)/100)*W1089","v":17.200770000000002},{"$f":"VLOOKUP(R1089,Start!$C$9:$D$15,2,FALSE)+VLOOKUP(R1089,Start!$C$23:$D$29,2,FALSE)","v":45.66},{"$f":"(Y1089/T1089)+Start!$D$19*(VLOOKUP(R1089,Start!$M$33:$N$39,2,FALSE)/T1089)+VLOOKUP(S1089,Start!$C$33:$D$40,2,FALSE)","v":158.43613824192335}]
[null,null,"Ja","SEE993787055366","In Betrieb","EGK Entsorgungsgesellschaft Krefeld GmbH & Co. KG","Turbine 2",47829,"Krefeld","Parkstraße 234","Nordrhein-Westfalen","1974-08-27","Wärme","Dampf (zum Beispiel Prozesswärme)","Abfall","Ja","Gegendruckmaschine ohne Entnahme","Abfall","Abfall",0.33,"OPSD (2020)",1.4,0.93,{"$f":"(1-VLOOKUP(S1090,Start!$H$33:$I$40,2,FALSE)/100)*W1090","v":0.79049999999999998},{"$f":"VLOOKUP(R1090,Start!$C$9:$D$15,2,FALSE)+VLOOKUP(R1090,Start!$C$23:$D$29,2,FALSE)","v":0},{"$f":"(Y1090/T1090)+Start!$D$19*(VLOOKUP(R1090,Start!$M$33:$N$39,2,FALSE)/T1090)+VLOOKUP(S1090,Start!$C$33:$D$40,2,FALSE)","v":1}]
[null,null,"Ja","SEE993836152862","befristete Strommarktrückkehr","Evonik Operations GmbH","Kraftwerk I, KT7",45772,"Marl","Paul-Baumann-Straße 1","Nordrhein-Westfalen","1941-11-04","Steinkohle","Steinkohlen","Steinkohle","Ja","Kondensationsmaschine ohne Entnahme","Steinkohle","Steinkohle",0.27,"OPSD (2020)",18,17.571999999999999,{"$f":"(1-VLOOKUP(S1091,Start!$H$33:$I$40,2,FALSE)/100)*W1091","v":14.057600000000001},{"$f":"VLOOKUP(R1091,Start!$C$9:$D$15,2,FALSE)+VLOOKUP(R1091,Start!$C$23:$D$29,2,FALSE)","v":17.84},{"$f":"(Y1091/T1091)+Start!$D$19*(VLOOKUP(R1091,Start!$M$33:$N$39,2,FALSE)/T1091)+VLOOKUP(S1091,Start!$C$33:$D$40,2,FALSE)","v":172.96740740740742}]
[null,null,"Ja","SEE993922966908","In Betrieb","BMW AG","KWK 3 Geb. 192.0",84130,"Dingolfing","Karl-Dompert-Straße 7","Bayern","2017-11-15","Erdgas","Erdgas, Erdölgas","Erdgas","Ja","Verbrennungsmotor","Erdgas","GuD",0.4037,"OPSD (2020)",4.13,4.09,{"$f":"(1-VLOOKUP(S1092,Start!$H$33:$I$40,2,FALSE)/100)*W1092","v":3.5583},{"$f":"VLOOKUP(R1092,Start!$C$9:$D$15,2,FALSE)+VLOOKUP(R1092,Start!$C$23:$D$29,2,FALSE)","v":45.66},{"$f":"(Y1092/T1092)+Start!$D$19*(VLOOKUP(R1092,Start!$M$33:$N$39,2,FALSE)/T1092)+VLOOKUP(S1092,Start!$C$33:$D$40,2,FALSE)","v":156.72566262075799}]
[null,null,"Ja","SEE993957305321","In Betrieb","Papierfabrik Adolf Jass GmbH & Co. KG","G25",36039,"Fulda","Hermann-Muth-Straße 6","Hessen","1992-01-03","Erdgas","Erdgas, Erdölgas","Erdgas","Ja","Gegendruckmaschine mit Entnahme","Erdgas","GuD",0.3982,"OPSD (2020)",14.5,13.52,{"$f":"(1-VLOOKUP(S1093,Start!$H$33:$I$40,2,FALSE)/100)*W1093","v":11.7624},{"$f":"VLOOKUP(R1093,Start!$C$9:$D$15,2,FALSE)+VLOOKUP(R1093,Start!$C$23:$D$29,2,FALSE)","v":45.66},{"$f":"(Y1093/T1093)+Start!$D$19*(VLOOKUP(R1093,Start!$M$33:$N$39,2,FALSE)/T1093)+VLOOKUP(S1093,Start!$C$33:$D$40,2,FALSE)","v":158.86966348568558}]
[null,null,"Ja","SEE994027750690","In Betrieb","Mercedes-Benz AG","W050-TS_Mercedes-Benz Werk Sindelfingen HKW Turbine 3",71063,"Sindelfingen","Bela-Barenyi-Str. 1","Baden-Württemberg","1971-06-01","Erdgas","Erdgas, Erdölgas","Erdgas","Ja","Kondensationsmaschine mit Entnahme","Erdgas","GuD",0.39929999999999999,"OPSD (2020)",5,4.75,{"$f":"(1-VLOOKUP(S1094,Start!$H$33:$I$40,2,FALSE)/100)*W1094","v":4.1325000000000003},{"$f":"VLOOKUP(R1094,Start!$C$9:$D$15,2,FALSE)+VLOOKUP(R1094,Start!$C$23:$D$29,2,FALSE)","v":45.66},{"$f":"(Y1094/T1094)+Start!$D$19*(VLOOKUP(R1094,Start!$M$33:$N$39,2,FALSE)/T1094)+VLOOKUP(S1094,Start!$C$33:$D$40,2,FALSE)","v":158.43613824192335}]
[null,null,"Ja","SEE994055148599","In Betrieb","Stadtwerke Würzburg AG","Heizkraftwerk an der Friedensbrücke DampfturbineIV",97080,"Würzburg","Veitshöchheimer Straße 1","Bayern","2021-11-12","Erdgas","Erdgas, Erdölgas","Erdgas","Ja","Gegendruckmaschine mit Entnahme","Erdgas","GuD",0.5,"https://www.wvv.de/media-wvv/unternehmen/dokumente/umwelt/umwelterklaerung-2020-heizkraftwerk.pdf",20.5,20,{"$f":"(1-VLOOKUP(S1095,Start!$H$33:$I$40,2,FALSE)/100)*W1095","v":17.399999999999999},{"$f":"VLOOKUP(R1095,Start!$C$9:$D$15,2,FALSE)+VLOOKUP(R1095,Start!$C$23:$D$29,2,FALSE)","v":45.66},{"$f":"(Y1095/T1095)+Start!$D$19*(VLOOKUP(R1095,Start!$M$33:$N$39,2,FALSE)/T1095)+VLOOKUP(S1095,Start!$C$33:$D$40,2,FALSE)","v":126.82919999999999}]
[null,null,"Ja","SEE994055644299","In Betrieb","WSW Energie & Wasser AG","BHKW15",42275,"Wuppertal","Am Clef 32","Nordrhein-Westfalen","2017-12-04","Erdgas","Erdgas, Erdölgas","Erdgas","Ja","Verbrennungsmotor","Erdgas","GuD",0.5625,"OPSD (2020)",2.6789999999999998,2.6190000000000002,{"$f":"(1-VLOOKUP(S1096,Start!$H$33:$I$40,2,FALSE)/100)*W1096","v":2.2785300000000004},{"$f":"VLOOKUP(R1096,Start!$C$9:$D$15,2,FALSE)+VLOOKUP(R1096,Start!$C$23:$D$29,2,FALSE)","v":45.66},{"$f":"(Y1096/T1096)+Start!$D$19*(VLOOKUP(R1096,Start!$M$33:$N$39,2,FALSE)/T1096)+VLOOKUP(S1096,Start!$C$33:$D$40,2,FALSE)","v":112.90373333333334}]
[null,null,"Ja","SEE994134561226","In Betrieb","Currenta GmbH & Co. OHG","UER N230 VST2",47829,"Krefeld","Rheinuferstraße 7","Nordrhein-Westfalen","1964-03-02","Steinkohle","Steinkohlen","Steinkohle","Ja","Gegendruckmaschine ohne Entnahme","Steinkohle","Steinkohle",0.35249999999999998,"OPSD (2020)",9,8.1999999999999993,{"$f":"(1-VLOOKUP(S1097,Start!$H$33:$I$40,2,FALSE)/100)*W1097","v":6.56},{"$f":"VLOOKUP(R1097,Start!$C$9:$D$15,2,FALSE)+VLOOKUP(R1097,Start!$C$23:$D$29,2,FALSE)","v":17.84},{"$f":"(Y1097/T1097)+Start!$D$19*(VLOOKUP(R1097,Start!$M$33:$N$39,2,FALSE)/T1097)+VLOOKUP(S1097,Start!$C$33:$D$40,2,FALSE)","v":132.78992907801421}]
[null,null,"Ja","SEE994210380116","In Betrieb","Städtische Werke Energie + Wärme GmbH","Kombi-HKW DT",34134,"Kassel","Dennhäuser Straße 122","Hessen","1988-07-18","Erdgas","Erdgas, Erdölgas","Erdgas","Ja","Gasturbinen mit nachgeschalteter Dampfturbine","Erdgas","GuD",0.37180000000000002,"OPSD (2020)",9.83,9.76,{"$f":"(1-VLOOKUP(S1098,Start!$H$33:$I$40,2,FALSE)/100)*W1098","v":8.4911999999999992},{"$f":"VLOOKUP(R1098,Start!$C$9:$D$15,2,FALSE)+VLOOKUP(R1098,Start!$C$23:$D$29,2,FALSE)","v":45.66},{"$f":"(Y1098/T1098)+Start!$D$19*(VLOOKUP(R1098,Start!$M$33:$N$39,2,FALSE)/T1098)+VLOOKUP(S1098,Start!$C$33:$D$40,2,FALSE)","v":170.04384077460998}]
[null,null,"Ja","SEE994238154089","In Betrieb","MHB Hamm Betriebsführungsgesellschaft mbH","MVA Hamm Turbine 3",59075,"Hamm","Am Lausbach 2","Nordrhein-Westfalen","2006-03-24","nicht biogener Abfall","Abfall (Hausmüll, Siedl.abf.)","Abfall","Ja","Kondensationsmaschine ohne Entnahme","Abfall","Abfall",0.33,"OPSD (2020)",6.45,4.1500000000000004,{"$f":"(1-VLOOKUP(S1099,Start!$H$33:$I$40,2,FALSE)/100)*W1099","v":3.5275000000000003},{"$f":"VLOOKUP(R1099,Start!$C$9:$D$15,2,FALSE)+VLOOKUP(R1099,Start!$C$23:$D$29,2,FALSE)","v":0},{"$f":"(Y1099/T1099)+Start!$D$19*(VLOOKUP(R1099,Start!$M$33:$N$39,2,FALSE)/T1099)+VLOOKUP(S1099,Start!$C$33:$D$40,2,FALSE)","v":1}]
[null,null,"Ja","SEE994281911899","In Betrieb","Fernheizwerk Neukölln AG","Fernheizwerk 3-BHKW 6",12059,"Berlin","Thiemannstr. 36","Berlin","2013-11-05","Erdgas","","Erdgas","Ja","Verbrennungsmotor","Erdgas","GuD",0.4,"eigene Annahme",2.0299999999999998,2.0299999999999998,{"$f":"(1-VLOOKUP(S1100,Start!$H$33:$I$40,2,FALSE)/100)*W1100","v":1.7660999999999998},{"$f":"VLOOKUP(R1100,Start!$C$9:$D$15,2,FALSE)+VLOOKUP(R1100,Start!$C$23:$D$29,2,FALSE)","v":45.66},{"$f":"(Y1100/T1100)+Start!$D$19*(VLOOKUP(R1100,Start!$M$33:$N$39,2,FALSE)/T1100)+VLOOKUP(S1100,Start!$C$33:$D$40,2,FALSE)","v":158.16149999999999}]
[null,null,"Ja","SEE994335340088","In Betrieb","Stadtwerke Frankfurt (Oder) GmbH","HKW DT",15236,"Frankfurt","Am Hohen Feld 4","Brandenburg","1997-10-09","Braunkohle","Staub- und Trockenkohle","Braunkohle","Ja","Dampfmotor","Braunkohle","Braunkohle",0.376,"Annahme basierend auf DIW (2014)",17.5,17,{"$f":"(1-VLOOKUP(S1101,Start!$H$33:$I$40,2,FALSE)/100)*W1101","v":14.79},{"$f":"VLOOKUP(R1101,Start!$C$9:$D$15,2,FALSE)+VLOOKUP(R1101,Start!$C$23:$D$29,2,FALSE)","v":3.1},{"$f":"(Y1101/T1101)+Start!$D$19*(VLOOKUP(R1101,Start!$M$33:$N$39,2,FALSE)/T1101)+VLOOKUP(S1101,Start!$C$33:$D$40,2,FALSE)","v":100.84468085106383}]
[null,null,"Ja","SEE994351082467","In Betrieb","Evonik Operations GmbH","Kraftwerk VI, Block 61, DT610",45772,"Marl","Paul-Baumann-Straße 1","Nordrhein-Westfalen","2022-09-09","Erdgas","Erdgas, Erdölgas","Erdgas","Ja","Gegendruckmaschine mit Entnahme","Erdgas","GuD",0.63,"Annahme basierend auf DIW (2014)",37,36.9,{"$f":"(1-VLOOKUP(S1102,Start!$H$33:$I$40,2,FALSE)/100)*W1102","v":32.103000000000002},{"$f":"VLOOKUP(R1102,Start!$C$9:$D$15,2,FALSE)+VLOOKUP(R1102,Start!$C$23:$D$29,2,FALSE)","v":45.66},{"$f":"(Y1102/T1102)+Start!$D$19*(VLOOKUP(R1102,Start!$M$33:$N$39,2,FALSE)/T1102)+VLOOKUP(S1102,Start!$C$33:$D$40,2,FALSE)","v":100.96761904761904}]
[null,null,"Ja","SEE994418588468","In Betrieb","RWE Generation SE","Emsland C DT",49808,"Lingen","Schüttorfer Straße 100","Niedersachsen","1975-01-01","Erdgas","Erdgas, Erdölgas","Erdgas","Nein","Sonstige","Erdgas","GuD",0.46,"OPSD (2020)",372.6,359,{"$f":"(1-VLOOKUP(S1103,Start!$H$33:$I$40,2,FALSE)/100)*W1103","v":312.33},{"$f":"VLOOKUP(R1103,Start!$C$9:$D$15,2,FALSE)+VLOOKUP(R1103,Start!$C$23:$D$29,2,FALSE)","v":45.66},{"$f":"(Y1103/T1103)+Start!$D$19*(VLOOKUP(R1103,Start!$M$33:$N$39,2,FALSE)/T1103)+VLOOKUP(S1103,Start!$C$33:$D$40,2,FALSE)","v":137.7273913043478}]
[null,null,"Ja","SEE994422897143","In Betrieb","Universität Stuttgart","HKW Pfaffenwald, Generator 60",70569,"Stuttgart","Pfaffenwaldring 8","Baden-Württemberg","1968-01-01","Erdgas","Erdgas, Erdölgas","Erdgas","Ja","Gegendruckmaschine mit Entnahme","Erdgas","GuD",0.3498,"OPSD (2020)",12.4,11.6,{"$f":"(1-VLOOKUP(S1104,Start!$H$33:$I$40,2,FALSE)/100)*W1104","v":10.092000000000001},{"$f":"VLOOKUP(R1104,Start!$C$9:$D$15,2,FALSE)+VLOOKUP(R1104,Start!$C$23:$D$29,2,FALSE)","v":45.66},{"$f":"(Y1104/T1104)+Start!$D$19*(VLOOKUP(R1104,Start!$M$33:$N$39,2,FALSE)/T1104)+VLOOKUP(S1104,Start!$C$33:$D$40,2,FALSE)","v":180.64408233276157}]
[null,null,"Ja","SEE994429144455","In Betrieb","Mainova AG","HKW West Block 4",60327,"Frankfurt","Gutleutstraße 231","Hessen","1994-02-28","Erdgas","Erdgas, Erdölgas","Erdgas","Ja","Gasturbinen mit Abhitzekessel","Erdgas","GuD",0.37840000000000001,"OPSD (2020)",112,110.755,{"$f":"(1-VLOOKUP(S1105,Start!$H$33:$I$40,2,FALSE)/100)*W1105","v":96.356849999999994},{"$f":"VLOOKUP(R1105,Start!$C$9:$D$15,2,FALSE)+VLOOKUP(R1105,Start!$C$23:$D$29,2,FALSE)","v":45.66},{"$f":"(Y1105/T1105)+Start!$D$19*(VLOOKUP(R1105,Start!$M$33:$N$39,2,FALSE)/T1105)+VLOOKUP(S1105,Start!$C$33:$D$40,2,FALSE)","v":167.10412262156444}]
[null,null,"Ja","SEE994477053693","In Betrieb","Gebr. Lang GmbH Papierfabrik","Turbosatz 3",86833,"Ettringen","Fabrikstraße 4","Bayern","1985-02-14","Erdgas","Erdgas, Erdölgas","Erdgas","Ja","Gegendruckmaschine ohne Entnahme","Erdgas","GuD",0.35,"eigene Annahme",5.1219999999999999,4.8310000000000004,{"$f":"(1-VLOOKUP(S1106,Start!$H$33:$I$40,2,FALSE)/100)*W1106","v":4.2029700000000005},{"$f":"VLOOKUP(R1106,Start!$C$9:$D$15,2,FALSE)+VLOOKUP(R1106,Start!$C$23:$D$29,2,FALSE)","v":45.66},{"$f":"(Y1106/T1106)+Start!$D$19*(VLOOKUP(R1106,Start!$M$33:$N$39,2,FALSE)/T1106)+VLOOKUP(S1106,Start!$C$33:$D$40,2,FALSE)","v":180.54171428571431}]
[null,null,"Ja","SEE994538470544","In Betrieb","TEAG Thüringer Energie AG","Gasturbine 2 Jena",7745,"Jena","Rudolstädter Straße 41","Thüringen","1996-09-26","Erdgas","Erdgas, Erdölgas","Erdgas","Ja","Gasturbinen mit Abhitzekessel","Erdgas","GuD",0.52200000000000002,"OPSD (2020)",40,39,{"$f":"(1-VLOOKUP(S1107,Start!$H$33:$I$40,2,FALSE)/100)*W1107","v":33.93},{"$f":"VLOOKUP(R1107,Start!$C$9:$D$15,2,FALSE)+VLOOKUP(R1107,Start!$C$23:$D$29,2,FALSE)","v":45.66},{"$f":"(Y1107/T1107)+Start!$D$19*(VLOOKUP(R1107,Start!$M$33:$N$39,2,FALSE)/T1107)+VLOOKUP(S1107,Start!$C$33:$D$40,2,FALSE)","v":121.5471264367816}]
[null,null,"Ja","SEE994543149961","In Betrieb","Stadtwerke Münster GmbH","ESA-BHKW",48155,"Münster","Am Mittelhafen 11","Nordrhein-Westfalen","2009-06-18","Erdgas","Erdgas, Erdölgas","Erdgas","Ja","Verbrennungsmotor","Erdgas","GuD",0.58499999999999996,"Annahme basierend auf DIW (2014)",3.9,3.7,{"$f":"(1-VLOOKUP(S1108,Start!$H$33:$I$40,2,FALSE)/100)*W1108","v":3.2190000000000003},{"$f":"VLOOKUP(R1108,Start!$C$9:$D$15,2,FALSE)+VLOOKUP(R1108,Start!$C$23:$D$29,2,FALSE)","v":45.66},{"$f":"(Y1108/T1108)+Start!$D$19*(VLOOKUP(R1108,Start!$M$33:$N$39,2,FALSE)/T1108)+VLOOKUP(S1108,Start!$C$33:$D$40,2,FALSE)","v":108.61897435897436}]
[null,null,"Ja","SEE994551453975","In Betrieb","EkoCity","Generator A",42349,"Wuppertal","Korzert 15","Nordrhein-Westfalen","1976-01-01","nicht biogener Abfall","Abfall (Hausmüll, Siedl.abf.)","Abfall","Ja","Kondensationsmaschine mit Entnahme","Abfall","Abfall",0.33,"OPSD (2020)",20,20,{"$f":"(1-VLOOKUP(S1109,Start!$H$33:$I$40,2,FALSE)/100)*W1109","v":17},{"$f":"VLOOKUP(R1109,Start!$C$9:$D$15,2,FALSE)+VLOOKUP(R1109,Start!$C$23:$D$29,2,FALSE)","v":0},{"$f":"(Y1109/T1109)+Start!$D$19*(VLOOKUP(R1109,Start!$M$33:$N$39,2,FALSE)/T1109)+VLOOKUP(S1109,Start!$C$33:$D$40,2,FALSE)","v":1}]
[null,null,"Ja","SEE994661495704","In Betrieb","Allgäuer Überlandwerk GmbH","Spitzenlastkraftwerk Veits Dieseltandem 3",87448,"Waltenhofen","Veits 13","Bayern","1978-08-31","Mineralölprodukte","Heizöl, leicht","Mineralölprodukte","Nein","Verbrennungsmotor","Öl","Öl",0.36080000000000001,"OPSD (2020)",5.94,5,{"$f":"(1-VLOOKUP(S1110,Start!$H$33:$I$40,2,FALSE)/100)*W1110","v":4.25},{"$f":"VLOOKUP(R1110,Start!$C$9:$D$15,2,FALSE)+VLOOKUP(R1110,Start!$C$23:$D$29,2,FALSE)","v":87.17},{"$f":"(Y1110/T1110)+Start!$D$19*(VLOOKUP(R1110,Start!$M$33:$N$39,2,FALSE)/T1110)+VLOOKUP(S1110,Start!$C$33:$D$40,2,FALSE)","v":308.2560975609756}]
[null,null,"Ja","SEE994826833730","In Betrieb","Stadtwerke Kiel AG","Küstenkraftwerk K.I.E.L Motor 19",24149,"Kiel","Hasselfelde 30","Schleswig-Holstein","2018-07-12","Erdgas","Erdgas, Erdölgas","Erdgas","Ja","Verbrennungsmotor","Erdgas","GuD",0.40589999999999998,"OPSD (2020)",9.5709999999999997,9.4559999999999995,{"$f":"(1-VLOOKUP(S1111,Start!$H$33:$I$40,2,FALSE)/100)*W1111","v":8.2267200000000003},{"$f":"VLOOKUP(R1111,Start!$C$9:$D$15,2,FALSE)+VLOOKUP(R1111,Start!$C$23:$D$29,2,FALSE)","v":45.66},{"$f":"(Y1111/T1111)+Start!$D$19*(VLOOKUP(R1111,Start!$M$33:$N$39,2,FALSE)/T1111)+VLOOKUP(S1111,Start!$C$33:$D$40,2,FALSE)","v":155.88433111603842}]
[null,null,"Ja","SEE994929345864","In Betrieb","Südzucker AG","Dampfturbine II Südzucker Rain",86641,"Rain","Donauwörther Straße 50","Bayern","1957-10-04","Wärme","Dampf (zum Beispiel Prozesswärme)","Wärme","Ja","Gegendruckmaschine ohne Entnahme","Sonstige","Sonstige",0.33,"eigene Annahme",5,4.6985000000000001,{"$f":"(1-VLOOKUP(S1112,Start!$H$33:$I$40,2,FALSE)/100)*W1112","v":3.993725},{"$f":"VLOOKUP(R1112,Start!$C$9:$D$15,2,FALSE)+VLOOKUP(R1112,Start!$C$23:$D$29,2,FALSE)","v":86.87},{"$f":"(Y1112/T1112)+Start!$D$19*(VLOOKUP(R1112,Start!$M$33:$N$39,2,FALSE)/T1112)+VLOOKUP(S1112,Start!$C$33:$D$40,2,FALSE)","v":319.10424242424244}]
[null,null,"Ja","SEE994968008959","In Betrieb","K+S Minerals and Agriculture GmbH","ZI Tr GT3",39326,"Zielitz","Farsleber Straße 1","Sachsen-Anhalt","2005-06-02","Erdgas","Erdgas, Erdölgas","Erdgas","Ja","Gasturbinen ohne Abhitzekessel","Erdgas","Gasturbine",0.38,"Annahme basierend auf DIW (2014)",1.5427999999999999,1.52,{"$f":"(1-VLOOKUP(S1113,Start!$H$33:$I$40,2,FALSE)/100)*W1113","v":1.3224},{"$f":"VLOOKUP(R1113,Start!$C$9:$D$15,2,FALSE)+VLOOKUP(R1113,Start!$C$23:$D$29,2,FALSE)","v":45.66},{"$f":"(Y1113/T1113)+Start!$D$19*(VLOOKUP(R1113,Start!$M$33:$N$39,2,FALSE)/T1113)+VLOOKUP(S1113,Start!$C$33:$D$40,2,FALSE)","v":165.90684210526314}]
[null,null,"Ja","SEE995077047419","In Betrieb","Palm Power GmbH & Co. KG","HKW Wörth",76744,"Wörth","Am Oberwald 2","Rheinland-Pfalz","2007-11-30","Erdgas","Erdgas, Erdölgas","Erdgas","Ja","Gasturbinen mit nachgeschalteter Dampfturbine","Erdgas","GuD",0.39269999999999999,"OPSD (2020)",61,58,{"$f":"(1-VLOOKUP(S1114,Start!$H$33:$I$40,2,FALSE)/100)*W1114","v":50.46},{"$f":"VLOOKUP(R1114,Start!$C$9:$D$15,2,FALSE)+VLOOKUP(R1114,Start!$C$23:$D$29,2,FALSE)","v":45.66},{"$f":"(Y1114/T1114)+Start!$D$19*(VLOOKUP(R1114,Start!$M$33:$N$39,2,FALSE)/T1114)+VLOOKUP(S1114,Start!$C$33:$D$40,2,FALSE)","v":161.07372039724982}]
[null,null,"Ja","SEE995184160995","In Betrieb","Mark-E Aktiengesellschaft","Cuno Heizkraftwerk Herdecke BHKW3",58313,"Herdecke","Wetterstraße 111","Nordrhein-Westfalen","2014-01-01","Erdgas","Erdgas, Erdölgas","Erdgas","Ja","Sonstige","Erdgas","GuD",0.4,"eigene Annahme",2.17,2.13,{"$f":"(1-VLOOKUP(S1115,Start!$H$33:$I$40,2,FALSE)/100)*W1115","v":1.8531},{"$f":"VLOOKUP(R1115,Start!$C$9:$D$15,2,FALSE)+VLOOKUP(R1115,Start!$C$23:$D$29,2,FALSE)","v":45.66},{"$f":"(Y1115/T1115)+Start!$D$19*(VLOOKUP(R1115,Start!$M$33:$N$39,2,FALSE)/T1115)+VLOOKUP(S1115,Start!$C$33:$D$40,2,FALSE)","v":158.16149999999999}]
[null,null,"Ja","SEE995462815548","In Betrieb","Stadtwerke Bielefeld GmbH","HKW Schildescher Straße DT 4",33611,"Bielefeld","Schildescher Strasse 16-5- hw","Nordrhein-Westfalen","1966-12-01","Erdgas","Erdgas, Erdölgas","Erdgas","Ja","Gegendruckmaschine mit Entnahme","Erdgas","GuD",0.34760000000000002,"OPSD (2020)",28.5,28.5,{"$f":"(1-VLOOKUP(S1116,Start!$H$33:$I$40,2,FALSE)/100)*W1116","v":24.794999999999998},{"$f":"VLOOKUP(R1116,Start!$C$9:$D$15,2,FALSE)+VLOOKUP(R1116,Start!$C$23:$D$29,2,FALSE)","v":45.66},{"$f":"(Y1116/T1116)+Start!$D$19*(VLOOKUP(R1116,Start!$M$33:$N$39,2,FALSE)/T1116)+VLOOKUP(S1116,Start!$C$33:$D$40,2,FALSE)","v":181.77790563866512}]
[null,null,"Ja","SEE995527175044","In Betrieb","GLOBALFOUNDRIES Dresden Module Two LLC & Co. KG","Gasmotoren-Blockheizkraftwerk I (Generator 9)",1468,"Moritzburg","Ringstraße 3","Sachsen","1998-09-01","Erdgas","Erdgas, Erdölgas","Erdgas","Ja","Verbrennungsmotor","Erdgas","GuD",0.38279999999999997,"OPSD (2020)",3.8839999999999999,3.879,{"$f":"(1-VLOOKUP(S1117,Start!$H$33:$I$40,2,FALSE)/100)*W1117","v":3.37473},{"$f":"VLOOKUP(R1117,Start!$C$9:$D$15,2,FALSE)+VLOOKUP(R1117,Start!$C$23:$D$29,2,FALSE)","v":45.66},{"$f":"(Y1117/T1117)+Start!$D$19*(VLOOKUP(R1117,Start!$M$33:$N$39,2,FALSE)/T1117)+VLOOKUP(S1117,Start!$C$33:$D$40,2,FALSE)","v":165.20062695924764}]
[null,null,"Ja","SEE995596088894","In Betrieb","3M Deutschland GmbH","3M Deutschland GmbH T3 Wuppertal",42289,"Wuppertal","Öhder Straße 28","Nordrhein-Westfalen","1957-07-19","Erdgas","Erdgas, Erdölgas","Erdgas","Ja","Kondensationsmaschine mit Entnahme","Erdgas","GuD",0.4,"eigene Annahme",12,5.5,{"$f":"(1-VLOOKUP(S1118,Start!$H$33:$I$40,2,FALSE)/100)*W1118","v":4.7850000000000001},{"$f":"VLOOKUP(R1118,Start!$C$9:$D$15,2,FALSE)+VLOOKUP(R1118,Start!$C$23:$D$29,2,FALSE)","v":45.66},{"$f":"(Y1118/T1118)+Start!$D$19*(VLOOKUP(R1118,Start!$M$33:$N$39,2,FALSE)/T1118)+VLOOKUP(S1118,Start!$C$33:$D$40,2,FALSE)","v":158.16149999999999}]
[null,null,"Ja","SEE995752550746","In Betrieb","BMW AG","Werk 1.5 KWK 2",80937,"München","Knorrstraße 147","Bayern","2019-04-30","Erdgas","Erdgas, Erdölgas","Erdgas","Ja","Verbrennungsmotor","Erdgas","GuD",0.40589999999999998,"eigene Annahme",3.431,3.36,{"$f":"(1-VLOOKUP(S1119,Start!$H$33:$I$40,2,FALSE)/100)*W1119","v":2.9232},{"$f":"VLOOKUP(R1119,Start!$C$9:$D$15,2,FALSE)+VLOOKUP(R1119,Start!$C$23:$D$29,2,FALSE)","v":45.66},{"$f":"(Y1119/T1119)+Start!$D$19*(VLOOKUP(R1119,Start!$M$33:$N$39,2,FALSE)/T1119)+VLOOKUP(S1119,Start!$C$33:$D$40,2,FALSE)","v":155.88433111603842}]
[null,null,"Ja","SEE995754822537","In Betrieb","Papier- u. Kartonfabrik Varel GmbH & Co. KG","PKV Dampfsammelschienen-KWK-Anlage Generator / Turbine GT 8a",26316,"Varel","Dangaster Straße 38","Niedersachsen","2007-06-29","Erdgas","Erdgas, Erdölgas","Erdgas","Ja","Gasturbinen mit nachgeschalteter Dampfturbine","Erdgas","GuD",0.37290000000000001,"OPSD (2020)",6.24,6.1269999999999998,{"$f":"(1-VLOOKUP(S1120,Start!$H$33:$I$40,2,FALSE)/100)*W1120","v":5.3304900000000002},{"$f":"VLOOKUP(R1120,Start!$C$9:$D$15,2,FALSE)+VLOOKUP(R1120,Start!$C$23:$D$29,2,FALSE)","v":45.66},{"$f":"(Y1120/T1120)+Start!$D$19*(VLOOKUP(R1120,Start!$M$33:$N$39,2,FALSE)/T1120)+VLOOKUP(S1120,Start!$C$33:$D$40,2,FALSE)","v":169.54666130329846}]
[null,null,"Ja","SEE995899706617","In Betrieb","RWE Generation SE","Gersteinwerk I GT (I1)",59368,"Werne","Hammer Straße 2","Nordrhein-Westfalen","1974-01-01","Erdgas","Erdgas, Erdölgas","Erdgas","Nein","Gasturbinen mit nachgeschalteter Dampfturbine","Erdgas","GuD",0.41,"OPSD (2020)",72,55,{"$f":"(1-VLOOKUP(S1121,Start!$H$33:$I$40,2,FALSE)/100)*W1121","v":47.85},{"$f":"VLOOKUP(R1121,Start!$C$9:$D$15,2,FALSE)+VLOOKUP(R1121,Start!$C$23:$D$29,2,FALSE)","v":45.66},{"$f":"(Y1121/T1121)+Start!$D$19*(VLOOKUP(R1121,Start!$M$33:$N$39,2,FALSE)/T1121)+VLOOKUP(S1121,Start!$C$33:$D$40,2,FALSE)","v":154.34048780487805}]
[null,null,"Ja","SEE995943794058","In Betrieb","PCK Raffinerie GmbH","2MKA",16303,"Schwedt","Passower Chaussee 111","Brandenburg","1998-06-04","Mineralölprodukte","Andere Mineralölprodukte","Mineralölprodukte","Ja","Kondensationsmaschine mit Entnahme","Öl","Öl",0.38279999999999997,"OPSD (2020)",117,106,{"$f":"(1-VLOOKUP(S1122,Start!$H$33:$I$40,2,FALSE)/100)*W1122","v":90.1},{"$f":"VLOOKUP(R1122,Start!$C$9:$D$15,2,FALSE)+VLOOKUP(R1122,Start!$C$23:$D$29,2,FALSE)","v":87.17},{"$f":"(Y1122/T1122)+Start!$D$19*(VLOOKUP(R1122,Start!$M$33:$N$39,2,FALSE)/T1122)+VLOOKUP(S1122,Start!$C$33:$D$40,2,FALSE)","v":290.59770114942529}]
[null,null,"Ja","SEE996047653111","In Betrieb","PD energy GmbH","KW TRB Bitterfeld, Bitterfeld-Wolfen, Oststr. 1",6749,"Bitterfeld-Wolfen","Oststraße 1","Sachsen-Anhalt","2009-11-19","nicht biogener Abfall","Abfall (Hausmüll, Siedl.abf.)","Abfall","Ja","Kondensationsmaschine mit Entnahme","Abfall","Abfall",0.33,"OPSD (2020)",11.44,10,{"$f":"(1-VLOOKUP(S1123,Start!$H$33:$I$40,2,FALSE)/100)*W1123","v":8.5},{"$f":"VLOOKUP(R1123,Start!$C$9:$D$15,2,FALSE)+VLOOKUP(R1123,Start!$C$23:$D$29,2,FALSE)","v":0},{"$f":"(Y1123/T1123)+Start!$D$19*(VLOOKUP(R1123,Start!$M$33:$N$39,2,FALSE)/T1123)+VLOOKUP(S1123,Start!$C$33:$D$40,2,FALSE)","v":1}]
[null,null,"Ja","SEE996145759296","In Betrieb","K+S Minerals and Agriculture GmbH","Kraftwerk UB GT2",36414,"Unterbreizbach","Schachtstraße 10","Thüringen","2017-07-02","Erdgas","Erdgas, Erdölgas","Erdgas","Ja","Gasturbinen mit nachgeschalteter Dampfturbine","Erdgas","GuD",0.55000000000000004,"eigene Annahme",5.5824999999999996,5.5,{"$f":"(1-VLOOKUP(S1124,Start!$H$33:$I$40,2,FALSE)/100)*W1124","v":4.7850000000000001},{"$f":"VLOOKUP(R1124,Start!$C$9:$D$15,2,FALSE)+VLOOKUP(R1124,Start!$C$23:$D$29,2,FALSE)","v":45.66},{"$f":"(Y1124/T1124)+Start!$D$19*(VLOOKUP(R1124,Start!$M$33:$N$39,2,FALSE)/T1124)+VLOOKUP(S1124,Start!$C$33:$D$40,2,FALSE)","v":115.43563636363635}]
[null,null,"Ja","SEE996285049943","In Betrieb","Kraftwerke Mainz-Wiesbaden AG","KW3 DT32",55120,"Mainz","Kraftwerkallee 1","Rheinland-Pfalz","2001-07-05","Erdgas","Erdgas, Erdölgas","Erdgas","Ja","Kondensationsmaschine mit Entnahme","Erdgas","GuD",0.57999999999999996,"OPSD (2020)",139.69999999999999,139.69999999999999,{"$f":"(1-VLOOKUP(S1125,Start!$H$33:$I$40,2,FALSE)/100)*W1125","v":121.53899999999999},{"$f":"VLOOKUP(R1125,Start!$C$9:$D$15,2,FALSE)+VLOOKUP(R1125,Start!$C$23:$D$29,2,FALSE)","v":45.66},{"$f":"(Y1125/T1125)+Start!$D$19*(VLOOKUP(R1125,Start!$M$33:$N$39,2,FALSE)/T1125)+VLOOKUP(S1125,Start!$C$33:$D$40,2,FALSE)","v":109.54241379310344}]
[null,null,"Ja","SEE996431301710","In Betrieb","BMW AG","BMW Landshut KWK 5",84030,"Landshut","Neidenburger Straße 13","Bayern","2018-07-08","Erdgas","","Erdgas","Ja","Verbrennungsmotor","Erdgas","GuD",0.4,"eigene Annahme",4.4729999999999999,4.3,{"$f":"(1-VLOOKUP(S1126,Start!$H$33:$I$40,2,FALSE)/100)*W1126","v":3.7409999999999997},{"$f":"VLOOKUP(R1126,Start!$C$9:$D$15,2,FALSE)+VLOOKUP(R1126,Start!$C$23:$D$29,2,FALSE)","v":45.66},{"$f":"(Y1126/T1126)+Start!$D$19*(VLOOKUP(R1126,Start!$M$33:$N$39,2,FALSE)/T1126)+VLOOKUP(S1126,Start!$C$33:$D$40,2,FALSE)","v":158.16149999999999}]
[null,null,"Ja","SEE996548424685","In Betrieb","ArcelorMittal Eisenhüttenstadt GmbH","IKW Block 4",15890,"Eisenhüttenstadt","Jugendstraße 1","Brandenburg","1998-10-14","andere Gase","Hochofengas, Konvertergas","Sonstige Energieträger (nicht erneuerbar)","Ja","Kondensationsmaschine mit Entnahme","Erdgas","GuD",0.54,"Annahme basierend auf DIW (2014)",36,34.700000000000003,{"$f":"(1-VLOOKUP(S1127,Start!$H$33:$I$40,2,FALSE)/100)*W1127","v":30.189000000000004},{"$f":"VLOOKUP(R1127,Start!$C$9:$D$15,2,FALSE)+VLOOKUP(R1127,Start!$C$23:$D$29,2,FALSE)","v":45.66},{"$f":"(Y1127/T1127)+Start!$D$19*(VLOOKUP(R1127,Start!$M$33:$N$39,2,FALSE)/T1127)+VLOOKUP(S1127,Start!$C$33:$D$40,2,FALSE)","v":117.54555555555554}]
[null,null,"Ja","SEE996720450723","In Betrieb","SWM Services GmbH","SWM HKW Sued GuD2 DT60",81371,"München","Schäftlarnstraße 15","Bayern","2004-11-17","Erdgas","Erdgas, Erdölgas","Erdgas","Ja","Gegendruckmaschine mit Entnahme","Erdgas","GuD",0.55800000000000005,"OPSD (2020)",131.58500000000001,127.6,{"$f":"(1-VLOOKUP(S1128,Start!$H$33:$I$40,2,FALSE)/100)*W1128","v":111.012},{"$f":"VLOOKUP(R1128,Start!$C$9:$D$15,2,FALSE)+VLOOKUP(R1128,Start!$C$23:$D$29,2,FALSE)","v":45.66},{"$f":"(Y1128/T1128)+Start!$D$19*(VLOOKUP(R1128,Start!$M$33:$N$39,2,FALSE)/T1128)+VLOOKUP(S1128,Start!$C$33:$D$40,2,FALSE)","v":113.80215053763439}]
[null,null,"Ja","SEE996891820448","In Betrieb","EGK Entsorgungsgesellschaft Krefeld GmbH & Co. KG","Turbine 3",47829,"Krefeld","Parkstraße 234","Nordrhein-Westfalen","1978-01-01","Wärme","Dampf (zum Beispiel Prozesswärme)","Abfall","Ja","Kondensationsmaschine mit Entnahme","Abfall","Abfall",0.33,"OPSD (2020)",12,8,{"$f":"(1-VLOOKUP(S1129,Start!$H$33:$I$40,2,FALSE)/100)*W1129","v":6.8},{"$f":"VLOOKUP(R1129,Start!$C$9:$D$15,2,FALSE)+VLOOKUP(R1129,Start!$C$23:$D$29,2,FALSE)","v":0},{"$f":"(Y1129/T1129)+Start!$D$19*(VLOOKUP(R1129,Start!$M$33:$N$39,2,FALSE)/T1129)+VLOOKUP(S1129,Start!$C$33:$D$40,2,FALSE)","v":1}]
[null,null,"Ja","SEE996946209945","In Betrieb","Caterpillar Energy Solutions","P12",68167,"Mannheim","Carl-Benz-Straße 1","Baden-Württemberg","1939-11-22","Erdgas","Erdgas, Erdölgas","Erdgas","Nein","Verbrennungsmotor","Erdgas","GuD",0.38,"eigene Annahme",4.3949999999999996,4.3150000000000004,{"$f":"(1-VLOOKUP(S1130,Start!$H$33:$I$40,2,FALSE)/100)*W1130","v":3.7540500000000003},{"$f":"VLOOKUP(R1130,Start!$C$9:$D$15,2,FALSE)+VLOOKUP(R1130,Start!$C$23:$D$29,2,FALSE)","v":45.66},{"$f":"(Y1130/T1130)+Start!$D$19*(VLOOKUP(R1130,Start!$M$33:$N$39,2,FALSE)/T1130)+VLOOKUP(S1130,Start!$C$33:$D$40,2,FALSE)","v":166.40684210526314}]
[null,null,"Ja","SEE996990805407","In Betrieb","Braunschweiger Versorgungs-AG & Co. KG","HKW Mitte Kessel 1",38114,"Braunschweig","Reiherstraße 3","Niedersachsen","1985-01-18","Steinkohle","Steinkohlen","Steinkohle","Ja","Gegendruckmaschine mit Entnahme","Steinkohle","Steinkohle",0.46800000000000003,"OPSD (2020)",49.4,44.5,{"$f":"(1-VLOOKUP(S1131,Start!$H$33:$I$40,2,FALSE)/100)*W1131","v":35.6},{"$f":"VLOOKUP(R1131,Start!$C$9:$D$15,2,FALSE)+VLOOKUP(R1131,Start!$C$23:$D$29,2,FALSE)","v":17.84},{"$f":"(Y1131/T1131)+Start!$D$19*(VLOOKUP(R1131,Start!$M$33:$N$39,2,FALSE)/T1131)+VLOOKUP(S1131,Start!$C$33:$D$40,2,FALSE)","v":100.33888888888889}]
[null,null,"Ja","SEE997020557907","In Betrieb","KG Deutsche Gasrusswerke GmbH u Co","DGW TG 15",44147,"Dortmund","Weidenstraße 70","Nordrhein-Westfalen","1989-12-01","Wärme","Dampf (zum Beispiel Prozesswärme)","Sonstige Energieträger (nicht erneuerbar)","Ja","Gegendruckmaschine mit Entnahme","Sonstige","Sonstige",0.37,"Annahme basierend auf DIW (2014)",18.239999999999998,16.616,{"$f":"(1-VLOOKUP(S1132,Start!$H$33:$I$40,2,FALSE)/100)*W1132","v":14.1236},{"$f":"VLOOKUP(R1132,Start!$C$9:$D$15,2,FALSE)+VLOOKUP(R1132,Start!$C$23:$D$29,2,FALSE)","v":86.87},{"$f":"(Y1132/T1132)+Start!$D$19*(VLOOKUP(R1132,Start!$M$33:$N$39,2,FALSE)/T1132)+VLOOKUP(S1132,Start!$C$33:$D$40,2,FALSE)","v":284.71459459459459}]
[null,null,"Ja","SEE997216629753","In Betrieb","Papier- u. Kartonfabrik Varel GmbH & Co. KG","PKV Dampfsammelschienen-KWK-Anlage Generator / Turbine DT 13",26316,"Varel","Dangaster Straße 38","Niedersachsen","1973-03-29","Wärme","","Erdgas","Ja","Gegendruckmaschine ohne Entnahme","Erdgas","GuD",0.37290000000000001,"OPSD (2020)",7.28,7.0609999999999999,{"$f":"(1-VLOOKUP(S1133,Start!$H$33:$I$40,2,FALSE)/100)*W1133","v":6.1430699999999998},{"$f":"VLOOKUP(R1133,Start!$C$9:$D$15,2,FALSE)+VLOOKUP(R1133,Start!$C$23:$D$29,2,FALSE)","v":45.66},{"$f":"(Y1133/T1133)+Start!$D$19*(VLOOKUP(R1133,Start!$M$33:$N$39,2,FALSE)/T1133)+VLOOKUP(S1133,Start!$C$33:$D$40,2,FALSE)","v":169.54666130329846}]
[null,null,"Ja","SEE997242656822","In Betrieb","SWE Energie GmbH","GT 3",99087,"Erfurt","Stotternheimer Straße 40","Thüringen","2014-09-26","Erdgas","Erdgas, Erdölgas","Erdgas","Ja","Gasturbinen mit nachgeschalteter Dampfturbine","Erdgas","GuD",0.36399999999999999,"OPSD (2020)",33.770000000000003,33,{"$f":"(1-VLOOKUP(S1134,Start!$H$33:$I$40,2,FALSE)/100)*W1134","v":28.71},{"$f":"VLOOKUP(R1134,Start!$C$9:$D$15,2,FALSE)+VLOOKUP(R1134,Start!$C$23:$D$29,2,FALSE)","v":45.66},{"$f":"(Y1134/T1134)+Start!$D$19*(VLOOKUP(R1134,Start!$M$33:$N$39,2,FALSE)/T1134)+VLOOKUP(S1134,Start!$C$33:$D$40,2,FALSE)","v":173.65549450549452}]
[null,null,"Ja","SEE997248724068","In Betrieb","Fresenius Medical Care Deutschland GmbH","Gasturbine 2",66606,"St. Wendel","Frankfurter Straße 45144","Saarland","2014-01-24","Erdgas","Erdgas, Erdölgas","Erdgas","Ja","Gasturbinen mit Abhitzekessel","Erdgas","GuD",0.41639999999999999,"OPSD (2020)",7.58,7.5579999999999998,{"$f":"(1-VLOOKUP(S1135,Start!$H$33:$I$40,2,FALSE)/100)*W1135","v":6.5754599999999996},{"$f":"VLOOKUP(R1135,Start!$C$9:$D$15,2,FALSE)+VLOOKUP(R1135,Start!$C$23:$D$29,2,FALSE)","v":45.66},{"$f":"(Y1135/T1135)+Start!$D$19*(VLOOKUP(R1135,Start!$M$33:$N$39,2,FALSE)/T1135)+VLOOKUP(S1135,Start!$C$33:$D$40,2,FALSE)","v":151.99135446685878}]
[null,null,"Ja","SEE997526539162","In Betrieb","Energieservice Westfalen Weser GmbH","Kraftwerk-Kirchlengern_GT2",32278,"Kirchlengern","Bahnhofstraße 40","Nordrhein-Westfalen","1973-06-06","Mineralölprodukte","Heizöl, leicht","Mineralölprodukte","Nein","Gasturbinen ohne Abhitzekessel","Öl","Öl",0.45450000000000002,"OPSD (2020)",19.5,19,{"$f":"(1-VLOOKUP(S1136,Start!$H$33:$I$40,2,FALSE)/100)*W1136","v":16.149999999999999},{"$f":"VLOOKUP(R1136,Start!$C$9:$D$15,2,FALSE)+VLOOKUP(R1136,Start!$C$23:$D$29,2,FALSE)","v":87.17},{"$f":"(Y1136/T1136)+Start!$D$19*(VLOOKUP(R1136,Start!$M$33:$N$39,2,FALSE)/T1136)+VLOOKUP(S1136,Start!$C$33:$D$40,2,FALSE)","v":244.91199119911991}]
[null,null,"Ja","SEE997562455938","In Betrieb","Stadtwerke Tübingen GmbH","BHKW Obere Viehweide M1 (Waldhäuser Str 100)",72076,"Tübingen","Waldhäuser Straße 100","Baden-Württemberg","2013-08-16","Erdgas","Erdgas, Erdölgas","Erdgas","Ja","Verbrennungsmotor","Erdgas","GuD",0.38500000000000001,"OPSD (2020)",3.3519999999999999,3.2930000000000001,{"$f":"(1-VLOOKUP(S1137,Start!$H$33:$I$40,2,FALSE)/100)*W1137","v":2.8649100000000001},{"$f":"VLOOKUP(R1137,Start!$C$9:$D$15,2,FALSE)+VLOOKUP(R1137,Start!$C$23:$D$29,2,FALSE)","v":45.66},{"$f":"(Y1137/T1137)+Start!$D$19*(VLOOKUP(R1137,Start!$M$33:$N$39,2,FALSE)/T1137)+VLOOKUP(S1137,Start!$C$33:$D$40,2,FALSE)","v":164.2651948051948}]
[null,null,"Ja","SEE997674469793","In Betrieb","Caterpillar Energy Solutions","P35",68167,"Mannheim","Carl-Benz-Straße 1","Baden-Württemberg","2007-06-27","Erdgas","Erdgas, Erdölgas","Erdgas","Nein","Verbrennungsmotor","Erdgas","GuD",0.4,"eigene Annahme",2.2999999999999998,2.2400000000000002,{"$f":"(1-VLOOKUP(S1138,Start!$H$33:$I$40,2,FALSE)/100)*W1138","v":1.9488000000000001},{"$f":"VLOOKUP(R1138,Start!$C$9:$D$15,2,FALSE)+VLOOKUP(R1138,Start!$C$23:$D$29,2,FALSE)","v":45.66},{"$f":"(Y1138/T1138)+Start!$D$19*(VLOOKUP(R1138,Start!$M$33:$N$39,2,FALSE)/T1138)+VLOOKUP(S1138,Start!$C$33:$D$40,2,FALSE)","v":158.16149999999999}]
[null,null,"Ja","SEE997682781566","In Betrieb","HBB Heizkraftwerk Bauernfeind Betreibergesellschaft mbH","HBB Heizkraftwerk Bauernfeind Betreibergesellschaft mbH (Stromerzeugung)",83064,"Raubling","Rosenheimer Straße 37","Bayern","2001-02-01","Erdgas","Erdgas, Erdölgas","Erdgas","Ja","Gasturbinen mit nachgeschalteter Dampfturbine","Erdgas","GuD",0.3861,"OPSD (2020)",6,6,{"$f":"(1-VLOOKUP(S1139,Start!$H$33:$I$40,2,FALSE)/100)*W1139","v":5.22},{"$f":"VLOOKUP(R1139,Start!$C$9:$D$15,2,FALSE)+VLOOKUP(R1139,Start!$C$23:$D$29,2,FALSE)","v":45.66},{"$f":"(Y1139/T1139)+Start!$D$19*(VLOOKUP(R1139,Start!$M$33:$N$39,2,FALSE)/T1139)+VLOOKUP(S1139,Start!$C$33:$D$40,2,FALSE)","v":163.80147630147627}]
[null,null,"Ja","SEE997706570718","In Betrieb","CR3-Kaffeeveredelung M. Hermsen GmbH","GT3",28237,"Bremen","Waterbergstraße 14","Bremen","2002-02-01","Erdgas","Erdgas, Erdölgas","Erdgas","Ja","Gasturbinen mit nachgeschalteter Dampfturbine","Erdgas","GuD",0.54900000000000004,"OPSD (2020)",5.2050000000000001,5.0250000000000004,{"$f":"(1-VLOOKUP(S1140,Start!$H$33:$I$40,2,FALSE)/100)*W1140","v":4.3717500000000005},{"$f":"VLOOKUP(R1140,Start!$C$9:$D$15,2,FALSE)+VLOOKUP(R1140,Start!$C$23:$D$29,2,FALSE)","v":45.66},{"$f":"(Y1140/T1140)+Start!$D$19*(VLOOKUP(R1140,Start!$M$33:$N$39,2,FALSE)/T1140)+VLOOKUP(S1140,Start!$C$33:$D$40,2,FALSE)","v":115.64316939890709}]
[null,null,"Ja","SEE997719859992","In Betrieb","Vattenfall Wärme Berlin AG","HKW Klingenberg Dampfturbine 1",10317,"Berlin","Köpenicker Chaussee 42-45","Berlin","1981-08-13","Erdgas","Erdgas, Erdölgas","Erdgas","Ja","Gegendruckmaschine mit Entnahme","Erdgas","GuD",0.4037,"OPSD (2020)",60,52,{"$f":"(1-VLOOKUP(S1141,Start!$H$33:$I$40,2,FALSE)/100)*W1141","v":45.24},{"$f":"VLOOKUP(R1141,Start!$C$9:$D$15,2,FALSE)+VLOOKUP(R1141,Start!$C$23:$D$29,2,FALSE)","v":45.66},{"$f":"(Y1141/T1141)+Start!$D$19*(VLOOKUP(R1141,Start!$M$33:$N$39,2,FALSE)/T1141)+VLOOKUP(S1141,Start!$C$33:$D$40,2,FALSE)","v":156.72566262075799}]
[null,null,"Ja","SEE997770651436","In Betrieb","Kraftwerke Mainz-Wiesbaden AG","BHKW KW5 57",55120,"Mainz","Kraftwerkallee 1","Rheinland-Pfalz","2020-12-23","Erdgas","Erdgas, Erdölgas","Erdgas","Ja","Verbrennungsmotor","Erdgas","GuD",0.45,"https://www.kmw-ag.de/anlagen/blockheizkraftwerk/",10.02,9.93,{"$f":"(1-VLOOKUP(S1142,Start!$H$33:$I$40,2,FALSE)/100)*W1142","v":8.6390999999999991},{"$f":"VLOOKUP(R1142,Start!$C$9:$D$15,2,FALSE)+VLOOKUP(R1142,Start!$C$23:$D$29,2,FALSE)","v":45.66},{"$f":"(Y1142/T1142)+Start!$D$19*(VLOOKUP(R1142,Start!$M$33:$N$39,2,FALSE)/T1142)+VLOOKUP(S1142,Start!$C$33:$D$40,2,FALSE)","v":140.75466666666665}]
[null,null,"Ja","SEE997867646000","In Betrieb","Energie- und Wasserversorgung Bonn/Rhein-Sieg GmbH","Heizkraftwerk Bonn-Nord, Dampfturbine GuD-Anlage",53115,"Bonn","Karlstr. 2","Nordrhein-Westfalen","2013-11-01","Erdgas","Erdgas, Erdölgas","Erdgas","Ja","Kondensationsmaschine mit Entnahme","Erdgas","GuD",0.39929999999999999,"OPSD (2020)",73.5,73.5,{"$f":"(1-VLOOKUP(S1143,Start!$H$33:$I$40,2,FALSE)/100)*W1143","v":63.945},{"$f":"VLOOKUP(R1143,Start!$C$9:$D$15,2,FALSE)+VLOOKUP(R1143,Start!$C$23:$D$29,2,FALSE)","v":45.66},{"$f":"(Y1143/T1143)+Start!$D$19*(VLOOKUP(R1143,Start!$M$33:$N$39,2,FALSE)/T1143)+VLOOKUP(S1143,Start!$C$33:$D$40,2,FALSE)","v":158.43613824192335}]
[null,null,"Ja","SEE997894865399","In Betrieb","K+S Minerals and Agriculture GmbH","Kraftwerk UB DT2",36414,"Unterbreizbach","Schachtstraße 10","Thüringen","1971-07-02","Wärme","Dampf (zum Beispiel Prozesswärme)","Wärme","Ja","Gegendruckmaschine ohne Entnahme","Sonstige","Sonstige",0.35,"eigene Annahme",5,4.5,{"$f":"(1-VLOOKUP(S1144,Start!$H$33:$I$40,2,FALSE)/100)*W1144","v":3.8249999999999997},{"$f":"VLOOKUP(R1144,Start!$C$9:$D$15,2,FALSE)+VLOOKUP(R1144,Start!$C$23:$D$29,2,FALSE)","v":86.87},{"$f":"(Y1144/T1144)+Start!$D$19*(VLOOKUP(R1144,Start!$M$33:$N$39,2,FALSE)/T1144)+VLOOKUP(S1144,Start!$C$33:$D$40,2,FALSE)","v":300.92685714285716}]
[null,null,"Ja","SEE997988564504","In Betrieb","Michelin Reifenwerke AG & Co. KGaA","BKR Gasturbine",55543,"Bad Kreuznach","Michelinstraße 1","Rheinland-Pfalz","2006-09-29","Erdgas","Erdgas, Erdölgas","Erdgas","Ja","Gasturbinen mit Abhitzekessel","Erdgas","GuD",0.54,"Annahme basierend auf DIW (2014)",11.4,11.343999999999999,{"$f":"(1-VLOOKUP(S1145,Start!$H$33:$I$40,2,FALSE)/100)*W1145","v":9.8692799999999998},{"$f":"VLOOKUP(R1145,Start!$C$9:$D$15,2,FALSE)+VLOOKUP(R1145,Start!$C$23:$D$29,2,FALSE)","v":45.66},{"$f":"(Y1145/T1145)+Start!$D$19*(VLOOKUP(R1145,Start!$M$33:$N$39,2,FALSE)/T1145)+VLOOKUP(S1145,Start!$C$33:$D$40,2,FALSE)","v":117.54555555555554}]
[null,null,"Ja","SEE998028907619","In Betrieb","Fernheizwerk Neukölln AG","Fernheizwerk 4-BHKW 7",12059,"Berlin","Thiemannstr. 36","Berlin","2014-06-12","Erdgas","","Erdgas","Ja","Verbrennungsmotor","Erdgas","GuD",0.4,"eigene Annahme",2.04,2.008,{"$f":"(1-VLOOKUP(S1146,Start!$H$33:$I$40,2,FALSE)/100)*W1146","v":1.7469600000000001},{"$f":"VLOOKUP(R1146,Start!$C$9:$D$15,2,FALSE)+VLOOKUP(R1146,Start!$C$23:$D$29,2,FALSE)","v":45.66},{"$f":"(Y1146/T1146)+Start!$D$19*(VLOOKUP(R1146,Start!$M$33:$N$39,2,FALSE)/T1146)+VLOOKUP(S1146,Start!$C$33:$D$40,2,FALSE)","v":158.16149999999999}]
[null,null,"Ja","SEE998111672394","In Betrieb","MIBRAG GmbH","IKW Wählitz",6679,"Hohenmölsen","Fabrikstraße 26","Sachsen-Anhalt","1994-08-25","Braunkohle","Rohbraunkohlen","Braunkohle","Ja","Gegendruckmaschine mit Entnahme","Braunkohle","Braunkohle",0.38500000000000001,"OPSD (2020)",35,31,{"$f":"(1-VLOOKUP(S1147,Start!$H$33:$I$40,2,FALSE)/100)*W1147","v":26.97},{"$f":"VLOOKUP(R1147,Start!$C$9:$D$15,2,FALSE)+VLOOKUP(R1147,Start!$C$23:$D$29,2,FALSE)","v":3.1},{"$f":"(Y1147/T1147)+Start!$D$19*(VLOOKUP(R1147,Start!$M$33:$N$39,2,FALSE)/T1147)+VLOOKUP(S1147,Start!$C$33:$D$40,2,FALSE)","v":98.527012987013009}]
[null,null,"Ja","SEE998116131216","In Betrieb","BTB Blockheizkraftwerks-, Träger- und Betreibergesellschaft","NEZ Adlershof Modul 2",12489,"Berlin","Albert-Einstein-Straße 22","Berlin","2010-12-08","Erdgas","Erdgas, Erdölgas","Erdgas","Ja","Verbrennungsmotor","Erdgas","GuD",0.58499999999999996,"Annahme basierend auf DIW (2014)",2,1.97,{"$f":"(1-VLOOKUP(S1148,Start!$H$33:$I$40,2,FALSE)/100)*W1148","v":1.7139},{"$f":"VLOOKUP(R1148,Start!$C$9:$D$15,2,FALSE)+VLOOKUP(R1148,Start!$C$23:$D$29,2,FALSE)","v":45.66},{"$f":"(Y1148/T1148)+Start!$D$19*(VLOOKUP(R1148,Start!$M$33:$N$39,2,FALSE)/T1148)+VLOOKUP(S1148,Start!$C$33:$D$40,2,FALSE)","v":108.61897435897436}]
[null,null,"Ja","SEE998199911088","In Betrieb","EnBW Energie Baden-Württemberg AG","Kraftwerk Lippendorf Block S",4575,"Neukieritzsch","Hauptstraße 200","Sachsen","1999-12-01","Braunkohle","Rohbraunkohlen","Braunkohle","Ja","Kondensationsmaschine mit Entnahme","Braunkohle","Braunkohle",0.42,"OPSD (2020)",942,891,{"$f":"(1-VLOOKUP(S1149,Start!$H$33:$I$40,2,FALSE)/100)*W1149","v":775.17},{"$f":"VLOOKUP(R1149,Start!$C$9:$D$15,2,FALSE)+VLOOKUP(R1149,Start!$C$23:$D$29,2,FALSE)","v":3.1},{"$f":"(Y1149/T1149)+Start!$D$19*(VLOOKUP(R1149,Start!$M$33:$N$39,2,FALSE)/T1149)+VLOOKUP(S1149,Start!$C$33:$D$40,2,FALSE)","v":90.45809523809524}]
[null,null,"Ja","SEE998216550733","In Betrieb","Klingele Paper Weener SE & Co. KG","TWIN 1",26826,"Weener","Industriestraße 46","Niedersachsen","2008-03-01","nicht biogener Abfall","Abfall (Hausmüll, Siedl.abf.)","Abfall","Nein","Kondensationsmaschine ohne Entnahme","Abfall","Abfall",0.33,"OPSD (2020)",4.7039999999999997,4.6900000000000004,{"$f":"(1-VLOOKUP(S1150,Start!$H$33:$I$40,2,FALSE)/100)*W1150","v":3.9865000000000004},{"$f":"VLOOKUP(R1150,Start!$C$9:$D$15,2,FALSE)+VLOOKUP(R1150,Start!$C$23:$D$29,2,FALSE)","v":0},{"$f":"(Y1150/T1150)+Start!$D$19*(VLOOKUP(R1150,Start!$M$33:$N$39,2,FALSE)/T1150)+VLOOKUP(S1150,Start!$C$33:$D$40,2,FALSE)","v":1}]
[null,null,"Ja","SEE998261618013","In Betrieb","Enertec Hameln GmbH","Turbine 1",31789,"Hameln","Heinrich-Schoormann-Weg 1","Niedersachsen","2000-10-31","nicht biogener Abfall","Abfall (Hausmüll, Siedl.abf.)","Abfall","Ja","Gegendruckmaschine ohne Entnahme","Abfall","Abfall",0.33,"OPSD (2020)",8.1999999999999993,4.93,{"$f":"(1-VLOOKUP(S1151,Start!$H$33:$I$40,2,FALSE)/100)*W1151","v":4.1904999999999992},{"$f":"VLOOKUP(R1151,Start!$C$9:$D$15,2,FALSE)+VLOOKUP(R1151,Start!$C$23:$D$29,2,FALSE)","v":0},{"$f":"(Y1151/T1151)+Start!$D$19*(VLOOKUP(R1151,Start!$M$33:$N$39,2,FALSE)/T1151)+VLOOKUP(S1151,Start!$C$33:$D$40,2,FALSE)","v":1}]
[null,null,"Ja","SEE998278854237","In Betrieb","SWM Services GmbH","SWM HKW Nord 3 T30",85774,"Unterföhring","Münchner Straße 22","Bayern","1984-03-14","nicht biogener Abfall","Abfall (Hausmüll, Siedl.abf.)","Abfall","Ja","Kondensationsmaschine mit Entnahme","Abfall","Abfall",0.33,"OPSD (2020)",27.8,22,{"$f":"(1-VLOOKUP(S1152,Start!$H$33:$I$40,2,FALSE)/100)*W1152","v":18.7},{"$f":"VLOOKUP(R1152,Start!$C$9:$D$15,2,FALSE)+VLOOKUP(R1152,Start!$C$23:$D$29,2,FALSE)","v":0},{"$f":"(Y1152/T1152)+Start!$D$19*(VLOOKUP(R1152,Start!$M$33:$N$39,2,FALSE)/T1152)+VLOOKUP(S1152,Start!$C$33:$D$40,2,FALSE)","v":1}]
[null,null,"Ja","SEE998356674993","In Betrieb","Smurfit Kappa Zülpich Papier GmbH","GT1",53909,"Zülpich","Zum Mühlengraben 1","Nordrhein-Westfalen","1996-04-01","Erdgas","Erdgas, Erdölgas","Erdgas","Ja","Gasturbinen mit Abhitzekessel","Erdgas","GuD",0.38059999999999999,"OPSD (2020)",5.4,4.9459999999999997,{"$f":"(1-VLOOKUP(S1153,Start!$H$33:$I$40,2,FALSE)/100)*W1153","v":4.3030200000000001},{"$f":"VLOOKUP(R1153,Start!$C$9:$D$15,2,FALSE)+VLOOKUP(R1153,Start!$C$23:$D$29,2,FALSE)","v":45.66},{"$f":"(Y1153/T1153)+Start!$D$19*(VLOOKUP(R1153,Start!$M$33:$N$39,2,FALSE)/T1153)+VLOOKUP(S1153,Start!$C$33:$D$40,2,FALSE)","v":166.14687335785601}]
[null,null,"Ja","SEE998383491525","In Betrieb","EnBW Energie Baden-Württemberg AG","Heizkraftwerk Stuttgart-Münster DT 12",70376,"Stuttgart","Voltastraße 45","Baden-Württemberg","1982-01-01","Steinkohle","Steinkohlen","Steinkohle","Ja","Gegendruckmaschine mit Entnahme","Steinkohle","Steinkohle",0.38,"OPSD (2020)",47.2,45,{"$f":"(1-VLOOKUP(S1154,Start!$H$33:$I$40,2,FALSE)/100)*W1154","v":36},{"$f":"VLOOKUP(R1154,Start!$C$9:$D$15,2,FALSE)+VLOOKUP(R1154,Start!$C$23:$D$29,2,FALSE)","v":17.84},{"$f":"(Y1154/T1154)+Start!$D$19*(VLOOKUP(R1154,Start!$M$33:$N$39,2,FALSE)/T1154)+VLOOKUP(S1154,Start!$C$33:$D$40,2,FALSE)","v":123.27421052631578}]
[null,null,"Ja","SEE998387657606","In Betrieb","Volkswagen AG","VW Baunatal Dampfturbine",34225,"Baunatal","Im Lehnhof ","Hessen","2013-02-18","Wärme","Dampf (zum Beispiel Prozesswärme)","Erdgas","Ja","Kondensationsmaschine mit Entnahme","Erdgas","GuD",0.47,"OPSD (2020)",30.259,29.303999999999998,{"$f":"(1-VLOOKUP(S1155,Start!$H$33:$I$40,2,FALSE)/100)*W1155","v":25.494479999999999},{"$f":"VLOOKUP(R1155,Start!$C$9:$D$15,2,FALSE)+VLOOKUP(R1155,Start!$C$23:$D$29,2,FALSE)","v":45.66},{"$f":"(Y1155/T1155)+Start!$D$19*(VLOOKUP(R1155,Start!$M$33:$N$39,2,FALSE)/T1155)+VLOOKUP(S1155,Start!$C$33:$D$40,2,FALSE)","v":134.82893617021276}]
[null,null,"Ja","SEE998479256069","In Betrieb","Südzucker AG","Dampfturbine III Südzucker AG Ochsenfurt",97199,"Ochsenfurt","Marktbreiter Straße 74","Bayern","1987-09-01","Wärme","","Wärme","Ja","Gegendruckmaschine mit Entnahme","Sonstige","Sonstige",0.35,"eigene Annahme",17.434999999999999,16.547000000000001,{"$f":"(1-VLOOKUP(S1156,Start!$H$33:$I$40,2,FALSE)/100)*W1156","v":14.06495},{"$f":"VLOOKUP(R1156,Start!$C$9:$D$15,2,FALSE)+VLOOKUP(R1156,Start!$C$23:$D$29,2,FALSE)","v":86.87},{"$f":"(Y1156/T1156)+Start!$D$19*(VLOOKUP(R1156,Start!$M$33:$N$39,2,FALSE)/T1156)+VLOOKUP(S1156,Start!$C$33:$D$40,2,FALSE)","v":300.92685714285716}]
[null,null,"Ja","SEE998526561375","In Betrieb","Energieversorgung Schwerin GmbH & Co. Erzeugung KG","SN-Süd-GUD-DT",19061,"Schwerin","Pampower Str. 50","Mecklenburg-Vorpommern","1994-06-01","Erdgas","Erdgas, Erdölgas","Erdgas","Ja","Gasturbinen mit nachgeschalteter Dampfturbine","Erdgas","GuD",0.37840000000000001,"OPSD (2020)",23.175999999999998,23,{"$f":"(1-VLOOKUP(S1157,Start!$H$33:$I$40,2,FALSE)/100)*W1157","v":20.010000000000002},{"$f":"VLOOKUP(R1157,Start!$C$9:$D$15,2,FALSE)+VLOOKUP(R1157,Start!$C$23:$D$29,2,FALSE)","v":45.66},{"$f":"(Y1157/T1157)+Start!$D$19*(VLOOKUP(R1157,Start!$M$33:$N$39,2,FALSE)/T1157)+VLOOKUP(S1157,Start!$C$33:$D$40,2,FALSE)","v":167.10412262156444}]
[null,null,"Ja","SEE998558143099","In Betrieb","Pfeifer & Langen GmbH ＆ Co. KG","Generator Jülich",52428,"Jülich","Dürener Str. 20","Nordrhein-Westfalen","2004-09-20","Erdgas","Erdgas, Erdölgas","Erdgas","Ja","Gegendruckmaschine mit Entnahme","Erdgas","GuD",0.40960000000000002,"OPSD (2020)",25.12,22.86,{"$f":"(1-VLOOKUP(S1158,Start!$H$33:$I$40,2,FALSE)/100)*W1158","v":19.888199999999998},{"$f":"VLOOKUP(R1158,Start!$C$9:$D$15,2,FALSE)+VLOOKUP(R1158,Start!$C$23:$D$29,2,FALSE)","v":45.66},{"$f":"(Y1158/T1158)+Start!$D$19*(VLOOKUP(R1158,Start!$M$33:$N$39,2,FALSE)/T1158)+VLOOKUP(S1158,Start!$C$33:$D$40,2,FALSE)","v":154.48974609375}]
[null,null,"Ja","SEE998559811041","In Betrieb","BTB Blockheizkraftwerks-, Träger- und Betreibergesellschaft","NEZ Adlershof Modul 3",12489,"Berlin","Albert-Einstein-Straße 22","Berlin","2010-12-08","Erdgas","Erdgas, Erdölgas","Erdgas","Ja","Verbrennungsmotor","Erdgas","GuD",0.58499999999999996,"Annahme basierend auf DIW (2014)",2,1.97,{"$f":"(1-VLOOKUP(S1159,Start!$H$33:$I$40,2,FALSE)/100)*W1159","v":1.7139},{"$f":"VLOOKUP(R1159,Start!$C$9:$D$15,2,FALSE)+VLOOKUP(R1159,Start!$C$23:$D$29,2,FALSE)","v":45.66},{"$f":"(Y1159/T1159)+Start!$D$19*(VLOOKUP(R1159,Start!$M$33:$N$39,2,FALSE)/T1159)+VLOOKUP(S1159,Start!$C$33:$D$40,2,FALSE)","v":108.61897435897436}]
[null,null,"Ja","SEE998623498277","In Betrieb","InfraLeuna GmbH","DT3",6237,"Leuna"," ","Sachsen-Anhalt","2022-07-25","Wärme","Dampf (zum Beispiel Prozesswärme)","Wärme","Ja","Gegendruckmaschine mit Entnahme","Sonstige","Sonstige",0.4,"eigene Annahme",24.4,23.9,{"$f":"(1-VLOOKUP(S1160,Start!$H$33:$I$40,2,FALSE)/100)*W1160","v":20.314999999999998},{"$f":"VLOOKUP(R1160,Start!$C$9:$D$15,2,FALSE)+VLOOKUP(R1160,Start!$C$23:$D$29,2,FALSE)","v":86.87},{"$f":"(Y1160/T1160)+Start!$D$19*(VLOOKUP(R1160,Start!$M$33:$N$39,2,FALSE)/T1160)+VLOOKUP(S1160,Start!$C$33:$D$40,2,FALSE)","v":263.43599999999998}]
[null,null,"Ja","SEE998644964959","In Betrieb","TEAG Thüringer Energie AG","Gasturbine 1 Jena",7745,"Jena","Rudolstädter Straße 41","Thüringen","1996-09-26","Erdgas","Erdgas, Erdölgas","Erdgas","Ja","Gasturbinen mit Abhitzekessel","Erdgas","GuD",0.52200000000000002,"OPSD (2020)",40,39,{"$f":"(1-VLOOKUP(S1161,Start!$H$33:$I$40,2,FALSE)/100)*W1161","v":33.93},{"$f":"VLOOKUP(R1161,Start!$C$9:$D$15,2,FALSE)+VLOOKUP(R1161,Start!$C$23:$D$29,2,FALSE)","v":45.66},{"$f":"(Y1161/T1161)+Start!$D$19*(VLOOKUP(R1161,Start!$M$33:$N$39,2,FALSE)/T1161)+VLOOKUP(S1161,Start!$C$33:$D$40,2,FALSE)","v":121.5471264367816}]
[null,null,"Ja","SEE998778600532","In Betrieb","WUN Pellets GmbH","WUN Pellets - BHKW-Modul I",95632,"Wunsiedel","Am Energiepark 1","Bayern","2018-10-01","Erdgas","Erdgas, Erdölgas","Erdgas","Ja","Verbrennungsmotor","Erdgas","GuD",0.4,"eigene Annahme",4.5,4.41,{"$f":"(1-VLOOKUP(S1162,Start!$H$33:$I$40,2,FALSE)/100)*W1162","v":3.8367},{"$f":"VLOOKUP(R1162,Start!$C$9:$D$15,2,FALSE)+VLOOKUP(R1162,Start!$C$23:$D$29,2,FALSE)","v":45.66},{"$f":"(Y1162/T1162)+Start!$D$19*(VLOOKUP(R1162,Start!$M$33:$N$39,2,FALSE)/T1162)+VLOOKUP(S1162,Start!$C$33:$D$40,2,FALSE)","v":158.16149999999999}]
[null,null,"Ja","SEE998984420832","In Betrieb","Volkswagen AG","HKW Nord Generator A",38440,"Wolfsburg","Berliner Ring 2","Niedersachsen","1998-10-01","Steinkohle","Steinkohlen","Steinkohle","Ja","Gegendruckmaschine mit Entnahme","Steinkohle","Steinkohle",0.42499999999999999,"OPSD (2020)",68.2,61,{"$f":"(1-VLOOKUP(S1163,Start!$H$33:$I$40,2,FALSE)/100)*W1163","v":48.800000000000004},{"$f":"VLOOKUP(R1163,Start!$C$9:$D$15,2,FALSE)+VLOOKUP(R1163,Start!$C$23:$D$29,2,FALSE)","v":17.84},{"$f":"(Y1163/T1163)+Start!$D$19*(VLOOKUP(R1163,Start!$M$33:$N$39,2,FALSE)/T1163)+VLOOKUP(S1163,Start!$C$33:$D$40,2,FALSE)","v":110.35929411764705}]
[null,null,"Ja","SEE999117793854","In Betrieb","RWE Power AG","Weisweiler H VGT",52249,"Eschweiler","Am Kraftwerk 17","Nordrhein-Westfalen","2006-12-19","Erdgas","Erdgas, Erdölgas","Erdgas","Ja","Kondensationsmaschine mit Entnahme","Erdgas","GuD",0.5,"OPSD (2020)",202,200,{"$f":"(1-VLOOKUP(S1164,Start!$H$33:$I$40,2,FALSE)/100)*W1164","v":174},{"$f":"VLOOKUP(R1164,Start!$C$9:$D$15,2,FALSE)+VLOOKUP(R1164,Start!$C$23:$D$29,2,FALSE)","v":45.66},{"$f":"(Y1164/T1164)+Start!$D$19*(VLOOKUP(R1164,Start!$M$33:$N$39,2,FALSE)/T1164)+VLOOKUP(S1164,Start!$C$33:$D$40,2,FALSE)","v":126.82919999999999}]
[null,null,"Ja","SEE999145467468","In Betrieb","RWE Power AG","GoWerk F",50354,"Hürth","Goldenbergstraße 2","Nordrhein-Westfalen","1992-12-01","Braunkohle","Rohbraunkohlen","Braunkohle","Ja","Kondensationsmaschine mit Entnahme","Braunkohle","Braunkohle",0.38319999999999999,"OPSD (2020)",83,63,{"$f":"(1-VLOOKUP(S1165,Start!$H$33:$I$40,2,FALSE)/100)*W1165","v":54.81},{"$f":"VLOOKUP(R1165,Start!$C$9:$D$15,2,FALSE)+VLOOKUP(R1165,Start!$C$23:$D$29,2,FALSE)","v":3.1},{"$f":"(Y1165/T1165)+Start!$D$19*(VLOOKUP(R1165,Start!$M$33:$N$39,2,FALSE)/T1165)+VLOOKUP(S1165,Start!$C$33:$D$40,2,FALSE)","v":98.981837160751553}]
[null,null,"Ja","SEE999173384836","In Betrieb","Stadtwerke Rosenheim GmbH & Co. KG","GM8",83022,"Rosenheim","Schönfeldstraße 15","Bayern","2022-12-15","Erdgas","Erdgas, Erdölgas","Erdgas","Ja","Verbrennungsmotor","Erdgas","GuD",0.63,"Annahme basierend auf DIW (2014)",4.5019999999999998,4.4569999999999999,{"$f":"(1-VLOOKUP(S1166,Start!$H$33:$I$40,2,FALSE)/100)*W1166","v":3.8775899999999996},{"$f":"VLOOKUP(R1166,Start!$C$9:$D$15,2,FALSE)+VLOOKUP(R1166,Start!$C$23:$D$29,2,FALSE)","v":45.66},{"$f":"(Y1166/T1166)+Start!$D$19*(VLOOKUP(R1166,Start!$M$33:$N$39,2,FALSE)/T1166)+VLOOKUP(S1166,Start!$C$33:$D$40,2,FALSE)","v":100.96761904761904}]
[null,null,"Ja","SEE999181532861","In Betrieb","Stadtwerke Kiel AG","HKWH Gasturbine 5",24116,"Kiel","Goethestraße 14","Schleswig-Holstein","2005-04-27","Erdgas","Erdgas, Erdölgas","Erdgas","Ja","Gasturbinen mit Abhitzekessel","Erdgas","GuD",0.39050000000000001,"OPSD (2020)",5.52,5.4240000000000004,{"$f":"(1-VLOOKUP(S1167,Start!$H$33:$I$40,2,FALSE)/100)*W1167","v":4.7188800000000004},{"$f":"VLOOKUP(R1167,Start!$C$9:$D$15,2,FALSE)+VLOOKUP(R1167,Start!$C$23:$D$29,2,FALSE)","v":45.66},{"$f":"(Y1167/T1167)+Start!$D$19*(VLOOKUP(R1167,Start!$M$33:$N$39,2,FALSE)/T1167)+VLOOKUP(S1167,Start!$C$33:$D$40,2,FALSE)","v":161.97272727272727}]
[null,null,"Ja","SEE999306148830","In Betrieb","J. M. Voith SE & Co. KG","HDH_004_Industrieheizkraftwerk-Heidenheim_GM3",89522,"Heidenheim","Alexanderstraße 8","Baden-Württemberg","2014-01-01","Erdgas","Erdgas, Erdölgas","Erdgas","Ja","Verbrennungsmotor","Erdgas","GuD",0.40039999999999998,"OPSD (2020)",4.4009999999999998,4.2249999999999996,{"$f":"(1-VLOOKUP(S1168,Start!$H$33:$I$40,2,FALSE)/100)*W1168","v":3.6757499999999999},{"$f":"VLOOKUP(R1168,Start!$C$9:$D$15,2,FALSE)+VLOOKUP(R1168,Start!$C$23:$D$29,2,FALSE)","v":45.66},{"$f":"(Y1168/T1168)+Start!$D$19*(VLOOKUP(R1168,Start!$M$33:$N$39,2,FALSE)/T1168)+VLOOKUP(S1168,Start!$C$33:$D$40,2,FALSE)","v":158.00499500499501}]
[null,null,"Ja","SEE999539592561","In Betrieb","Stadtwerke Flensburg","Dampfturbine 12",24939,"Flensburg","Batteriestraße 48","Schleswig-Holstein","2016-05-01","Erdgas","Erdgas, Erdölgas","Erdgas","Ja","Gegendruckmaschine ohne Entnahme","Erdgas","GuD",0.61199999999999999,"OPSD (2020)",27.9,27.2,{"$f":"(1-VLOOKUP(S1169,Start!$H$33:$I$40,2,FALSE)/100)*W1169","v":23.663999999999998},{"$f":"VLOOKUP(R1169,Start!$C$9:$D$15,2,FALSE)+VLOOKUP(R1169,Start!$C$23:$D$29,2,FALSE)","v":45.66},{"$f":"(Y1169/T1169)+Start!$D$19*(VLOOKUP(R1169,Start!$M$33:$N$39,2,FALSE)/T1169)+VLOOKUP(S1169,Start!$C$33:$D$40,2,FALSE)","v":103.89313725490196}]
[null,null,"Ja","SEE999585452499","In Betrieb","enercity AG","HKW Linden GT1",30449,"Hannover","Spinnereistraße 9","Niedersachsen","2011-11-02","Erdgas","Erdgas, Erdölgas","Erdgas","Ja","Gasturbinen mit nachgeschalteter Dampfturbine","Erdgas","GuD",0.55000000000000004,"OPSD (2020)",82.35,82,{"$f":"(1-VLOOKUP(S1170,Start!$H$33:$I$40,2,FALSE)/100)*W1170","v":71.34},{"$f":"VLOOKUP(R1170,Start!$C$9:$D$15,2,FALSE)+VLOOKUP(R1170,Start!$C$23:$D$29,2,FALSE)","v":45.66},{"$f":"(Y1170/T1170)+Start!$D$19*(VLOOKUP(R1170,Start!$M$33:$N$39,2,FALSE)/T1170)+VLOOKUP(S1170,Start!$C$33:$D$40,2,FALSE)","v":115.43563636363635}]
[null,null,"Ja","SEE999588015110","In Betrieb","MHKW Müllheizkraftwerk Frankfurt am Main GmbH","Turbine 3",60439,"Frankfurt","Heddernheimer Landstraße 157","Hessen","1986-12-12","nicht biogener Abfall","Abfall (Hausmüll, Siedl.abf.)","Abfall","Ja","Kondensationsmaschine mit Entnahme","Abfall","Abfall",0.33,"OPSD (2020)",27.5,26,{"$f":"(1-VLOOKUP(S1171,Start!$H$33:$I$40,2,FALSE)/100)*W1171","v":22.099999999999998},{"$f":"VLOOKUP(R1171,Start!$C$9:$D$15,2,FALSE)+VLOOKUP(R1171,Start!$C$23:$D$29,2,FALSE)","v":0},{"$f":"(Y1171/T1171)+Start!$D$19*(VLOOKUP(R1171,Start!$M$33:$N$39,2,FALSE)/T1171)+VLOOKUP(S1171,Start!$C$33:$D$40,2,FALSE)","v":1}]
[null,null,"Ja","SEE999705546763","In Betrieb","Südzucker AG","Dampfturbine III Südzucker Rain",86641,"Rain","Donauwörther Straße 50","Bayern","1960-10-15","Wärme","Dampf (zum Beispiel Prozesswärme)","Wärme","Ja","Gegendruckmaschine ohne Entnahme","Sonstige","Sonstige",0.33,"eigene Annahme",10,9.3949999999999996,{"$f":"(1-VLOOKUP(S1172,Start!$H$33:$I$40,2,FALSE)/100)*W1172","v":7.9857499999999995},{"$f":"VLOOKUP(R1172,Start!$C$9:$D$15,2,FALSE)+VLOOKUP(R1172,Start!$C$23:$D$29,2,FALSE)","v":86.87},{"$f":"(Y1172/T1172)+Start!$D$19*(VLOOKUP(R1172,Start!$M$33:$N$39,2,FALSE)/T1172)+VLOOKUP(S1172,Start!$C$33:$D$40,2,FALSE)","v":319.10424242424244}]
[null,null,"Ja","SEE999756197518","In Betrieb","Moritz J. Weig GmbH & Co. KG","Dampfturbine 2",56727,"Mayen","Polcher Straße 113","Rheinland-Pfalz","2015-10-01","Erdgas","Erdgas, Erdölgas","Erdgas","Ja","Gegendruckmaschine mit Entnahme","Erdgas","GuD",0.63,"Annahme basierend auf DIW (2014)",18.5,17.7,{"$f":"(1-VLOOKUP(S1173,Start!$H$33:$I$40,2,FALSE)/100)*W1173","v":15.398999999999999},{"$f":"VLOOKUP(R1173,Start!$C$9:$D$15,2,FALSE)+VLOOKUP(R1173,Start!$C$23:$D$29,2,FALSE)","v":45.66},{"$f":"(Y1173/T1173)+Start!$D$19*(VLOOKUP(R1173,Start!$M$33:$N$39,2,FALSE)/T1173)+VLOOKUP(S1173,Start!$C$33:$D$40,2,FALSE)","v":100.96761904761904}]
[null,null,"Ja","SEE999819576335","In Betrieb","Müllheizkraftwerk Rothensee GmbH","Block 2",39126,"Magdeburg","Kraftwerk-Privatweg 7","Sachsen-Anhalt","2006-09-08","nicht biogener Abfall","Abfall (Hausmüll, Siedl.abf.)","Abfall","Ja","Gegendruckmaschine mit Entnahme","Abfall","Abfall",0.33,"OPSD (2020)",33.6,33.6,{"$f":"(1-VLOOKUP(S1174,Start!$H$33:$I$40,2,FALSE)/100)*W1174","v":28.56},{"$f":"VLOOKUP(R1174,Start!$C$9:$D$15,2,FALSE)+VLOOKUP(R1174,Start!$C$23:$D$29,2,FALSE)","v":0},{"$f":"(Y1174/T1174)+Start!$D$19*(VLOOKUP(R1174,Start!$M$33:$N$39,2,FALSE)/T1174)+VLOOKUP(S1174,Start!$C$33:$D$40,2,FALSE)","v":1}]
[null,null,"Ja","SEE999839188105","In Betrieb","Mercedes-Benz AG","W065-Gebäude 120 / BHKW Modul 03",40476,"Düsseldorf","Rather Straße 51","Nordrhein-Westfalen","2012-10-31","Erdgas","Erdgas, Erdölgas","Erdgas","Ja","Gasturbinen mit Abhitzekessel","Erdgas","GuD",0.3982,"OPSD (2020)",4.3,4.2,{"$f":"(1-VLOOKUP(S1175,Start!$H$33:$I$40,2,FALSE)/100)*W1175","v":3.6539999999999999},{"$f":"VLOOKUP(R1175,Start!$C$9:$D$15,2,FALSE)+VLOOKUP(R1175,Start!$C$23:$D$29,2,FALSE)","v":45.66},{"$f":"(Y1175/T1175)+Start!$D$19*(VLOOKUP(R1175,Start!$M$33:$N$39,2,FALSE)/T1175)+VLOOKUP(S1175,Start!$C$33:$D$40,2,FALSE)","v":158.86966348568558}]
[null,null,"Ja","SEE999966551940","In Betrieb","Energie und Wasser Potsdam GmbH","HKW Potsdam-Süd Block1",14478,"Potsdam","Zum Heizwerk 20","Brandenburg","1996-01-01","Erdgas","Erdgas, Erdölgas","Erdgas","Ja","Gasturbinen mit nachgeschalteter Dampfturbine","Erdgas","GuD",0.38059999999999999,"OPSD (2020)",42,40.9,{"$f":"(1-VLOOKUP(S1176,Start!$H$33:$I$40,2,FALSE)/100)*W1176","v":35.582999999999998},{"$f":"VLOOKUP(R1176,Start!$C$9:$D$15,2,FALSE)+VLOOKUP(R1176,Start!$C$23:$D$29,2,FALSE)","v":45.66},{"$f":"(Y1176/T1176)+Start!$D$19*(VLOOKUP(R1176,Start!$M$33:$N$39,2,FALSE)/T1176)+VLOOKUP(S1176,Start!$C$33:$D$40,2,FALSE)","v":166.14687335785601}]
[null,null,"Ja",null,"In Betrieb","Nicht-EEG-Anlagen < 10 MW",null,null,null,null,null,null,"Mineralölprodukte",null,"Mineralölprodukte",null,null,"Öl","Öl",0.374,"Annahme basierend auf DIW (2014)",1168.5390400000001,1168.5390400000001,{"$f":"(1-VLOOKUP(S1177,Start!$H$33:$I$40,2,FALSE)/100)*W1177","v":993.25818400000003},{"$f":"VLOOKUP(R1177,Start!$C$9:$D$15,2,FALSE)+VLOOKUP(R1177,Start!$C$23:$D$29,2,FALSE)","v":87.17},{"$f":"(Y1177/T1177)+Start!$D$19*(VLOOKUP(R1177,Start!$M$33:$N$39,2,FALSE)/T1177)+VLOOKUP(S1177,Start!$C$33:$D$40,2,FALSE)","v":297.41176470588238}]
[null,null,"Ja",null,"In Betrieb","Nicht-EEG-Anlagen < 10 MW",null,null,null,null,null,null,"Abfall",null,"Abfall",null,null,"Abfall","Abfall",0.33,"eigene Annahme",170.90331,170.90331,{"$f":"(1-VLOOKUP(S1178,Start!$H$33:$I$40,2,FALSE)/100)*W1178","v":145.26781349999999},{"$f":"VLOOKUP(R1178,Start!$C$9:$D$15,2,FALSE)+VLOOKUP(R1178,Start!$C$23:$D$29,2,FALSE)","v":0},{"$f":"(Y1178/T1178)+Start!$D$19*(VLOOKUP(R1178,Start!$M$33:$N$39,2,FALSE)/T1178)+VLOOKUP(S1178,Start!$C$33:$D$40,2,FALSE)","v":1}]
[null,null,"Ja",null,"In Betrieb","Nicht-EEG-Anlagen < 10 MW",null,null,null,null,null,null,"Braunkohle",null,"Braunkohle",null,null,"Braunkohle","Braunkohle",0.376,"Annahme basierend auf DIW (2014)",24.983499999999999,24.983499999999999,{"$f":"(1-VLOOKUP(S1179,Start!$H$33:$I$40,2,FALSE)/100)*W1179","v":21.735644999999998},{"$f":"VLOOKUP(R1179,Start!$C$9:$D$15,2,FALSE)+VLOOKUP(R1179,Start!$C$23:$D$29,2,FALSE)","v":3.1},{"$f":"(Y1179/T1179)+Start!$D$19*(VLOOKUP(R1179,Start!$M$33:$N$39,2,FALSE)/T1179)+VLOOKUP(S1179,Start!$C$33:$D$40,2,FALSE)","v":100.84468085106383}]
[null,null,"Ja",null,"In Betrieb","Nicht-EEG-Anlagen < 10 MW",null,null,null,null,null,null,"Steinkohle",null,"Steinkohle",null,null,"Steinkohle","Steinkohle",0.375,"Annahme basierend auf DIW (2014)",11.095649999999999,11.095649999999999,{"$f":"(1-VLOOKUP(S1180,Start!$H$33:$I$40,2,FALSE)/100)*W1180","v":8.8765199999999993},{"$f":"VLOOKUP(R1180,Start!$C$9:$D$15,2,FALSE)+VLOOKUP(R1180,Start!$C$23:$D$29,2,FALSE)","v":17.84},{"$f":"(Y1180/T1180)+Start!$D$19*(VLOOKUP(R1180,Start!$M$33:$N$39,2,FALSE)/T1180)+VLOOKUP(S1180,Start!$C$33:$D$40,2,FALSE)","v":124.90053333333331}]
[null,null,"Ja",null,"In Betrieb","Nicht-EEG-Anlagen < 10 MW",null,null,null,null,null,null,"Erdgas",null,"Erdgas",null,null,"Erdgas","Gasturbine",0.35399999999999998,"Annahme basierend auf DIW (2014)",4285.1156099999971,4285.1156099999971,{"$f":"(1-VLOOKUP(S1181,Start!$H$33:$I$40,2,FALSE)/100)*W1181","v":3728.0505806999977},{"$f":"VLOOKUP(R1181,Start!$C$9:$D$15,2,FALSE)+VLOOKUP(R1181,Start!$C$23:$D$29,2,FALSE)","v":45.66},{"$f":"(Y1181/T1181)+Start!$D$19*(VLOOKUP(R1181,Start!$M$33:$N$39,2,FALSE)/T1181)+VLOOKUP(S1181,Start!$C$33:$D$40,2,FALSE)","v":178.01864406779663}]
[null,null,"Ja",null,"In Betrieb","Nicht-EEG-Anlagen < 10 MW",null,null,null,null,null,null,"Sonstige Energieträger",null,"Sonstige Energieträger (nicht erneuerbar)",null,null,"Sonstige","Sonstige",0.35,"eigene Annahme",562.93166999999994,562.93166999999994,{"$f":"(1-VLOOKUP(S1182,Start!$H$33:$I$40,2,FALSE)/100)*W1182","v":478.49191949999994},{"$f":"VLOOKUP(R1182,Start!$C$9:$D$15,2,FALSE)+VLOOKUP(R1182,Start!$C$23:$D$29,2,FALSE)","v":86.87},{"$f":"(Y1182/T1182)+Start!$D$19*(VLOOKUP(R1182,Start!$M$33:$N$39,2,FALSE)/T1182)+VLOOKUP(S1182,Start!$C$33:$D$40,2,FALSE)","v":300.92685714285716}]

{"sheet":"Quellen","index":4,"n_rows":17,"n_cols":4,"rows_kept":17,"cut":false,"hidden":false,"merged":[]}
[]
[]
[null,null," EWI Merit-Order Tool 2023"]
[]
[null,null," Quellen",{"$f":"Impressum!F5","v":"Version 2023.0 "}]
[]
[null,null,"Abkürzung","Quelle"]
[null,null,"BNetzA (2023)","Bundesnetzagentur; Kraftwerksliste der Bundesnetzagentur, Stand: 17.11.2023. Lizensiert unter \"dl-de/by-2-0\": www.govdata.de/dl-de/by-2-0; URL: https://www.bundesnetzagentur.de/DE/Fachthemen/ElektrizitaetundGas/Versorgungssicherheit/Erzeugungskapazitaeten/Kraftwerksliste/start.html (abgerufen am 10.01.2024)"]
[null,null,"DIW (2014)","Jonas Egerer & Clemens Gerbaulet & Richard Ihlenburg & Friedrich Kunz & Benjamin Reinhard & Christian von Hirschhausen & Alexander Weber & Jens Weibezahn, 2014. \"Electricity Sector Data for Policy-Relevant Modeling: Data Documentation and Applications to the German and European Electricity Markets,\" Data Documentation 72, DIW Berlin, German Institute for Economic Research."]
[null,null,"en2x (2024)","Wirtschaftsverband Fuels und Energie e.V. (en2x); Verbraucherpreise, URL: https://en2x.de/service/statistiken/verbraucherpreise/ (letzter Zugriff am 01.02.2024)"]
[null,null,"EWI (2019)","Energiewirtschaftliches Institut an der Universität zu Köln gGmbH; Auswirkungen einer Beendigung der Kohleverstromung bis 2038 auf den Strommarkt, CO2-Emissionen und ausgewählte Industrien - Eine Analyse des Abschlussberichts der WSB-Kommission, August 2019."]
[null,null,"investing.com (2024a)","investing.com, Coal (API2) CIF ARA (ARGUS-McCloskey) Futures - (MTFc1) , URL: https://de.investing.com/commodities/coal-(api2)-cif-ara-futures-historical-data  (letzter Zugriff am 01.02.2024)"]
[null,null,"investing.com (2024b)","investing.com, CO2-Emmissionsrechte Futures, URL: https://de.investing.com/commodities/carbon-emissions-historical-data (letzter Zugriff am 01.02.2024)"]
[null,null,"OPSD (2018)","Open Power System Data. 2018. Data Package Conventional power plants. Version 2018-12-20."]
[null,null,"OPSD (2020)","Open Power System Data. 2020. Data Package Conventional power plants. Version 2020-10-01."]
[null,null,"R2B (2019)","R2b energy consulting GmbH, Consentec GmbH, Fraunhofer ISI, TEP Energy GmbH; Definition und Monitoring der Versorgungssicherheit an den europäischen Strommärkten, Projekt Nr. 047/16, Januar 2019."]
[null,null,"ÜNB (2019)","50Hertz Transmission GmbH, Amprio GmbH, TenneT TSO GmbH und TransnetBW GmbH; Netzentwicklungsplan Strom 2030, Version 2019, 2. Entwurf. April 2019."]

{"sheet":"Impressum","index":5,"n_rows":32,"n_cols":6,"rows_kept":32,"cut":false,"hidden":false,"merged":[[12,4,12,5],[18,4,18,5],[13,4,13,5],[25,4,25,5]]}
[]
[]
[null,null," EWI Merit-Order Tool 2023"]
[]
[null,null," Impressum",null,null,{"$f":"CONCATENATE(\"Version \",F11,\" \")","v":"Version 2023.0 "}]
[]
[]
[null,null,null,"EWI Merit-Order Tool 2023"]
[]
[null,null," ","Energiewirtschaftliches Institut an der Universität zu Köln gGmbH (EWI)","Letzte Aktualisierung:","20.02.2024"]
[null,null,null,"Alte Wagenfabrik","Modellversion:","2023.0"]
[null,null,null,"Vogelsanger Straße 321a"]
[null,null,null,"50827 Köln"]
[null,null,null,"Tel.: +49 (0)221 277 29-100"]
[null,null,null,"Fax:  +49 (0)221 277 29-400"]
[null,null,null,"www.ewi.uni-koeln.de"]
[]
[null,null,null,"Autoren:"]
[null,null,null,"Dr. Fabian Arnold"]
[null,null,null,"Jakob Junkermann"]
[null,null,null,"Martin Lange"]
[]
[]
[]
[]
[null,null,null,"Kontakt bei Fragen, Anmerkungen und Kritik:","© Energiewirtschaftliches Institut an der Universität zu Köln gGmbH (EWI). "]
[null,null,null,"Dr. Fabian Arnold","Alle Rechte vorbehalten. Nutzung des Tools und Ergebnisse nur mit Verweis auf"]
[null,null,null,"Tel.: +49 (0)221 277 29-232","die Autoren und das Energiewirtschaftliche Institut an der Universität zu Köln"]
[null,null,null,"fabian.arnold@ewi.uni-koeln.de","gGmbH (EWI) gestattet. Die Haftung für Folgeschäden ist ausgeschlossen. Dies "]
[null,null,null,null,"betrifft auch und insbesondere Schäden oder entgangene Gewinne, die dem/der"]
[null,null,null,null,"Nutzer*in infolge der Verwendung der in diesem Dokument gegebenen"]
[null,null,null,null,"Informationen entstehen."]

{"sheet":"Start Reset","index":6,"n_rows":40,"n_cols":19,"rows_kept":40,"cut":false,"hidden":true,"merged":[[10,7,10,13],[6,2,6,5],[6,7,6,15],[7,7,7,13],[8,7,8,13],[9,7,9,13],[16,2,16,5],[20,2,20,5],[30,2,30,5],[30,7,30,10],[30,12,30,15]]}
[]
[]
[null,null," EWI Merit-Order Tool 2023"]
[]
[null,null," Start",null,null,null,null,null,null,null,null,null,null,null,null,{"$f":"Impressum!F5","v":"Version 2023.0 "}]
[]
[null,null,"Brennstoffkosten",null,null,null,null,"Übersicht über die Grenzkosten der Kraftwerke"]
[null,null,"Brennstoff","Kosten","Einheit","Quelle Standardwert",null,"   Das Boxplot-Diagramm gibt einen ersten Überblick über die Grenzkosten der Kraftwerke. In der Abbildung rechts"]
[null,null,"Kernenergie",5.5,"EUR/MWhth","siehe Dokumentation",null,"   werden die einzelnen Elemente des Diagramms erläutert. Veränderungen an den Annahmen gibt das Diagramm"]
[null,null,"Braunkohle",3.1,"EUR/MWhth","EWI (2019)",null,"   augenblicklich wieder. Um die Annahmen in die Merit-Order (Tabellenblatt: Merit-Order) zu übernehmen, muss die"]
[null,null,"Steinkohle",16.59,"EUR/MWhth","ARA, investing.com (2024a)",null,"   Schaltfläche Aktualisiere Merit-Order aktiviert werden."]
[null,null,"Erdgas",45.16,"EUR/MWhth","Spot TTF"]
[null,null,"Öl",86.87,"EUR/MWhth","en2x (2024)"]
[null,null,"Abfall",0,"EUR/MWhth","siehe Dokumentation"]
[null,null,"Sonstige",{"$f":"D13","v":86.87},"EUR/MWhth","siehe Dokumentation",null,null,null,null,null,null,null,null,null,null,null,null,{"$f":"1568/15.68","v":100}]
[]
[null,null,"Emissionszertifikatspreis"]
[null,null,null,"Kosten","Einheit","Quelle Standardwert"]
[null,null,"Emissionszertifikatspreis",84.6,"EUR/tCO2","EU-ETS, investing.com (2024b)"]
[]
[null,null,"Transportkosten"]
[null,null,"Kraftwerkstyp","Kosten","Einheit","Quelle Standardwert"]
[null,null,"Kernenergie",0,"EUR/MWhth","siehe Dokumentation"]
[null,null,"Braunkohle",0,"EUR/MWhth","siehe Dokumentation"]
[null,null,"Steinkohle",1.25,"EUR/MWhth","R2B (2019)"]
[null,null,"Erdgas",0.5,"EUR/MWhth","R2B (2019)"]
[null,null,"Öl",0.3,"EUR/MWhth","R2B (2019)"]
[null,null,"Abfall",0,"EUR/MWhth","siehe Dokumentation"]
[null,null,"Sonstige",0,"EUR/MWhth","siehe Dokumentation",null,"EE-Erzeugung",0,"MWh"]
[]
[null,null,"sonstige variable Kosten",null,null,null,null,"Nicht Verfügbarkeit",null,null,null,null,"Emissionsfaktoren"]
[null,null,"Kraftwerkstyp","Kosten","Einheit","Quelle Standardwert",null,"Kraftwerkstyp","Kosten","Einheit","Quelle Standardwert",null,"Brennstoff","Kosten","Einheit","Quelle Standardwert"]
[null,null,"Kernenergie",1.2,"EUR/Mwhel","siehe Dokumentation",null,"Kernenergie",7,"%","siehe Dokumentation",null,"Kernenergie",0,"tCO2/MWhth","siehe Dokumentation"]
[null,null,"Braunkohle",1.7,"EUR/Mwhel","R2B (2019)",null,"Braunkohle",13,"%","siehe Dokumentation",null,"Braunkohle",0.40400000000000003,"tCO2/MWhth","ÜNB (2019)"]
[null,null,"Steinkohle",1.3,"EUR/Mwhel","R2B (2019)",null,"Steinkohle",20,"%","siehe Dokumentation",null,"Steinkohle",0.33700000000000002,"tCO2/MWhth","ÜNB (2019)"]
[null,null,"GuD",1.5,"EUR/Mwhel","R2B (2019)",null,"GuD",13,"%","siehe Dokumentation",null,"Erdgas",0.20100000000000001,"tCO2/MWhth","ÜNB (2019)"]
[null,null,"Gasturbine",1,"EUR/Mwhel","R2B (2019)",null,"Gasturbine",13,"%","siehe Dokumentation",null,"Öl",0.28000000000000003,"tCO2/MWhth","ÜNB (2019)"]
[null,null,"Öl",1,"EUR/Mwhel","siehe Dokumentation",null,"Öl",15,"%","siehe Dokumentation",null,"Abfall",0,"tCO2/MWhth","siehe Dokumentation"]
[null,null,"Abfall",1,"EUR/Mwhel","siehe Dokumentation",null,"Abfall",15,"%","siehe Dokumentation",null,"Sonstige",0.214,"tCO2/MWhth","ÜNB (2019)"]
[null,null,"Sonstige",1,"EUR/Mwhel","siehe Dokumentation",null,"Sonstige",15,"%","siehe Dokumentation"]

{"sheet":"Backend I","index":7,"n_rows":1163,"n_cols":5,"rows_kept":1163,"cut":false,"hidden":true,"merged":[]}
["Index","Kraftwerktyp","Leistung","kumulierte Leistung","Grenzkosten"]
["SEE900128586359","Abfall",15.98,15.98,1]
["SEE900664653232","Abfall",9.0949999999999989,25.074999999999999,1]
["SEE900838448145","Abfall",8.5,33.575000000000003,1]
["SEE901453618340","Abfall",1.7849999999999999,35.36,1]
["SEE904604163027","Abfall",32.299999999999997,67.66,1]
["SEE904983741502","Abfall",21.76,89.42,1]
["SEE906215229154","Abfall",31.875,121.295,1]
["SEE906331863386","Abfall",0.4607,121.7557,1]
["SEE907370296296","Abfall",25.5,147.25569999999999,1]
["SEE909031885047","Abfall",8.4999999999999999E-6,147.2557085,1]
["SEE912257091857","Abfall",39.524999999999999,186.7807085,1]
["SEE914179988338","Abfall",2.1675,188.94820849999999,1]
["SEE917110358740","Abfall",14.45,203.39820849999998,1]
["SEE918623387630","Abfall",9.69,213.08820849999998,1]
["SEE921479798321","Abfall",7.9695999999999989,221.05780849999996,1]
["SEE922849915072","Abfall",5.6099999999999994,226.66780849999998,1]
["SEE923271533315","Abfall",19.974999999999998,246.64280849999997,1]
["SEE923791565131","Abfall",7.9050000000000002,254.54780849999997,1]
["SEE923959807806","Abfall",9.4689999999999994,264.01680849999997,1]
["SEE924286409503","Abfall",25.5,289.51680849999997,1]
["SEE924302504816","Abfall",10.302,299.81880849999999,1]
["SEE925011950635","Abfall",15.503999999999998,315.32280850000001,1]
["SEE925411264011","Abfall",1.6404999999999998,316.96330849999998,1]
["SEE925652456091","Abfall",6.8,323.76330849999999,1]
["SEE925794342412","Abfall",13.808250000000001,337.57155849999998,1]
["SEE927032372373","Abfall",11.9,349.47155849999996,1]
["SEE927716043575","Abfall",23.119999999999997,372.59155849999996,1]
["SEE927727929912","Abfall",22.95,395.54155849999995,1]
["SEE928761575349","Abfall",21.25,416.79155849999995,1]
["SEE929095613516","Abfall",0.4607,417.25225849999993,1]
["SEE932127408097","Abfall",23.119999999999997,440.37225849999993,1]
["SEE934298270268","Abfall",13.344999999999999,453.71725849999996,1]
["SEE937544161082","Abfall",14.875,468.59225849999996,1]
["SEE937822704543","Abfall",1.0004500000000001,469.59270849999996,1]
["SEE937978171572","Abfall",2.8899999999999997,472.48270849999994,1]
["SEE938035990372","Abfall",13.6,486.08270849999997,1]
["SEE938782869693","Abfall",14.2477,500.33040849999998,1]
["SEE939382623364","Abfall",3.9865000000000004,504.31690849999995,1]
["SEE940303116315","Abfall",27.471999999999998,531.78890849999993,1]
["SEE940474859066","Abfall",10.199999999999999,541.98890849999998,1]
["SEE941568392261","Abfall",12.648,554.6369085,1]
["SEE941568476039","Abfall",39.1,593.73690850000003,1]
["SEE942253705168","Abfall",10.259499999999999,603.99640850000003,1]
["SEE942366584926","Abfall",15.299999999999999,619.29640849999998,1]
["SEE942777699660","Abfall",25.414999999999999,644.71140849999995,1]
["SEE942956157011","Abfall",15.299999999999999,660.0114084999999,1]
["SEE943548208159","Abfall",5.7119999999999997,665.72340849999989,1]
["SEE943841929270","Abfall",6.7744999999999997,672.49790849999988,1]
["SEE944111876263","Abfall",27.2,699.69790849999993,1]
["SEE944429192826","Abfall",10.88,710.57790849999992,1]
["SEE945150729886","Abfall",12.648,723.22590849999995,1]
["SEE945602121718","Abfall",17,740.22590849999995,1]
["SEE946934017984","Abfall",15.725,755.95090849999997,1]
["SEE947996339434","Abfall",10.420999999999999,766.37190850000002,1]
["SEE948093740512","Abfall",3.6209999999999996,769.9929085,1]
["SEE950201173198","Abfall",41.82,811.81290850000005,1]
["SEE950593842498","Abfall",20.399999999999999,832.21290850000003,1]
["SEE951648072822","Abfall",10.285,842.49790849999999,1]
["SEE951966828576","Abfall",6.2560000000000002,848.75390849999997,1]
["SEE953182244383","Abfall",3.468,852.22190849999993,1]
["SEE953730197888","Abfall",3.6209999999999996,855.84290849999991,1]
["SEE955292024220","Abfall",8.5,864.34290849999991,1]
["SEE955548455112","Abfall",10.709999999999999,875.05290849999994,1]
["SEE955718847075","Abfall",5.8650000000000002,880.91790849999995,1]
["SEE955937262338","Abfall",17.935000000000002,898.85290850000001,1]
["SEE956268312785","Abfall",25.5,924.35290850000001,1]
["SEE957509710094","Abfall",9.86,934.21290850000003,1]
["SEE957686843929","Abfall",8.688699999999999,942.90160850000007,1]
["SEE957830042178","Abfall",15.852499999999999,958.75410850000003,1]
["SEE958310939391","Abfall",27.2,985.95410850000007,1]
["SEE958335974377","Abfall",10.625,996.57910850000007,1]
["SEE958909269267","Abfall",60.35,1056.9291085,1]
["SEE962737235608","Abfall",24.82,1081.7491084999999,1]
["SEE964170331206","Abfall",9.01,1090.7591084999999,1]
["SEE966264899036","Abfall",7.772672,1098.5317805,1]
["SEE969698095906","Abfall",4.6636015000000004,1103.1953819999999,1]
["SEE971280976463","Abfall",9.35,1112.5453819999998,1]
["SEE971796321603","Abfall",10.199999999999999,1122.7453819999998,1]
["SEE972694764301","Abfall",2.21,1124.9553819999999,1]
["SEE973464796218","Abfall",24.5684,1149.523782,1]
["SEE974051053875","Abfall",11.772499999999999,1161.296282,1]
["SEE976589352260","Abfall",12.494999999999999,1173.7912819999999,1]
["SEE976826191515","Abfall",5.5249999999999995,1179.316282,1]
["SEE977514334252","Abfall",1.802,1181.1182819999999,1]
["SEE977770417713","Abfall",10.643699999999999,1191.761982,1]
["SEE977898966292","Abfall",20.293749999999999,1212.055732,1]
["SEE979423615132","Abfall",0.79049999999999998,1212.8462320000001,1]
["SEE981003349412","Abfall",12.273999999999999,1225.120232,1]
["SEE981876305560","Abfall",13.808250000000001,1238.928482,1]
["SEE986030306643","Abfall",12.75,1251.678482,1]
["SEE986413873564","Abfall",11.305,1262.9834820000001,1]
["SEE988429673565","Abfall",11.559999999999999,1274.543482,1]
["SEE988580370860","Abfall",1.1475,1275.6909820000001,1]
["SEE988841475051","Abfall",23.8,1299.490982,1]
["SEE988848971327","Abfall",30.599999999999998,1330.0909819999999,1]
["SEE989887901764","Abfall",10.420999999999999,1340.511982,1]
["SEE990065849372","Abfall",7.3949999999999996,1347.906982,1]
["SEE990760688887","Abfall",4.25,1352.156982,1]
["SEE992607731794","Abfall",7.8455000000000004,1360.0024819999999,1]
["SEE992947793209","Abfall",13.6,1373.6024819999998,1]
["SEE993054223955","Abfall",34.339999999999996,1407.9424819999997,1]
["SEE993546424112","Abfall",10.726999999999999,1418.6694819999998,1]
["SEE993787055366","Abfall",0.79049999999999998,1419.4599819999999,1]
["SEE994238154089","Abfall",3.5275000000000003,1422.9874819999998,1]
["SEE994551453975","Abfall",17,1439.9874819999998,1]
["SEE996047653111","Abfall",8.5,1448.4874819999998,1]
["SEE996891820448","Abfall",6.8,1455.2874819999997,1]
["SEE998216550733","Abfall",3.9865000000000004,1459.2739819999997,1]
["SEE998261618013","Abfall",4.1904999999999992,1463.4644819999996,1]
["SEE998278854237","Abfall",18.7,1482.1644819999997,1]
["SEE999588015110","Abfall",22.099999999999998,1504.2644819999996,1]
["SEE999819576335","Abfall",28.56,1532.8244819999995,1]
[null,"Abfall",145.26781349999999,1678.0922954999996,1]
["SEE968582186379","Braunkohle",548.1,2226.1922954999995,87.005263157894746]
["SEE952937205877","Braunkohle",17.1129,2243.3051954999996,87.674169741697412]
["SEE925599434282","Braunkohle",922.2,3165.5051954999999,88.393953488372091]
["SEE983252937631","Braunkohle",821.28,3986.7851954999996,88.393953488372091]
["SEE993592183001","Braunkohle",922.2,4908.9851954999995,88.393953488372091]
["SEE915426748132","Braunkohle",65.510999999999996,4974.4961954999999,89.620754716981153]
["SEE907389779292","Braunkohle",730.8,5705.2961955000001,89.828605200945631]
["SEE957229968300","Braunkohle",563.76,6269.0561955000003,90.121252371916526]
["SEE998199911088","Braunkohle",775.17,7044.2261955000004,90.45809523809524]
["SEE921905907730","Braunkohle",546.36,7590.5861955,90.627480916030535]
["SEE938337436349","Braunkohle",656.85,8247.4361955000004,92.622926829268295]
["SEE952672318108","Braunkohle",656.85,8904.2861955000008,92.622926829268295]
["SEE966331411864","Braunkohle",775.17,9679.4561955000008,92.622926829268295]
["SEE990438768378","Steinkohle",26.32,9705.7761955000005,93.264682539682539]
["SEE919134316447","Braunkohle",95.7,9801.4761955000013,94.896000000000001]
["SEE921449009914","Braunkohle",15.46251,9816.9387055000007,94.896000000000001]
["SEE947677200282","Braunkohle",391.5,10208.438705500001,94.896000000000001]
["SEE960652233358","Braunkohle",391.5,10599.938705500001,94.896000000000001]
["SEE978888539755","Braunkohle",39.15,10639.0887055,94.896000000000001]
["SEE975343602986","Braunkohle",8.6129999999999995,10647.7017055,97.778350515463913]
["SEE986936308987","Braunkohle",8.6129999999999995,10656.314705499999,97.778350515463913]
["SEE998111672394","Braunkohle",26.97,10683.284705499998,98.527012987013009]
["SEE970305352633","Braunkohle",14.659500000000001,10697.944205499998,98.981837160751553]
["SEE999145467468","Braunkohle",54.81,10752.754205499998,98.981837160751553]
["SEE957285549260","Steinkohle",26.32,10779.074205499997,99.39566137566139]
["SEE996990805407","Steinkohle",35.6,10814.674205499998,100.33888888888889]
["SEE933960350956","Braunkohle",80.32884,10895.003045499998,100.84468085106383]
["SEE994335340088","Braunkohle",14.79,10909.793045499999,100.84468085106383]
[null,"Braunkohle",21.735644999999998,10931.528690499999,100.84468085106383]
["SEE901205245022","GuD",11.076317999999999,10942.605008499999,100.96761904761904]
["SEE903604447151","GuD",1.6521300000000001,10944.257138499999,100.96761904761904]
["SEE903779951637","GuD",11.076317999999999,10955.333456499999,100.96761904761904]
["SEE905023260298","GuD",3.8775899999999996,10959.211046499999,100.96761904761904]
["SEE905366486355","GuD",23.315999999999999,10982.527046499999,100.96761904761904]
["SEE905410926998","GuD",3.6287700000000003,10986.155816499999,100.96761904761904]
["SEE908964165929","GuD",9.1349999999999998,10995.290816499999,100.96761904761904]
["SEE909438607068","GuD",11.223000000000001,11006.513816499999,100.96761904761904]
["SEE909466066615","GuD",10.90545,11017.419266499999,100.96761904761904]
["SEE909553236495","GuD",10.661850000000001,11028.0811165,100.96761904761904]
["SEE911129038174","GuD",46.528469999999999,11074.609586499999,100.96761904761904]
["SEE912224455828","GuD",11.076317999999999,11085.685904499998,100.96761904761904]
["SEE912583238223","GuD",10.59225,11096.278154499998,100.96761904761904]
["SEE913088869400","GuD",13.302299999999999,11109.580454499997,100.96761904761904]
["SEE913985941537","GuD",2.32551,11111.905964499998,100.96761904761904]
["SEE915375007878","GuD",3.8906400000000003,11115.796604499998,100.96761904761904]
["SEE915851127786","GuD",18.709350000000001,11134.505954499997,100.96761904761904]
["SEE917303295586","GuD",11.076317999999999,11145.582272499996,100.96761904761904]
["SEE917925869486","GuD",19.6707,11165.252972499997,100.96761904761904]
["SEE918506212059","GuD",7.6647000000000007,11172.917672499996,100.96761904761904]
["SEE919939073064","GuD",42.978000000000002,11215.895672499995,100.96761904761904]
["SEE920801236685","GuD",32.103000000000002,11247.998672499994,100.96761904761904]
["SEE921877855527","GuD",50.895000000000003,11298.893672499995,100.96761904761904]
["SEE923129957027","GuD",3.8906400000000003,11302.784312499994,100.96761904761904]
["SEE923793340132","GuD",10.005000000000001,11312.789312499994,100.96761904761904]
["SEE924562445072","GuD",10.005000000000001,11322.794312499993,100.96761904761904]
["SEE927282130440","GuD",45.671520000000001,11368.465832499993,100.96761904761904]
["SEE927303933470","GuD",3.4756499999999999,11371.941482499993,100.96761904761904]
["SEE928331694449","GuD",10.90545,11382.846932499993,100.96761904761904]
["SEE929090964958","GuD",3.6287700000000003,11386.475702499993,100.96761904761904]
["SEE930277153294","GuD",3.8906400000000003,11390.366342499992,100.96761904761904]
["SEE930647914081","GuD",10.005000000000001,11400.371342499991,100.96761904761904]
["SEE936473203580","GuD",10.59225,11410.963592499991,100.96761904761904]
["SEE936668903264","GuD",17.872409999999999,11428.836002499991,100.96761904761904]
["SEE936761155751","GuD",11.076317999999999,11439.912320499991,100.96761904761904]
["SEE939899660715","GuD",10.005000000000001,11449.91732049999,100.96761904761904]
["SEE939917723934","GuD",2.2811399999999997,11452.198460499989,100.96761904761904]
["SEE944044057432","GuD",10.90545,11463.103910499989,100.96761904761904]
["SEE944148486770","GuD",19.14,11482.243910499988,100.96761904761904]
["SEE946709181179","GuD",10.90545,11493.149360499989,100.96761904761904]
["SEE949216632202","GuD",33.234000000000002,11526.383360499989,100.96761904761904]
["SEE951078548935","GuD",2.8823099999999999,11529.26567049999,100.96761904761904]
["SEE951160693116","GuD",10.59225,11539.85792049999,100.96761904761904]
["SEE951344432289","GuD",3.8192999999999997,11543.677220499989,100.96761904761904]
["SEE951684578067","GuD",13.093500000000001,11556.77072049999,100.96761904761904]
["SEE953907486180","GuD",3.6287700000000003,11560.399490499989,100.96761904761904]
["SEE953987748918","GuD",3.8906400000000003,11564.290130499989,100.96761904761904]
["SEE955076814825","GuD",10.90545,11575.195580499989,100.96761904761904]
["SEE955178360381","GuD",3.4843500000000001,11578.679930499989,100.96761904761904]
["SEE957163765348","GuD",11.657999999999999,11590.337930499989,100.96761904761904]
["SEE959044776498","GuD",3.8906400000000003,11594.228570499989,100.96761904761904]
["SEE960155611554","GuD",2.32551,11596.554080499989,100.96761904761904]
["SEE962395118756","GuD",10.005000000000001,11606.559080499988,100.96761904761904]
["SEE963154903477","GuD",3.8192999999999997,11610.378380499988,100.96761904761904]
["SEE963438570067","GuD",10.005000000000001,11620.383380499987,100.96761904761904]
["SEE965203033722","GuD",2.2811399999999997,11622.664520499986,100.96761904761904]
["SEE965660903200","GuD",10.005000000000001,11632.669520499985,100.96761904761904]
["SEE969004747543","GuD",10.59225,11643.261770499985,100.96761904761904]
["SEE970820981745","GuD",32.103000000000002,11675.364770499984,100.96761904761904]
["SEE971304457053","GuD",14.195790000000001,11689.560560499984,100.96761904761904]
["SEE972779194474","GuD",10.90545,11700.466010499984,100.96761904761904]
["SEE974236609859","GuD",10.90545,11711.371460499984,100.96761904761904]
["SEE974767618801","GuD",3.8906400000000003,11715.262100499984,100.96761904761904]
["SEE979426528330","GuD",2.2811399999999997,11717.543240499983,100.96761904761904]
["SEE979958690659","GuD",3.8192999999999997,11721.362540499982,100.96761904761904]
["SEE984196895179","GuD",42.978000000000002,11764.340540499981,100.96761904761904]
["SEE985036646654","GuD",10.005000000000001,11774.34554049998,100.96761904761904]
["SEE985143270643","GuD",2.2811399999999997,11776.62668049998,100.96761904761904]
["SEE987113516188","GuD",3.8906400000000003,11780.517320499979,100.96761904761904]
["SEE988178455061","GuD",55.244999999999997,11835.76232049998,100.96761904761904]
["SEE988601422752","GuD",10.59225,11846.35457049998,100.96761904761904]
["SEE992980224760","GuD",3.8192999999999997,11850.173870499979,100.96761904761904]
["SEE994351082467","GuD",32.103000000000002,11882.276870499978,100.96761904761904]
["SEE999173384836","GuD",3.8775899999999996,11886.154460499978,100.96761904761904]
["SEE999756197518","GuD",15.398999999999999,11901.553460499978,100.96761904761904]
["SEE923943268279","Braunkohle",435,12336.553460499978,101.10906666666668]
["SEE938669585906","Braunkohle",435,12771.553460499978,101.10906666666668]
["SEE989591633753","Braunkohle",435,13206.553460499978,101.10906666666668]
["SEE991817093418","Braunkohle",435,13641.553460499978,101.10906666666668]
["SEE988477355802","Steinkohle",674.40000000000009,14315.953460499977,101.19267241379309]
["SEE923577153439","Steinkohle",54.720000000000006,14370.673460499976,101.30043149946061]
["SEE928076311489","Braunkohle",29.145,14399.818460499977,101.48158458244113]
["SEE964729462818","Braunkohle",435,14834.818460499977,101.48158458244113]
["SEE970425279599","Steinkohle",580.80000000000007,15415.618460499976,101.51664864864864]
["SEE980331579218","Steinkohle",667.2,16082.818460499977,102.06130434782608]
["SEE905721866655","Braunkohle",48.72,16131.538460499976,102.12672413793103]
["SEE923082939436","Braunkohle",50.609639999999999,16182.148100499977,102.12672413793103]
["SEE961029163353","Steinkohle",596.80000000000007,16778.948100499976,102.17094668117518]
["SEE985047526785","Braunkohle",435,17213.948100499976,102.78026030368764]
["SEE931736847297","Braunkohle",528.09,17742.038100499976,103.55355191256831]
["SEE976414005279","Braunkohle",525.48,18267.518100499976,103.55355191256831]
["SEE958847865460","Steinkohle",377.6,18645.118100499974,103.73138121546961]
["SEE966920434281","GuD",43.587000000000003,18688.705100499974,103.89313725490196]
["SEE975361659900","GuD",517.65,19206.355100499975,103.89313725490196]
["SEE989202977269","GuD",386.71499999999997,19593.070100499976,103.89313725490196]
["SEE999539592561","GuD",23.663999999999998,19616.734100499976,103.89313725490196]
["SEE913516809497","Steinkohle",841.6,20458.334100499975,104.30044444444444]
["SEE918143230942","Steinkohle",580,21038.334100499975,104.30044444444444]
["SEE920864082298","GuD",39.128250000000001,21077.462350499976,104.65160493827159]
["SEE926897163430","GuD",39.128250000000001,21116.590600499978,104.65160493827159]
["SEE954183997452","GuD",11.31,21127.900600499979,104.65160493827159]
["SEE964077382691","GuD",39.128250000000001,21167.028850499981,104.65160493827159]
["SEE970688261195","GuD",12.18,21179.208850499981,104.65160493827159]
["SEE986097297199","GuD",87,21266.208850499981,104.65160493827159]
["SEE948609940009","Steinkohle",622.40000000000009,21888.608850499983,104.87586592178771]
["SEE948129095272","GuD",488.07,22376.678850499982,105.24933774834437]
["SEE955314088254","Braunkohle",570.72,22947.398850499983,105.25111111111111]
["SEE987007884447","Braunkohle",576.80999999999995,23524.208850499985,105.25111111111111]
["SEE982350358232","GuD",5.8289999999999997,23530.037850499986,105.42139303482587]
["SEE930982693153","Gasturbine",267.95999999999998,23797.997850499985,105.441]
["SEE959576281422","Gasturbine",243.6,24041.597850499984,105.441]
["SEE937536026146","GuD",164.86500000000001,24206.462850499986,105.941]
["SEE904968236689","Steinkohle",280,24486.462850499986,106.04621468926554]
["SEE915604855232","GuD",27.450240000000001,24513.913090499984,106.20275689223057]
["SEE982064018118","GuD",12.615,24526.528090499985,106.20275689223057]
["SEE915883553447","GuD",245.34,24771.868090499986,106.46582914572863]
["SEE924780675428","GuD",245.34,25017.208090499986,106.46582914572863]
["SEE973737205324","GuD",245.34,25262.548090499986,106.46582914572863]
["SEE965782597448","Steinkohle",258.40000000000003,25520.948090499987,106.64136363636364]
["SEE909002940690","Steinkohle",204,25724.948090499987,107.24331428571428]
["SEE980016033738","Steinkohle",413.6,26138.548090499986,107.24331428571428]
["SEE903983424590","GuD",374.1,26512.648090499984,107.35236486486485]
["SEE911671792326","GuD",255.345,26767.993090499986,107.35236486486485]
["SEE929022761297","GuD",255.345,27023.338090499987,107.35236486486485]
["SEE979958390276","GuD",295.8,27319.138090499986,107.35236486486485]
["SEE942982288260","GuD",362.79,27681.928090499987,107.71118644067796]
["SEE908125004449","Braunkohle",435,28116.928090499987,108.2097142857143]
["SEE985842749525","Braunkohle",435,28551.928090499987,108.2097142857143]
["SEE927630371594","Braunkohle",39.924300000000002,28591.852390499986,108.33157894736841]
["SEE904194792843","Steinkohle",552,29143.852390499986,108.46809248554914]
["SEE943427876363","Steinkohle",411.20000000000005,29555.052390499986,108.59212962962964]
["SEE904662075126","GuD",12.949949999999999,29568.002340499985,108.61897435897436]
["SEE913203719740","GuD",77.723190000000002,29645.725530499985,108.61897435897436]
["SEE917096062495","GuD",26.2392,29671.964730499985,108.61897435897436]
["SEE920992144554","GuD",64.38,29736.344730499986,108.61897435897436]
["SEE922395631839","GuD",84.39,29820.734730499986,108.61897435897436]
["SEE923244371197","GuD",55.279800000000002,29876.014530499986,108.61897435897436]
["SEE931001040675","GuD",34.365000000000002,29910.379530499988,108.61897435897436]
["SEE932989146397","GuD",1.7139,29912.093430499986,108.61897435897436]
["SEE936196276359","GuD",56.204609999999995,29968.298040499987,108.61897435897436]
["SEE944523267864","GuD",1.7139,29970.011940499986,108.61897435897436]
["SEE950895373805","GuD",29.58,29999.591940499988,108.61897435897436]
["SEE965067693100","GuD",18.139500000000002,30017.731440499989,108.61897435897436]
["SEE967916097817","GuD",14.903099999999998,30032.634540499988,108.61897435897436]
["SEE970806189455","GuD",11.08989,30043.724430499988,108.61897435897436]
["SEE973101826070","GuD",67.996589999999998,30111.721020499986,108.61897435897436]
["SEE976320012538","GuD",84.39,30196.111020499986,108.61897435897436]
["SEE976607134694","GuD",3.5583,30199.669320499986,108.61897435897436]
["SEE983138549866","GuD",46.893000000000001,30246.562320499987,108.61897435897436]
["SEE989200392347","GuD",12.949949999999999,30259.512270499985,108.61897435897436]
["SEE991324265957","GuD",12.513209999999999,30272.025480499986,108.61897435897436]
["SEE994543149961","GuD",3.2190000000000003,30275.244480499987,108.61897435897436]
["SEE998116131216","GuD",1.7139,30276.958380499986,108.61897435897436]
["SEE998559811041","GuD",1.7139,30278.672280499984,108.61897435897436]
["SEE913896693631","GuD",110.49,30389.162280499986,109.44935400516795]
["SEE925720506642","GuD",14.616,30403.778280499988,109.44935400516795]
["SEE975193004329","GuD",24.36,30428.138280499988,109.44935400516795]
["SEE979861364876","GuD",45.849000000000004,30473.987280499987,109.44935400516795]
["SEE993412996354","GuD",10.5009,30484.488180499986,109.44935400516795]
["SEE909927513559","GuD",253.43100000000001,30737.919180499986,109.54241379310344]
["SEE916609233650","GuD",127.89,30865.809180499986,109.54241379310344]
["SEE984335626152","GuD",231.42,31097.229180499984,109.54241379310344]
["SEE996285049943","GuD",121.53899999999999,31218.768180499985,109.54241379310344]
["SEE900628853036","GuD",387.15,31605.918180499986,110.10415944540728]
["SEE987970110314","GuD",354.09,31960.008180499986,110.10415944540728]
["SEE920837459195","Steinkohle",48.800000000000004,32008.808180499986,110.35929411764705]
["SEE998984420832","Steinkohle",48.800000000000004,32057.608180499985,110.35929411764705]
["SEE905192478234","GuD",267.95999999999998,32325.568180499984,111.14934383202099]
["SEE979779484642","Steinkohle",42.400000000000006,32367.968180499985,111.65761904761904]
["SEE912764206645","GuD",18.792000000000002,32386.760180499987,112.90373333333334]
["SEE915885358156","GuD",65.424000000000007,32452.184180499986,112.90373333333334]
["SEE916495905242","GuD",73.08,32525.264180499988,112.90373333333334]
["SEE922855765289","GuD",65.424000000000007,32590.688180499987,112.90373333333334]
["SEE923769915258","GuD",46.11,32636.798180499987,112.90373333333334]
["SEE924909675933","GuD",26.97,32663.768180499988,112.90373333333334]
["SEE942019110397","GuD",46.11,32709.878180499989,112.90373333333334]
["SEE949895584069","GuD",33.733380000000004,32743.61156049999,112.90373333333334]
["SEE953872640426","GuD",30.624000000000002,32774.23556049999,112.90373333333334]
["SEE960352714492","GuD",24.012,32798.247560499993,112.90373333333334]
["SEE968471468838","GuD",25.404,32823.651560499995,112.90373333333334]
["SEE972466462527","GuD",8.1344999999999992,32831.786060499995,112.90373333333334]
["SEE975188536989","GuD",34.799999999999997,32866.586060499998,112.90373333333334]
["SEE976880282228","GuD",34.365000000000002,32900.951060499996,112.90373333333334]
["SEE978399772948","GuD",24.012,32924.963060499998,112.90373333333334]
["SEE991633857065","GuD",26.97,32951.9330605,112.90373333333334]
["SEE994055644299","GuD",2.2785300000000004,32954.211590500003,112.90373333333334]
["SEE978971638464","Braunkohle",254.04,33208.251590500004,112.91241050119332]
["SEE976219797843","GuD",127.28100000000001,33335.532590500006,113.80215053763439]
["SEE980327120226","GuD",127.28100000000001,33462.813590500009,113.80215053763439]
["SEE996720450723","GuD",111.012,33573.825590500011,113.80215053763439]
["SEE938923083674","Steinkohle",44.448000000000008,33618.273590500008,114.48730158730159]
["SEE930228090937","Braunkohle",260.13,33878.403590500006,114.5280871670702]
["SEE920672219015","Braunkohle",8.5259999999999998,33886.929590500004,114.66484848484849]
["SEE933685962403","Braunkohle",279.27,34166.1995905,114.66484848484849]
["SEE974018310478","Braunkohle",8.0039999999999996,34174.203590500001,114.66484848484849]
["SEE934361309352","GuD",67.483289999999997,34241.686880499998,114.71517615176151]
["SEE940224582367","GuD",3.6974999999999998,34245.3843805,114.71517615176151]
["SEE984037976906","GuD",53.180489999999999,34298.564870499999,114.71517615176151]
["SEE975507584615","Steinkohle",348,34646.564870499999,115.04282208588957]
["SEE987197130805","Steinkohle",123.2,34769.764870499996,115.04282208588957]
["SEE901786750397","Braunkohle",256.64999999999998,35026.414870499997,115.35365853658536]
["SEE922877375398","GuD",7.8500099999999993,35034.264880499999,115.43563636363635]
["SEE936181210535","GuD",4.7763,35039.041180499997,115.43563636363635]
["SEE956061511231","GuD",1.2475799999999999,35040.2887605,115.43563636363635]
["SEE965551192713","GuD",60.9,35101.188760500001,115.43563636363635]
["SEE983959934148","GuD",67.86,35169.048760500002,115.43563636363635]
["SEE992769312817","GuD",4.3064999999999998,35173.3552605,115.43563636363635]
["SEE996145759296","GuD",4.7850000000000001,35178.140260500004,115.43563636363635]
["SEE999585452499","GuD",71.34,35249.4802605,115.43563636363635]
["SEE927820549208","GuD",4.1498999999999997,35253.630160499997,115.64316939890709]
["SEE977050146562","GuD",4.3717500000000005,35258.001910499996,115.64316939890709]
["SEE997706570718","GuD",4.3717500000000005,35262.373660499994,115.64316939890709]
["SEE929161243203","Steinkohle",417.6,35679.973660499993,115.74493827160494]
["SEE906834978235","Steinkohle",3.2616000000000001,35683.235260499991,116.11347535298488]
["SEE952372080091","Steinkohle",266.40000000000003,35949.635260499992,116.45577639751552]
["SEE947816911833","GuD",119.19,36068.825260499994,116.58650137741046]
["SEE919393178787","Steinkohle",143.20000000000002,36212.025260499991,117.17549999999999]
["SEE945908806647","Steinkohle",368,36580.025260499991,117.17549999999999]
["SEE954169155876","Steinkohle",43.2,36623.225260499989,117.17549999999999]
["SEE974883809046","Steinkohle",225.60000000000002,36848.825260499987,117.17549999999999]
["SEE981109871657","Steinkohle",71.2,36920.025260499984,117.17549999999999]
["SEE989328541450","Steinkohle",225.60000000000002,37145.625260499983,117.17549999999999]
["SEE905054165586","GuD",3.2816399999999999,37148.906900499984,117.54555555555554]
["SEE908089235248","GuD",160.08000000000001,37308.986900499985,117.54555555555554]
["SEE910080930862","GuD",3.2816399999999999,37312.268540499987,117.54555555555554]
["SEE912978354040","GuD",3.2816399999999999,37315.550180499988,117.54555555555554]
["SEE914857304191","GuD",160.08000000000001,37475.630180499989,117.54555555555554]
["SEE915645322953","GuD",20.010000000000002,37495.640180499991,117.54555555555554]
["SEE915966254872","GuD",195.75,37691.390180499991,117.54555555555554]
["SEE916894674336","GuD",3.2816399999999999,37694.671820499992,117.54555555555554]
["SEE921008505376","GuD",3.2816399999999999,37697.953460499994,117.54555555555554]
["SEE923412553844","GuD",7.83,37705.783460499995,117.54555555555554]
["SEE924373150776","GuD",20.010000000000002,37725.793460499997,117.54555555555554]
["SEE934669010578","GuD",93.96,37819.753460499996,117.54555555555554]
["SEE955085348786","GuD",3.2816399999999999,37823.035100499997,117.54555555555554]
["SEE957083466325","GuD",87,37910.035100499997,117.54555555555554]
["SEE957201039868","GuD",6.09,37916.125100499994,117.54555555555554]
["SEE960430412456","GuD",3.2816399999999999,37919.406740499995,117.54555555555554]
["SEE970143794190","GuD",3.2816399999999999,37922.688380499996,117.54555555555554]
["SEE970656434019","GuD",1.3920000000000001,37924.080380499996,117.54555555555554]
["SEE971876915975","GuD",3.2816399999999999,37927.362020499997,117.54555555555554]
["SEE991220769276","GuD",168.78,38096.142020499996,117.54555555555554]
["SEE996548424685","GuD",30.189000000000004,38126.331020499994,117.54555555555554]
["SEE997988564504","GuD",9.8692799999999998,38136.200300499993,117.54555555555554]
["SEE915289541482","Steinkohle",49.2,38185.40030049999,117.90427672955974]
["SEE932928232242","Steinkohle",108.80000000000001,38294.200300499993,117.90427672955974]
["SEE968950464368","Steinkohle",95.2,38389.40030049999,117.90427672955974]
["SEE987633796220","Steinkohle",108.80000000000001,38498.200300499993,117.90427672955974]
["SEE928580946900","GuD",97.875,38596.075300499993,118.52072829131652]
["SEE917943562765","Steinkohle",49.2,38645.27530049999,118.64227848101265]
["SEE959858570855","Gasturbine",33.408000000000001,38678.683300499993,119.01242937853107]
["SEE937052769589","Steinkohle",700,39378.683300499993,119.38968152866241]
["SEE903153060207","GuD",15.954929999999999,39394.638230499993,119.51242937853107]
["SEE972356296461","GuD",33.493259999999999,39428.131490499996,119.51242937853107]
["SEE961660070034","GuD",13.484999999999999,39441.616490499997,119.73509433962263]
["SEE978207781308","GuD",94.134,39535.750490499995,119.73509433962263]
["SEE923421872301","GuD",143.98499999999999,39679.735490499996,120.52108262108263]
["SEE932265704129","GuD",20.118749999999999,39699.854240499997,120.52108262108263]
["SEE943309807898","GuD",62.204999999999998,39762.059240499999,120.52108262108263]
["SEE944122961347","GuD",150.51,39912.569240500001,120.52108262108263]
["SEE964935453853","GuD",23.01933,39935.588570500004,120.52108262108263]
["SEE975464070619","GuD",20.672069999999998,39956.260640500004,120.52108262108263]
["SEE900403199748","GuD",10.577866289999999,39966.838506790002,120.86114285714285]
["SEE965768299069","GuD",47.704303710000005,40014.542810500003,120.86114285714285]
["SEE917432813484","Steinkohle",110.80000000000001,40125.342810500006,120.91341935483869]
["SEE959000487536","Steinkohle",110.80000000000001,40236.142810500009,120.91341935483869]
["SEE908746529123","GuD",31.32,40267.462810500008,121.5471264367816]
["SEE916662059105","GuD",31.32,40298.782810500008,121.5471264367816]
["SEE942226311273","GuD",31.32,40330.102810500008,121.5471264367816]
["SEE959025997980","GuD",33.93,40364.032810500008,121.5471264367816]
["SEE963454497492","GuD",33.93,40397.962810500008,121.5471264367816]
["SEE991087959599","GuD",21.75,40419.712810500008,121.5471264367816]
["SEE994538470544","GuD",33.93,40453.642810500009,121.5471264367816]
["SEE998644964959","GuD",33.93,40487.572810500009,121.5471264367816]
["SEE905714722562","Steinkohle",36,40523.572810500009,121.69012987012987]
["SEE954971534470","Steinkohle",580.80000000000007,41104.372810500012,122.47699346405228]
["SEE901410470721","GuD",53.94,41158.312810500014,122.59101449275363]
["SEE919296928137","GuD",98.065529999999995,41256.378340500014,122.59101449275363]
["SEE950477241393","GuD",64.38,41320.758340500011,122.59101449275363]
["SEE967194778880","GuD",53.94,41374.698340500014,122.59101449275363]
["SEE968254365774","GuD",53.94,41428.638340500016,122.59101449275363]
["SEE998383491525","Steinkohle",36,41464.638340500016,123.27421052631578]
["SEE902267138956","GuD",52.2,41516.838340500013,123.65321637426899]
["SEE904165703137","GuD",44.744969999999995,41561.583310500013,123.65321637426899]
["SEE905035807238","GuD",52.2,41613.78331050001,123.65321637426899]
["SEE912160334607","GuD",32.19,41645.973310500012,123.65321637426899]
["SEE918705951896","GuD",35.22804,41681.201350500014,123.65321637426899]
["SEE930522848685","GuD",33.408000000000001,41714.609350500017,123.65321637426899]
["SEE947225300921","GuD",32.19,41746.79935050002,123.65321637426899]
["SEE961788817153","GuD",10.44,41757.239350500022,123.65321637426899]
["SEE963827374382","GuD",48.72,41805.959350500023,123.65321637426899]
["SEE971164680486","GuD",22.234589999999997,41828.193940500023,123.65321637426899]
["SEE930673793902","Steinkohle",576,42404.193940500023,124.08198675496688]
["SEE981220191160","Steinkohle",14.8,42418.993940500026,124.90053333333331]
[null,"Steinkohle",8.8765199999999993,42427.870460500024,124.90053333333331]
["SEE958827094903","GuD",2.61,42430.480460500024,125.8345238095238]
["SEE987838157994","Steinkohle",168.8,42599.280460500027,126.57081081081081]
["SEE909886576275","GuD",174,42773.280460500027,126.82919999999999]
["SEE940780197517","GuD",12.587160000000001,42785.86762050003,126.82919999999999]
["SEE944095305490","GuD",26.1,42811.967620500029,126.82919999999999]
["SEE947712976042","GuD",1.131,42813.09862050003,126.82919999999999]
["SEE967844487346","GuD",44.37,42857.468620500033,126.82919999999999]
["SEE986633590692","GuD",4.4848499999999998,42861.953470500033,126.82919999999999]
["SEE994055148599","GuD",17.399999999999999,42879.353470500035,126.82919999999999]
["SEE999117793854","GuD",174,43053.353470500035,126.82919999999999]
["SEE966530598731","GuD",18.878999999999998,43072.232470500036,128.09515151515151]
["SEE977834211387","GuD",4.1760000000000002,43076.408470500035,128.09515151515151]
["SEE906326984744","Steinkohle",524.48,43600.888470500038,128.28684931506851]
["SEE904819420762","GuD",142.68,43743.568470500039,129.3869387755102]
["SEE948541471333","GuD",142.68,43886.248470500039,129.3869387755102]
["SEE992187994404","GuD",100.92,43987.168470500037,129.3869387755102]
["SEE934530018092","Steinkohle",92.800000000000011,44079.96847050004,130.05055555555558]
["SEE960100973492","Steinkohle",109.60000000000001,44189.568470500039,130.05055555555558]
["SEE975793104498","GuD",8.9462099999999989,44198.51468050004,130.17474332648871]
["SEE900549498521","GuD",8.786999999999999,44207.301680500037,132.05125000000001]
["SEE937997291855","GuD",8.786999999999999,44216.088680500034,132.05125000000001]
["SEE939848582457","GuD",8.786999999999999,44224.87568050003,132.05125000000001]
["SEE946069613440","GuD",8.786999999999999,44233.662680500027,132.05125000000001]
["SEE969511682320","GuD",8.786999999999999,44242.449680500024,132.05125000000001]
["SEE969616938483","GuD",92.200859999999992,44334.650540500021,132.32379958246347]
["SEE911850657996","Steinkohle",5.2,44339.850540500018,132.78992907801421]
["SEE988421065542","Steinkohle",12.16,44352.010540500021,132.78992907801421]
["SEE994134561226","Steinkohle",6.56,44358.570540500019,132.78992907801421]
["SEE907282834715","Gasturbine",46.545000000000002,44405.115540500017,134.32893617021276]
["SEE917960395155","Gasturbine",51.05247,44456.16801050002,134.32893617021276]
["SEE920575296687","Gasturbine",46.545000000000002,44502.713010500018,134.32893617021276]
["SEE926313104276","Gasturbine",46.545000000000002,44549.258010500016,134.32893617021276]
["SEE946736241334","Gasturbine",67.11614999999999,44616.374160500018,134.32893617021276]
["SEE948351715917","Gasturbine",571.59,45187.964160500014,134.32893617021276]
["SEE933236950972","Steinkohle",276,45463.964160500014,134.68187050359714]
["SEE961847934449","GuD",39.210900000000002,45503.175060500012,134.82893617021276]
["SEE998387657606","GuD",25.494479999999999,45528.669540500014,134.82893617021276]
["SEE952352206145","Steinkohle",276,45804.669540500014,135.64840579710147]
["SEE964450365167","Steinkohle",21.76,45826.429540500016,136.78728441976031]
["SEE970931306376","Steinkohle",21.76,45848.189540500018,136.78728441976031]
["SEE986520256656","Steinkohle",10.240000000000002,45858.429540500016,136.78728441976031]
["SEE993292613167","Steinkohle",12.752000000000001,45871.181540500016,136.78728441976031]
["SEE921098709050","GuD",50.46,45921.641540500015,137.7273913043478]
["SEE925192446583","GuD",50.46,45972.101540500014,137.7273913043478]
["SEE933564106935","GuD",50.46,46022.561540500014,137.7273913043478]
["SEE951620659119","GuD",50.46,46073.021540500013,137.7273913043478]
["SEE985908351792","GuD",312.33,46385.351540500014,137.7273913043478]
["SEE994418588468","GuD",312.33,46697.681540500016,137.7273913043478]
["SEE903508467828","GuD",1.7121599999999999,46699.393700500019,138.50174901617839]
["SEE921399860047","GuD",2.8579500000000002,46702.251650500017,138.50174901617839]
["SEE921888721163","GuD",1.7121599999999999,46703.963810500019,138.50174901617839]
["SEE932929596862","GuD",1.7121599999999999,46705.675970500022,138.50174901617839]
["SEE939597247393","GuD",1.7121599999999999,46707.388130500025,138.50174901617839]
["SEE945563004310","GuD",2.8579500000000002,46710.246080500023,138.50174901617839]
["SEE951279779923","GuD",1.7121599999999999,46711.958240500026,138.50174901617839]
["SEE902686859227","Steinkohle",11.920000000000002,46723.878240500024,138.63392592592592]
["SEE945740636167","Steinkohle",16,46739.878240500024,138.63392592592592]
["SEE959343099212","GuD",72.209999999999994,46812.088240500023,139.37590759075906]
["SEE901789931854","GuD",85.173000000000002,46897.261240500025,140.75466666666665]
["SEE907223904750","GuD",69.338999999999999,46966.600240500025,140.75466666666665]
["SEE908070409573","GuD",2.9005800000000002,46969.500820500027,140.75466666666665]
["SEE913600410226","GuD",2.9005800000000002,46972.401400500028,140.75466666666665]
["SEE914740925915","GuD",8.8739999999999988,46981.275400500032,140.75466666666665]
["SEE916830465356","GuD",8.6390999999999991,46989.914500500032,140.75466666666665]
["SEE916877868585","GuD",88.131,47078.045500500033,140.75466666666665]
["SEE920825895844","GuD",8.6390999999999991,47086.684600500033,140.75466666666665]
["SEE929068766096","GuD",2.4795000000000003,47089.164100500035,140.75466666666665]
["SEE934337929126","GuD",2.9005800000000002,47092.064680500036,140.75466666666665]
["SEE939218038409","GuD",5.4375,47097.502180500036,140.75466666666665]
["SEE939242219362","GuD",263.61,47361.112180500037,140.75466666666665]
["SEE943764365964","GuD",2.9005800000000002,47364.012760500038,140.75466666666665]
["SEE945401341942","GuD",8.6390999999999991,47372.651860500038,140.75466666666665]
["SEE945569399960","GuD",8.6390999999999991,47381.290960500039,140.75466666666665]
["SEE951582148140","GuD",8.6390999999999991,47389.930060500039,140.75466666666665]
["SEE956308510836","GuD",8.8739999999999988,47398.804060500042,140.75466666666665]
["SEE963197749315","GuD",8.8739999999999988,47407.678060500046,140.75466666666665]
["SEE964290104919","GuD",8.6390999999999991,47416.317160500046,140.75466666666665]
["SEE966089822219","GuD",8.6390999999999991,47424.956260500046,140.75466666666665]
["SEE967243760361","GuD",11.7363,47436.692560500043,140.75466666666665]
["SEE968581935343","GuD",2.9005800000000002,47439.593140500045,140.75466666666665]
["SEE976252866650","GuD",8.8739999999999988,47448.467140500048,140.75466666666665]
["SEE977368296324","GuD",8.8739999999999988,47457.341140500052,140.75466666666665]
["SEE977622942226","GuD",2.9005800000000002,47460.241720500053,140.75466666666665]
["SEE979557966681","GuD",8.6390999999999991,47468.880820500053,140.75466666666665]
["SEE983509659989","GuD",8.6390999999999991,47477.519920500054,140.75466666666665]
["SEE983807255883","GuD",17.208600000000001,47494.728520500052,140.75466666666665]
["SEE985585573104","GuD",85.173000000000002,47579.901520500054,140.75466666666665]
["SEE992213654456","GuD",263.61,47843.511520500055,140.75466666666665]
["SEE997770651436","GuD",8.6390999999999991,47852.150620500055,140.75466666666665]
["SEE934591835126","Steinkohle",11.284000000000001,47863.434620500055,141.75515151515151]
["SEE941166182769","Steinkohle",10.136800000000001,47873.571420500055,141.75515151515151]
["SEE943766131437","Steinkohle",11.36,47884.931420500056,141.75515151515151]
["SEE956216040883","Steinkohle",8.16,47893.091420500059,141.75515151515151]
["SEE956973616802","Steinkohle",13.788,47906.879420500059,141.75515151515151]
["SEE962877818310","Steinkohle",15.600000000000001,47922.479420500058,141.75515151515151]
["SEE969707026280","Steinkohle",4.3872,47926.866620500055,141.75515151515151]
["SEE976193474983","Steinkohle",10.136800000000001,47937.003420500056,141.75515151515151]
["SEE976489828827","Steinkohle",15.388,47952.391420500055,141.75515151515151]
["SEE989771083484","Steinkohle",6.5872000000000002,47958.978620500056,141.75515151515151]
["SEE907828499484","Steinkohle",14.4,47973.378620500058,142.69780353874316]
["SEE976415135319","GuD",12.18,47985.558620500058,143.72560145256466]
["SEE901050642113","GuD",49.870139999999999,48035.428760500057,143.91954545454544]
["SEE975556152230","GuD",56.55,48091.97876050006,143.91954545454544]
["SEE918609979057","Gasturbine",58.725000000000001,48150.703760500059,146.05694444444444]
["SEE936502086450","Gasturbine",80.040000000000006,48230.74376050006,146.05694444444444]
["SEE938587513135","Gasturbine",46.049100000000003,48276.792860500056,146.05694444444444]
["SEE939692270074","Gasturbine",46.049100000000003,48322.841960500053,146.05694444444444]
["SEE950689982695","Gasturbine",21.75,48344.591960500053,146.05694444444444]
["SEE970579995963","Gasturbine",24.210359999999998,48368.80232050005,146.05694444444444]
["SEE970667868155","Gasturbine",52.2,48421.002320500047,146.05694444444444]
["SEE974805767829","Gasturbine",80.040000000000006,48501.042320500048,146.05694444444444]
["SEE977613214097","Gasturbine",21.75,48522.792320500048,146.05694444444444]
["SEE978654614532","Gasturbine",40.020000000000003,48562.812320500045,146.05694444444444]
["SEE980915157566","Gasturbine",58.725000000000001,48621.537320500043,146.05694444444444]
["SEE983237534152","Gasturbine",25.708500000000001,48647.245820500044,146.05694444444444]
["SEE992864019192","Gasturbine",48.198,48695.443820500041,146.05694444444444]
["SEE922477386435","GuD",336.69,49032.133820500043,146.55694444444444]
["SEE982367992610","GuD",46.11,49078.243820500044,146.55694444444444]
["SEE982563254987","GuD",78.3,49156.543820500046,146.55694444444444]
["SEE914414538991","GuD",177.48,49334.02382050005,147.23162790697674]
["SEE920494524915","GuD",177.48,49511.503820500053,147.23162790697674]
["SEE976850689781","GuD",77.864999999999995,49589.368820500051,147.23162790697674]
["SEE910161577337","Steinkohle",13.677600000000002,49603.046420500054,147.2848818897638]
["SEE916683222854","Steinkohle",5.78,49608.826420500052,147.2848818897638]
["SEE906830618081","Braunkohle",13.05,49621.876420500055,148.69684542586751]
["SEE974201537415","Gasturbine",279.27,49901.146420500052,150.20142857142855]
["SEE955310827123","GuD",21.966629999999999,49923.113050500055,150.70142857142855]
["SEE986249505394","GuD",22.27983,49945.392880500054,150.70142857142855]
["SEE911764038249","GuD",333.21,50278.602880500053,151.23620071684587]
["SEE940081190514","GuD",3.8001600000000004,50282.403040500052,151.99135446685878]
["SEE991036415459","GuD",6.5754599999999996,50288.978500500052,151.99135446685878]
["SEE997248724068","GuD",6.5754599999999996,50295.553960500052,151.99135446685878]
["SEE917497526305","GuD",13.363199999999999,50308.917160500052,153.89445525291828]
["SEE989834346082","GuD",13.363199999999999,50322.280360500052,153.89445525291828]
["SEE995899706617","GuD",47.85,50370.13036050005,154.34048780487805]
["SEE965327731764","GuD",1.20669,50371.337050500049,154.48974609375]
["SEE998558143099","GuD",19.888199999999998,50391.225250500051,154.48974609375]
["SEE975094128629","GuD",17.399999999999999,50408.625250500052,154.52710622710623]
["SEE902845037787","GuD",3.915,50412.540250500053,155.88433111603842]
["SEE904076796426","GuD",8.2267200000000003,50420.766970500052,155.88433111603842]
["SEE905939296770","GuD",8.2267200000000003,50428.99369050005,155.88433111603842]
["SEE910823411191","GuD",3.915,50432.908690500051,155.88433111603842]
["SEE916115669219","GuD",8.2267200000000003,50441.13541050005,155.88433111603842]
["SEE916435406600","GuD",8.2267200000000003,50449.362130500049,155.88433111603842]
["SEE917331286914","GuD",3.915,50453.27713050005,155.88433111603842]
["SEE918100281437","GuD",3.915,50457.192130500051,155.88433111603842]
["SEE918583974024","GuD",8.2267200000000003,50465.418850500049,155.88433111603842]
["SEE921059219284","GuD",8.2267200000000003,50473.645570500048,155.88433111603842]
["SEE923401813959","GuD",160.94999999999999,50634.595570500045,155.88433111603842]
["SEE927436598478","GuD",2.9232,50637.518770500043,155.88433111603842]
["SEE929077603696","GuD",100.05,50737.568770500046,155.88433111603842]
["SEE932569905017","GuD",8.2267200000000003,50745.795490500044,155.88433111603842]
["SEE934242259776","GuD",8.2267200000000003,50754.022210500043,155.88433111603842]
["SEE937791832391","GuD",8.2267200000000003,50762.248930500042,155.88433111603842]
["SEE939823727910","GuD",8.2267200000000003,50770.475650500041,155.88433111603842]
["SEE940475173918","GuD",8.2267200000000003,50778.702370500039,155.88433111603842]
["SEE941552924256","GuD",8.2267200000000003,50786.929090500038,155.88433111603842]
["SEE946583344691","GuD",3.915,50790.844090500039,155.88433111603842]
["SEE951839779134","GuD",8.2267200000000003,50799.070810500038,155.88433111603842]
["SEE953574430066","GuD",8.2267200000000003,50807.297530500036,155.88433111603842]
["SEE963125615224","GuD",8.2267200000000003,50815.524250500035,155.88433111603842]
["SEE967283752913","GuD",2.9232,50818.447450500033,155.88433111603842]
["SEE967544153657","GuD",8.2267200000000003,50826.674170500031,155.88433111603842]
["SEE972750176482","GuD",3.8019000000000003,50830.47607050003,155.88433111603842]
["SEE979353792927","GuD",8.2267200000000003,50838.702790500029,155.88433111603842]
["SEE982889459141","GuD",2.9232,50841.625990500026,155.88433111603842]
["SEE985206646330","GuD",8.2267200000000003,50849.852710500025,155.88433111603842]
["SEE987324322059","GuD",8.2267200000000003,50858.079430500024,155.88433111603842]
["SEE994826833730","GuD",8.2267200000000003,50866.306150500022,155.88433111603842]
["SEE995752550746","GuD",2.9232,50869.22935050002,155.88433111603842]
["SEE985331675700","GuD",10.962,50880.191350500019,156.22740740740738]
["SEE901246020381","GuD",8.70261,50888.89396050002,156.30385375494069]
["SEE904748267797","GuD",3.8166899999999995,50892.710650500019,156.30385375494069]
["SEE907667929555","GuD",10.005000000000001,50902.715650500017,156.30385375494069]
["SEE929808661773","GuD",3.8906400000000003,50906.606290500014,156.30385375494069]
["SEE948545926433","GuD",3.8906400000000003,50910.496930500012,156.30385375494069]
["SEE949816813650","GuD",3.8166899999999995,50914.313620500012,156.30385375494069]
["SEE953235539855","GuD",8.4537899999999997,50922.767410500011,156.30385375494069]
["SEE956808243722","GuD",3.8906400000000003,50926.658050500009,156.30385375494069]
["SEE957602727647","GuD",3.8906400000000003,50930.548690500007,156.30385375494069]
["SEE957769851605","GuD",34.049190000000003,50964.597880500005,156.30385375494069]
["SEE968905685947","GuD",3.8166899999999995,50968.414570500005,156.30385375494069]
["SEE971156902916","GuD",3.8166899999999995,50972.231260500004,156.30385375494069]
["SEE972346658903","GuD",8.4537899999999997,50980.685050500004,156.30385375494069]
["SEE974615285285","GuD",8.4537899999999997,50989.138840500003,156.30385375494069]
["SEE984068604342","GuD",3.8906400000000003,50993.029480500001,156.30385375494069]
["SEE933402065318","GuD",3.5583,50996.587780499998,156.72566262075799]
["SEE934531299087","GuD",19.14,51015.727780499998,156.72566262075799]
["SEE955111508221","GuD",7.3306199999999997,51023.058400499998,156.72566262075799]
["SEE965333653821","GuD",48.72,51071.778400499999,156.72566262075799]
["SEE975166535577","GuD",6.96,51078.738400499999,156.72566262075799]
["SEE986959633936","GuD",7.7273399999999999,51086.465740499996,156.72566262075799]
["SEE988684097793","GuD",48.72,51135.185740499997,156.72566262075799]
["SEE993922966908","GuD",3.5583,51138.744040499994,156.72566262075799]
["SEE997719859992","GuD",45.24,51183.984040499992,156.72566262075799]
["SEE928797247012","GuD",2.3072400000000002,51186.291280499994,157.14977645305513]
["SEE931050475398","GuD",394.02299999999997,51580.314280499995,157.14977645305513]
["SEE945093389369","GuD",40.89,51621.204280499995,157.14977645305513]
["SEE958184152735","GuD",24.36,51645.564280499995,157.14977645305513]
["SEE977273010268","GuD",9.57,51655.134280499995,157.14977645305513]
["SEE977956291342","GuD",3.7601399999999998,51658.894420499993,157.14977645305513]
["SEE926418118239","Gasturbine",1.5854010000000001,51660.47982149999,157.66149999999999]
["SEE938018666973","Gasturbine",4.4369999999999994,51664.916821499988,157.66149999999999]
["SEE939524649245","Gasturbine",4.7850000000000001,51669.701821499992,157.66149999999999]
["SEE953048986860","Gasturbine",4.4369999999999994,51674.13882149999,157.66149999999999]
["SEE908119179962","GuD",3.2407500000000002,51677.379571499987,158.00499500499501]
["SEE912975333499","GuD",38.565360000000005,51715.944931499987,158.00499500499501]
["SEE925623713673","GuD",3.6600899999999998,51719.605021499985,158.00499500499501]
["SEE925705511180","GuD",3.6600899999999998,51723.265111499983,158.00499500499501]
["SEE925723270861","GuD",3.6757499999999999,51726.940861499985,158.00499500499501]
["SEE933094075404","GuD",25.812900000000003,51752.753761499982,158.00499500499501]
["SEE942581404276","GuD",3.6757499999999999,51756.429511499984,158.00499500499501]
["SEE964121468647","GuD",3.2442299999999999,51759.673741499981,158.00499500499501]
["SEE971995083203","GuD",9.048,51768.721741499983,158.00499500499501]
["SEE976877764072","GuD",3.6600899999999998,51772.381831499981,158.00499500499501]
["SEE980130244065","GuD",3.6600899999999998,51776.041921499978,158.00499500499501]
["SEE999306148830","GuD",3.6757499999999999,51779.71767149998,158.00499500499501]
["SEE900348277440","GuD",1.8905100000000001,51781.608181499978,158.16149999999999]
["SEE900364034072","GuD",5.6550000000000002,51787.263181499977,158.16149999999999]
["SEE900559860912","GuD",3.8367,51791.099881499977,158.16149999999999]
["SEE901196452256","GuD",5.8376999999999999,51796.937581499973,158.16149999999999]
["SEE902114639810","GuD",1.74,51798.677581499971,158.16149999999999]
["SEE906462907775","GuD",4.9329000000000001,51803.610481499971,158.16149999999999]
["SEE906681939748","GuD",1.8905100000000001,51805.500991499968,158.16149999999999]
["SEE907064154956","GuD",4.9329000000000001,51810.433891499968,158.16149999999999]
["SEE907892165506","GuD",1.6964999999999999,51812.130391499966,158.16149999999999]
["SEE908040387344","GuD",1.7230349999999999,51813.853426499969,158.16149999999999]
["SEE909963484639","GuD",2.2184999999999997,51816.071926499972,158.16149999999999]
["SEE911689709217","GuD",5.22,51821.291926499973,158.16149999999999]
["SEE914143996840","GuD",6.4623600000000003,51827.75428649997,158.16149999999999]
["SEE914688001801","GuD",3.7749300000000003,51831.52921649997,158.16149999999999]
["SEE916733797554","GuD",3.6105000000000005,51835.139716499973,158.16149999999999]
["SEE917568874298","GuD",5.1103799999999993,51840.250096499971,158.16149999999999]
["SEE919286948329","GuD",6.7859999999999996,51847.036096499971,158.16149999999999]
["SEE919395394109","GuD",2.9232,51849.959296499968,158.16149999999999]
["SEE920560912882","GuD",45.908160000000002,51895.867456499967,158.16149999999999]
["SEE926582462244","GuD",3.8367,51899.704156499967,158.16149999999999]
["SEE926990956885","GuD",1.7643599999999999,51901.468516499968,158.16149999999999]
["SEE928983473973","GuD",1.7391300000000001,51903.20764649997,158.16149999999999]
["SEE929826629465","GuD",11.092499999999999,51914.300146499969,158.16149999999999]
["SEE933714674710","GuD",8.6999999999999993,51923.000146499966,158.16149999999999]
["SEE934292362181","GuD",1.7189460000000001,51924.719092499967,158.16149999999999]
["SEE935253303649","GuD",3.7409999999999997,51928.460092499969,158.16149999999999]
["SEE936112096313","GuD",1.70259,51930.162682499969,158.16149999999999]
["SEE937830141170","GuD",3.2503200000000003,51933.413002499969,158.16149999999999]
["SEE938449433663","GuD",6.2640000000000002,51939.677002499971,158.16149999999999]
["SEE939211785720","GuD",6.7859999999999996,51946.463002499971,158.16149999999999]
["SEE941055812814","GuD",4.5544500000000001,51951.017452499975,158.16149999999999]
["SEE941875842596","GuD",30.45,51981.467452499972,158.16149999999999]
["SEE942234222677","GuD",1.8905100000000001,51983.357962499969,158.16149999999999]
["SEE942954514045","GuD",2.6448,51986.002762499971,158.16149999999999]
["SEE943007353727","GuD",1.7139,51987.716662499974,158.16149999999999]
["SEE943109996648","GuD",3.7409999999999997,51991.457662499975,158.16149999999999]
["SEE945217244789","GuD",45.632370000000002,52037.090032499975,158.16149999999999]
["SEE945807171310","GuD",1.1745000000000001,52038.264532499976,158.16149999999999]
["SEE945933440847","GuD",4.7850000000000001,52043.049532499979,158.16149999999999]
["SEE946476002431","GuD",18.10905,52061.158582499978,158.16149999999999]
["SEE947745452346","GuD",6.8730000000000002,52068.031582499978,158.16149999999999]
["SEE947763810036","GuD",7.8552299999999997,52075.886812499979,158.16149999999999]
["SEE947894664195","GuD",3.8793299999999995,52079.766142499982,158.16149999999999]
["SEE949685414514","GuD",1.5399,52081.306042499986,158.16149999999999]
["SEE951802406722","GuD",6.4185555000000001,52087.724597999986,158.16149999999999]
["SEE952857304476","GuD",1.5486,52089.273197999988,158.16149999999999]
["SEE956207547964","GuD",1.8905100000000001,52091.163707999985,158.16149999999999]
["SEE956674158182","GuD",1.1745000000000001,52092.338207999986,158.16149999999999]
["SEE957639615832","GuD",12.040799999999999,52104.379007999989,158.16149999999999]
["SEE957844983702","GuD",7.83,52112.209007999991,158.16149999999999]
["SEE957939399869","GuD",1.7121599999999999,52113.921167999993,158.16149999999999]
["SEE958897712714","GuD",1.7230349999999999,52115.644202999996,158.16149999999999]
["SEE959229794460","GuD",29.58,52145.224202999998,158.16149999999999]
["SEE960162708360","GuD",4.6362299999999994,52149.860432999994,158.16149999999999]
["SEE960935066536","GuD",6.5250000000000004,52156.385432999996,158.16149999999999]
["SEE964821359092","GuD",3.8793299999999995,52160.264762999999,158.16149999999999]
["SEE965444118547","GuD",4.6275300000000001,52164.892292999997,158.16149999999999]
["SEE965711846036","GuD",6.5250000000000004,52171.417292999999,158.16149999999999]
["SEE967448123107","GuD",1.8905100000000001,52173.307802999996,158.16149999999999]
["SEE968984873471","GuD",1.1484000000000001,52174.456202999994,158.16149999999999]
["SEE969074173341","GuD",30.45,52204.906202999991,158.16149999999999]
["SEE972128015696","GuD",27.057000000000002,52231.963202999992,158.16149999999999]
["SEE973271553004","GuD",4.8459000000000003,52236.809102999992,158.16149999999999]
["SEE975854838485","GuD",3.7409999999999997,52240.550102999994,158.16149999999999]
["SEE977583940965","GuD",1.8931200000000001,52242.443222999995,158.16149999999999]
["SEE979791664664","GuD",43.064999999999998,52285.508222999997,158.16149999999999]
["SEE980823248912","GuD",22.558229999999998,52308.066452999999,158.16149999999999]
["SEE981577567892","GuD",6.0203999999999995,52314.086853000001,158.16149999999999]
["SEE982138852266","GuD",3.5669999999999997,52317.653853000003,158.16149999999999]
["SEE982412379564","GuD",1.2162599999999999,52318.870113000004,158.16149999999999]
["SEE984352856976","GuD",2.71353,52321.583643000005,158.16149999999999]
["SEE986400818790","GuD",3.5835299999999997,52325.167173000009,158.16149999999999]
["SEE986561991462","GuD",1.6964999999999999,52326.863673000007,158.16149999999999]
["SEE987278903410","GuD",27.405000000000001,52354.268673000006,158.16149999999999]
["SEE987729168146","GuD",4.3499999999999996,52358.618673000004,158.16149999999999]
["SEE989342161450","GuD",5.67936,52364.298033000006,158.16149999999999]
["SEE990308000553","GuD",1.7678400000000001,52366.065873000007,158.16149999999999]
["SEE990935582224","GuD",5.22,52371.285873000008,158.16149999999999]
["SEE994281911899","GuD",1.7660999999999998,52373.051973000009,158.16149999999999]
["SEE995184160995","GuD",1.8531,52374.905073000009,158.16149999999999]
["SEE995596088894","GuD",4.7850000000000001,52379.690073000012,158.16149999999999]
["SEE996431301710","GuD",3.7409999999999997,52383.431073000014,158.16149999999999]
["SEE997674469793","GuD",1.9488000000000001,52385.379873000013,158.16149999999999]
["SEE998028907619","GuD",1.7469600000000001,52387.126833000009,158.16149999999999]
["SEE998778600532","GuD",3.8367,52390.963533000009,158.16149999999999]
["SEE900240101683","GuD",3.8628000000000005,52394.826333000012,158.43613824192335]
["SEE911283118750","GuD",33.234000000000002,52428.060333000009,158.43613824192335]
["SEE913280112274","GuD",18.27,52446.330333000005,158.43613824192335]
["SEE914749097217","GuD",3.8628000000000005,52450.193133000008,158.43613824192335]
["SEE916865356940","GuD",27.84,52478.033133000004,158.43613824192335]
["SEE923729511377","GuD",3.7523099999999996,52481.785443000008,158.43613824192335]
["SEE924343365650","GuD",26.048669999999998,52507.834113000004,158.43613824192335]
["SEE940178738247","GuD",4.1385899999999998,52511.972703000007,158.43613824192335]
["SEE942845579245","GuD",37.768439999999998,52549.741143000007,158.43613824192335]
["SEE949085992346","GuD",14.972700000000001,52564.713843000005,158.43613824192335]
["SEE952488583202","GuD",24.36,52589.073843000006,158.43613824192335]
["SEE963962520354","GuD",3.7523099999999996,52592.826153000009,158.43613824192335]
["SEE969792129750","GuD",3.8628000000000005,52596.688953000012,158.43613824192335]
["SEE970554561831","GuD",18.596250000000001,52615.285203000014,158.43613824192335]
["SEE986713152253","GuD",24.299099999999999,52639.584303000011,158.43613824192335]
["SEE990603147649","GuD",17.835000000000001,52657.41930300001,158.43613824192335]
["SEE993713255198","GuD",17.200770000000002,52674.620073000013,158.43613824192335]
["SEE994027750690","GuD",4.1325000000000003,52678.752573000012,158.43613824192335]
["SEE997867646000","GuD",63.945,52742.697573000012,158.43613824192335]
["SEE902725989434","GuD",2.28288,52744.980453000011,158.86966348568558]
["SEE906385906152","GuD",3.6539999999999999,52748.634453000013,158.86966348568558]
["SEE908927793930","GuD",2.28288,52750.917333000012,158.86966348568558]
["SEE910326850336","GuD",2.28288,52753.200213000011,158.86966348568558]
["SEE911257641864","GuD",3.6539999999999999,52756.854213000013,158.86966348568558]
["SEE914989602134","GuD",43.326000000000001,52800.180213000014,158.86966348568558]
["SEE932621971301","GuD",6.2205000000000004,52806.400713000017,158.86966348568558]
["SEE943297204990","GuD",33.590873999999999,52839.991587000019,158.86966348568558]
["SEE945436960576","GuD",6.2205000000000004,52846.212087000022,158.86966348568558]
["SEE951458309484","GuD",3.6539999999999999,52849.866087000024,158.86966348568558]
["SEE966481430050","GuD",3.6539999999999999,52853.520087000026,158.86966348568558]
["SEE969540726491","GuD",43.326000000000001,52896.846087000027,158.86966348568558]
["SEE989785638618","GuD",2.28288,52899.128967000026,158.86966348568558]
["SEE993957305321","GuD",11.7624,52910.891367000026,158.86966348568558]
["SEE999839188105","GuD",3.6539999999999999,52914.545367000028,158.86966348568558]
["SEE919137629452","GuD",15.1206,52929.66596700003,159.14679245283017]
["SEE928072880231","GuD",12.006,52941.671967000031,159.14679245283017]
["SEE948546582201","GuD",15.1206,52956.792567000033,159.14679245283017]
["SEE930322571356","GuD",3.6896699999999996,52960.482237000033,159.30559053135229]
["SEE970980016073","GuD",3.6896699999999996,52964.171907000033,159.30559053135229]
["SEE979899728817","GuD",3.6896699999999996,52967.861577000032,159.30559053135229]
["SEE907508778663","GuD",2.7840000000000003,52970.645577000032,160.62798374809549]
["SEE912906399075","GuD",54.642960000000002,53025.288537000029,161.07372039724982]
["SEE995077047419","GuD",50.46,53075.748537000029,161.07372039724982]
["SEE913609763316","GuD",6.3075000000000001,53082.056037000031,161.52196118488251]
["SEE919189403703","GuD",19.23657,53101.292607000032,161.52196118488251]
["SEE964717210810","GuD",9.1985100000000006,53110.491117000034,161.52196118488251]
["SEE968474056711","GuD",19.23657,53129.727687000035,161.52196118488251]
["SEE969023487444","GuD",3.7844999999999995,53133.512187000037,161.52196118488251]
["SEE988616317180","GuD",10.1442,53143.656387000039,161.52196118488251]
["SEE914438115895","GuD",49.455149999999996,53193.111537000041,161.97272727272727]
["SEE920193460095","GuD",4.7188800000000004,53197.830417000041,161.97272727272727]
["SEE939329445868","GuD",4.6423200000000007,53202.47273700004,161.97272727272727]
["SEE946568262484","GuD",49.71528,53252.188017000037,161.97272727272727]
["SEE989392899242","GuD",4.6423200000000007,53256.830337000036,161.97272727272727]
["SEE999181532861","GuD",4.7188800000000004,53261.549217000036,161.97272727272727]
["SEE918373264410","GuD",26.709,53288.258217000039,162.01383196721309]
["SEE971867565370","GuD",60.9,53349.15821700004,162.42604006163327]
["SEE946394519998","GuD",3.3196163699999999,53352.477833370038,162.88192119495235]
["SEE946744372112","GuD",46.631999999999998,53399.109833370036,162.88192119495235]
["SEE949201577754","GuD",3.3196163699999999,53402.429449740033,162.88192119495235]
["SEE987326760026","GuD",15.355499999999999,53417.784949740031,162.88192119495235]
["SEE927473609168","GuD",63.040199999999992,53480.825149740034,163.34039256198346]
["SEE945071514516","GuD",4.9746600000000001,53485.799809740034,163.34039256198346]
["SEE964745752825","GuD",34.974000000000004,53520.773809740036,163.34039256198346]
["SEE977708202411","GuD",4.9746600000000001,53525.748469740036,163.34039256198346]
["SEE901884895389","GuD",11.136000000000001,53536.884469740035,163.80147630147627]
["SEE922981583535","GuD",4.4369999999999994,53541.321469740033,163.80147630147627]
["SEE946029200710","GuD",7.0731000000000011,53548.394569740034,163.80147630147627]
["SEE953991032447","GuD",11.560560000000001,53559.955129740032,163.80147630147627]
["SEE975024902015","GuD",2.1053999999999999,53562.060529740033,163.80147630147627]
["SEE982694984074","GuD",1.7391300000000001,53563.799659740034,163.80147630147627]
["SEE982892019516","GuD",4.4108999999999998,53568.210559740037,163.80147630147627]
["SEE991039408854","GuD",4.7763,53572.986859740035,163.80147630147627]
["SEE997682781566","GuD",5.22,53578.206859740036,163.80147630147627]
["SEE900295294101","GuD",2.81271,53581.019569740034,164.2651948051948]
["SEE921316314745","GuD",2.86056,53583.880129740035,164.2651948051948]
["SEE957952105034","GuD",11.831999999999999,53595.712129740037,164.2651948051948]
["SEE961328936443","GuD",2.8588200000000001,53598.570949740038,164.2651948051948]
["SEE997562455938","GuD",2.8649100000000001,53601.435859740035,164.2651948051948]
["SEE918407219966","GuD",10.092000000000001,53611.527859740032,164.73157072154206]
["SEE926239714443","GuD",22.371179999999999,53633.899039740034,164.73157072154206]
["SEE961057667205","GuD",9.0218999999999987,53642.920939740034,164.73157072154206]
["SEE970401548961","GuD",10.092000000000001,53653.012939740031,164.73157072154206]
["SEE918916993708","Gasturbine",43.5,53696.512939740031,165.17238669111867]
["SEE903406002589","GuD",3.37473,53699.887669740034,165.20062695924764]
["SEE914224312040","GuD",3.37473,53703.262399740037,165.20062695924764]
["SEE923918497345","GuD",3.37473,53706.63712974004,165.20062695924764]
["SEE932664806912","GuD",3.37473,53710.011859740043,165.20062695924764]
["SEE956441736957","GuD",3.37473,53713.386589740046,165.20062695924764]
["SEE970377695522","GuD",3.37473,53716.76131974005,165.20062695924764]
["SEE973250051972","GuD",16.356000000000002,53733.117319740049,165.20062695924764]
["SEE987679030500","GuD",3.37473,53736.492049740053,165.20062695924764]
["SEE992079247007","GuD",3.37473,53739.866779740056,165.20062695924764]
["SEE995527175044","GuD",3.37473,53743.241509740059,165.20062695924764]
["SEE934554511586","GuD",4.4222099999999998,53747.663719740056,165.67238669111867]
["SEE936873341158","GuD",3.8532300000000004,53751.516949740057,165.67238669111867]
["SEE952340290002","GuD",2.9084099999999999,53754.425359740053,165.67238669111867]
["SEE958711841521","GuD",2.4795000000000003,53756.904859740054,165.67238669111867]
["SEE987361570932","GuD",32.015999999999998,53788.920859740057,165.67238669111867]
["SEE915098640406","Gasturbine",4.7850000000000001,53793.705859740061,165.90684210526314]
["SEE985412461604","Gasturbine",0.97692299999999999,53794.682782740063,165.90684210526314]
["SEE990877363660","Gasturbine",0.94656000000000007,53795.62934274006,165.90684210526314]
["SEE994968008959","Gasturbine",1.3224,53796.951742740057,165.90684210526314]
["SEE914878135613","GuD",35.582999999999998,53832.534742740056,166.14687335785601]
["SEE922579581844","GuD",4.3030200000000001,53836.837762740055,166.14687335785601]
["SEE950355589975","GuD",25.656299999999998,53862.494062740057,166.14687335785601]
["SEE955837429145","GuD",4.5674999999999999,53867.061562740055,166.14687335785601]
["SEE960254517375","GuD",8.786999999999999,53875.848562740051,166.14687335785601]
["SEE968206101610","GuD",4.3030200000000001,53880.151582740051,166.14687335785601]
["SEE976907281142","GuD",34.034399999999998,53914.185982740048,166.14687335785601]
["SEE979396678813","GuD",15.747000000000002,53929.932982740051,166.14687335785601]
["SEE998356674993","GuD",4.3030200000000001,53934.23600274005,166.14687335785601]
["SEE999966551940","GuD",35.582999999999998,53969.819002740049,166.14687335785601]
["SEE906120609386","GuD",24.749760000000002,53994.568762740048,166.40684210526314]
["SEE908836263777","GuD",4.3369499999999999,53998.905712740045,166.40684210526314]
["SEE918111432224","GuD",4.4978999999999996,54003.403612740047,166.40684210526314]
["SEE919366422664","GuD",14.797829999999999,54018.20144274005,166.40684210526314]
["SEE925388069183","GuD",4.2969299999999997,54022.498372740047,166.40684210526314]
["SEE931197865137","GuD",4.4918100000000001,54026.990182740046,166.40684210526314]
["SEE933639931950","GuD",1.5660000000000001,54028.556182740045,166.40684210526314]
["SEE936364054154","GuD",3.7540500000000003,54032.310232740048,166.40684210526314]
["SEE937617144974","GuD",4.3369499999999999,54036.647182740046,166.40684210526314]
["SEE940809994431","GuD",3.8854200000000003,54040.532602740044,166.40684210526314]
["SEE945811865984","GuD",1.3049999999999999,54041.837602740045,166.40684210526314]
["SEE962906846994","GuD",4.2925800000000001,54046.130182740046,166.40684210526314]
["SEE975815924073","GuD",2.8301099999999999,54048.960292740048,166.40684210526314]
["SEE979811488683","GuD",4.7850000000000001,54053.745292740052,166.40684210526314]
["SEE988996320985","GuD",1.35111,54055.096402740055,166.40684210526314]
["SEE996946209945","GuD",3.7540500000000003,54058.850452740058,166.40684210526314]
["SEE926471060193","GuD",9.8310000000000013,54068.681452740057,166.62411067193676]
["SEE946501569267","GuD",10.44,54079.121452740059,166.62411067193676]
["SEE970114818481","GuD",10.44,54089.561452740061,166.62411067193676]
["SEE991627285584","GuD",3.915,54093.476452740062,166.62411067193676]
["SEE901925227438","GuD",5.53146,54099.00791274006,167.10412262156444]
["SEE908154984538","GuD",4.4952899999999998,54103.503202740059,167.10412262156444]
["SEE909727831365","GuD",8.5512300000000003,54112.054432740057,167.10412262156444]
["SEE935952275827","GuD",12.336599999999999,54124.391032740059,167.10412262156444]
["SEE941053107073","GuD",15.4686,54139.859632740059,167.10412262156444]
["SEE943682372433","GuD",4.8980999999999995,54144.757732740058,167.10412262156444]
["SEE960916622249","GuD",4.4952899999999998,54149.253022740057,167.10412262156444]
["SEE964073339897","GuD",11.484,54160.737022740053,167.10412262156444]
["SEE966835021620","GuD",1.33284,54162.069862740056,167.10412262156444]
["SEE968058469012","GuD",4.4952899999999998,54166.565152740055,167.10412262156444]
["SEE976376888927","GuD",4.2804000000000002,54170.845552740058,167.10412262156444]
["SEE985288285472","GuD",1.33284,54172.178392740061,167.10412262156444]
["SEE994429144455","GuD",96.356849999999994,54268.535242740058,167.10412262156444]
["SEE998526561375","GuD",20.010000000000002,54288.54524274006,167.10412262156444]
["SEE961620762023","GuD",8.6999999999999993,54297.245242740057,167.5429252782194]
["SEE900758207372","GuD",8.2650000000000006,54305.510242740056,167.58693347468855]
["SEE905257392765","GuD",13.05,54318.560242740059,167.58693347468855]
["SEE906231810480","GuD",4.81806,54323.378302740057,167.58693347468855]
["SEE911097916719","GuD",26.664856199999999,54350.043158940054,167.58693347468855]
["SEE945682618689","GuD",14.138744099999998,54364.181903040051,167.58693347468855]
["SEE954367504490","GuD",4.4108999999999998,54368.592803040054,167.58693347468855]
["SEE972598164399","GuD",1.7747999999999999,54370.367603040053,167.58693347468855]
["SEE972612434835","GuD",4.9076700000000004,54375.275273040053,167.58693347468855]
["SEE975217906967","GuD",4.81806,54380.093333040051,167.58693347468855]
["SEE991299080678","GuD",4.81806,54384.911393040049,167.58693347468855]
["SEE910951087138","GuD",4.1760000000000002,54389.087393040048,168.07256778309409]
["SEE957488519732","GuD",8.2650000000000006,54397.352393040048,168.07256778309409]
["SEE900100287427","GuD",5.5766999999999998,54402.929093040046,168.56105038656358]
["SEE924235173530","GuD",5.5766999999999998,54408.505793040043,168.56105038656358]
["SEE903702464654","GuD",4.5570600000000008,54413.062853040043,169.54666130329846]
["SEE927766801477","GuD",3.1728899999999998,54416.235743040044,169.54666130329846]
["SEE953784241926","GuD",11.45529,54427.691033040042,169.54666130329846]
["SEE957723162266","GuD",52.025999999999996,54479.71703304004,169.54666130329846]
["SEE961202959384","GuD",5.3304900000000002,54485.047523040041,169.54666130329846]
["SEE980976424690","GuD",6.66594,54491.71346304004,169.54666130329846]
["SEE987913244618","GuD",10.46175,54502.175213040042,169.54666130329846]
["SEE995754822537","GuD",5.3304900000000002,54507.505703040042,169.54666130329846]
["SEE997216629753","GuD",6.1430699999999998,54513.64877304004,169.54666130329846]
["SEE906061539261","GuD",4.2629999999999999,54517.911773040039,170.04384077460998]
["SEE961687984079","GuD",4.2629999999999999,54522.174773040038,170.04384077460998]
["SEE963192915654","GuD",2.0880000000000001,54524.262773040042,170.04384077460998]
["SEE982127973149","GuD",27.1005,54551.363273040042,170.04384077460998]
["SEE994210380116","GuD",8.4911999999999992,54559.854473040039,170.04384077460998]
["SEE974045584156","Gasturbine",4.3499999999999996,54564.204473040038,170.5470779220779]
["SEE975248607116","GuD",4.0890000000000004,54568.293473040037,170.86378378378379]
["SEE980608407671","GuD",13.568519999999999,54581.861993040038,170.86378378378379]
["SEE905229048430","GuD",4.3499999999999996,54586.211993040037,171.0470779220779]
["SEE964447287038","GuD",4.2577800000000003,54590.469773040037,171.0470779220779]
["SEE971914041024","GuD",45.152999999999999,54635.622773040035,171.0470779220779]
["SEE940039139749","GuD",28.71,54664.332773040034,172.06232988568317]
["SEE901120268069","Steinkohle",14.719999999999999,54679.052773040035,172.96740740740742]
["SEE952266131625","Steinkohle",16.411200000000001,54695.463973040038,172.96740740740742]
["SEE953373967701","Steinkohle",12.600000000000001,54708.063973040036,172.96740740740742]
["SEE991559435767","Steinkohle",12.510400000000001,54720.574373040035,172.96740740740742]
["SEE993408840296","Steinkohle",36.792000000000002,54757.366373040037,172.96740740740742]
["SEE993836152862","Steinkohle",14.057600000000001,54771.423973040037,172.96740740740742]
["SEE925631744058","GuD",6.5093399999999999,54777.933313040034,173.08981380065714]
["SEE968234156613","GuD",21.75,54799.683313040034,173.60821202966218]
["SEE997242656822","GuD",28.71,54828.393313040033,173.65549450549452]
["SEE903050601572","GuD",11.744999999999999,54840.138313040035,174.65446255871785]
["SEE913556136355","GuD",5.5941000000000001,54845.732413040037,174.65446255871785]
["SEE921503407342","GuD",32.712000000000003,54878.444413040037,174.65446255871785]
["SEE929198153032","GuD",8.0474999999999994,54886.491913040038,174.65446255871785]
["SEE956085205437","GuD",39.845999999999997,54926.337913040035,174.65446255871785]
["SEE945038569870","GuD",2.9579999999999997,54929.295913040034,175.71351125938281]
["SEE985796237000","GuD",20.445,54949.740913040034,175.71351125938281]
["SEE982512881400","GuD",17.747999999999998,54967.488913040033,176.24790853318461]
["SEE926090463146","GuD",62.64,55030.128913040033,176.7855944055944]
["SEE962934119541","GuD",62.64,55092.768913040032,176.7855944055944]
["SEE910102553963","GuD",8.6999999999999993,55101.468913040029,177.2279865395401]
["SEE950309975076","GuD",6.5250000000000004,55107.993913040031,177.32659932659934]
["SEE933709962471","Gasturbine",3.9567600000000001,55111.950673040032,178.01864406779663]
["SEE972969049737","Gasturbine",4.4108999999999998,55116.361573040034,178.01864406779663]
[null,"Gasturbine",3728.0505806999977,58844.412153740035,178.01864406779663]
["SEE908238702164","GuD",8.1780000000000008,58852.590153740035,178.41869000564651]
["SEE971801168636","GuD",4.9590000000000005,58857.549153740038,178.41869000564651]
["SEE922153723905","GuD",18.6615,58876.21065374004,178.96983857264229]
["SEE917033307511","GuD",11.571,58887.781653740043,179.27191489361704]
["SEE980525088564","GuD",28.014000000000003,58915.795653740046,179.27191489361704]
["SEE993301547841","GuD",25.23,58941.025653740049,179.27191489361704]
["SEE914931712744","GuD",2.7840000000000003,58943.809653740049,180.08250213736108]
["SEE955802157592","GuD",2.7840000000000003,58946.593653740048,180.08250213736108]
["SEE960507530304","GuD",9.8310000000000013,58956.424653740047,180.08250213736108]
["SEE963301495572","GuD",5.5244999999999997,58961.949153740046,180.08250213736108]
["SEE901516014812","GuD",2.2968000000000002,58964.245953740043,180.54171428571431]
["SEE908658611688","GuD",5.2373999999999992,58969.483353740041,180.54171428571431]
["SEE911507913505","GuD",2.3681399999999999,58971.85149374004,180.54171428571431]
["SEE931044787582","GuD",2.61,58974.46149374004,180.54171428571431]
["SEE935809614632","GuD",5.35311,58979.814603740037,180.54171428571431]
["SEE948869114622","GuD",5.7510393000000004,58985.565643040034,180.54171428571431]
["SEE980794086872","GuD",7.3949999999999996,58992.960643040031,180.54171428571431]
["SEE994477053693","GuD",4.2029700000000005,58997.163613040029,180.54171428571431]
["SEE994422897143","GuD",10.092000000000001,59007.255613040026,180.64408233276157]
["SEE953718174887","Gasturbine",17.399999999999999,59024.655613040028,180.65768348623854]
["SEE958518628752","GuD",17.399999999999999,59042.055613040029,181.77790563866512]
["SEE995462815548","GuD",24.794999999999998,59066.850613040027,181.77790563866512]
["SEE940616845582","Gasturbine",4.2978000000000005,59071.148413040028,184.17626425021922]
["SEE952058615067","GuD",46.98,59118.128413040031,184.67626425021922]
["SEE969051180959","GuD",10.521084000000002,59128.649497040031,184.67626425021922]
["SEE900341307519","GuD",7.7430000000000003,59136.392497040033,185.26715542521993]
["SEE936262825863","GuD",143.28899999999999,59279.68149704003,185.26715542521993]
["SEE949799257847","GuD",81.78,59361.461497040029,185.26715542521993]
["SEE964242179781","Gasturbine",97.44,59458.901497040031,186.1790780141844]
["SEE986331287955","Braunkohle",85.26,59544.161497040033,187.34940239043823]
["SEE930751125922","GuD",11.31,59555.471497040031,189.51260126012602]
["SEE948481095354","GuD",11.31,59566.781497040029,189.51260126012602]
["SEE904364883227","GuD",6.0030000000000001,59572.784497040026,191.39272727272726]
["SEE912020488365","GuD",51.852000000000004,59624.636497040025,191.39272727272726]
["SEE912994271871","GuD",51.852000000000004,59676.488497040024,191.39272727272726]
["SEE918857857947","GuD",3.8186649000000004,59680.307161940022,191.39272727272726]
["SEE945462188876","GuD",23.898899999999998,59704.206061940022,191.39272727272726]
["SEE956884287917","GuD",10.353,59714.559061940025,191.39272727272726]
["SEE987512757786","GuD",53.591999999999999,59768.151061940021,191.39272727272726]
["SEE990015251552","GuD",11.136000000000001,59779.28706194002,191.39272727272726]
["SEE945580171361","GuD",15.66,59794.947061940024,192.66717510677242]
["SEE949722134498","GuD",10.335600000000001,59805.282661940022,192.66717510677242]
["SEE952807166543","GuD",10.335600000000001,59815.618261940021,192.66717510677242]
["SEE956631893736","GuD",7.83,59823.448261940022,192.66717510677242]
["SEE964215288830","GuD",7.4819999999999993,59830.930261940026,192.66717510677242]
["SEE992491089179","GuD",1.7121599999999999,59832.642421940029,192.66717510677242]
["SEE902796244388","GuD",9.57,59842.212421940028,193.31083562901745]
["SEE932235962276","GuD",3.5835299999999997,59845.795951940032,194.31415384615383]
["SEE955526290162","GuD",3.8558400000000002,59849.651791940028,194.31415384615383]
["SEE979557573551","GuD",1.7225999999999999,59851.374391940029,194.31415384615383]
["SEE985657410085","GuD",3.8558400000000002,59855.230231940026,194.31415384615383]
["SEE988467810380","GuD",1.7225999999999999,59856.952831940027,194.31415384615383]
["SEE904161631090","Gasturbine",70.47,59927.422831940028,199.93523809523808]
["SEE972458947407","Gasturbine",56.289000000000001,59983.711831940025,199.93523809523808]
["SEE973793127974","GuD",139.19999999999999,60122.911831940022,200.43523809523808]
["SEE900040609433","Steinkohle",4.9119999999999999,60127.823831940019,200.65569892473115]
["SEE909339504022","Steinkohle",4.9119999999999999,60132.735831940015,200.65569892473115]
["SEE993385162510","Steinkohle",4.6288,60137.364631940014,200.65569892473115]
["SEE989503748513","Gasturbine",58.029000000000003,60195.393631940016,201.59090909090907]
["SEE950041295098","Öl",43.35,60238.743631940015,202.55999999999997]
["SEE963975943188","Gasturbine",49.589999999999996,60288.333631940011,203.27437056165266]
["SEE971282697380","Gasturbine",39.15,60327.483631940013,206.72751149047932]
["SEE963817764100","GuD",21.75,60349.233631940013,218.3325259515571]
["SEE918056935682","GuD",30.841500000000003,60380.075131940015,233.59111111111108]
["SEE997526539162","Öl",16.149999999999999,60396.225131940017,244.91199119911991]
["SEE902418917676","Öl",1.19,60397.415131940019,251.80995475113122]
["SEE910471578864","GuD",21.75,60419.165131940019,252.15839999999997]
["SEE972526098451","GuD",20.010000000000002,60439.175131940021,252.15839999999997]
["SEE900452778307","Sonstige",6.9699999999999989,60446.145131940022,263.43599999999998]
["SEE931652054403","Sonstige",3.57,60449.715131940022,263.43599999999998]
["SEE943210695102","Sonstige",30.770000000000003,60480.485131940019,263.43599999999998]
["SEE988071059649","Sonstige",1.9124999999999999,60482.397631940017,263.43599999999998]
["SEE998623498277","Sonstige",20.314999999999998,60502.712631940019,263.43599999999998]
["SEE900957573537","Sonstige",17,60519.712631940019,266.08686868686868]
["SEE956943312185","Sonstige",38.674999999999997,60558.387631940022,266.08686868686868]
["SEE906899424722","Sonstige",20.399999999999999,60578.787631940024,273.6607792207792]
["SEE910877433255","Sonstige",1.02,60579.807631940021,273.6607792207792]
["SEE916689752430","Sonstige",2.2524999999999999,60582.060131940023,273.6607792207792]
["SEE923597137761","Sonstige",1.1134999999999999,60583.173631940022,273.6607792207792]
["SEE956217502250","Sonstige",6.8,60589.973631940025,273.6607792207792]
["SEE974889284021","Sonstige",1.02,60590.993631940022,273.6607792207792]
["SEE974910236807","Sonstige",2.2524999999999999,60593.246131940024,273.6607792207792]
["SEE975925776395","Sonstige",2.1165000000000003,60595.362631940021,273.6607792207792]
["SEE978267393503","Sonstige",3.06,60598.422631940019,273.6607792207792]
["SEE985651122366","Sonstige",0.97749999999999992,60599.400131940019,273.6607792207792]
["SEE988296656760","Sonstige",6.5662499999999993,60605.966381940023,273.6607792207792]
["SEE991050894971","Sonstige",11.9,60617.866381940024,273.6607792207792]
["SEE904455926604","Sonstige",34,60651.866381940024,277.24842105263156]
["SEE949133098242","Sonstige",15.299999999999999,60667.166381940027,277.24842105263156]
["SEE980046698020","Sonstige",45.9,60713.066381940029,277.24842105263156]
["SEE901935169124","Öl",2.1063000000000001,60715.172681940028,278.14499999999998]
["SEE923340224045","Öl",1.4841,60716.65678194003,278.14499999999998]
["SEE923485223774","Öl",29.631,60746.287781940031,278.14499999999998]
["SEE948375642084","Öl",2.1063000000000001,60748.39408194003,278.14499999999998]
["SEE982082292286","Öl",2.1063000000000001,60750.50038194003,278.14499999999998]
["SEE976944273018","Öl",1.1560000000000001,60751.656381940033,278.63085399449039]
["SEE918541277334","Öl",2.3459999999999996,60754.00238194003,280.1689750692521]
["SEE918548652318","Öl",3.06,60757.062381940028,280.1689750692521]
["SEE943750140889","Öl",50.15,60807.212381940029,280.1689750692521]
["SEE959614237596","Öl",2.3459999999999996,60809.558381940027,280.1689750692521]
["SEE967464788519","Öl",2.3459999999999996,60811.904381940025,280.1689750692521]
["SEE970444408703","Öl",2.3459999999999996,60814.250381940023,280.1689750692521]
["SEE976995281321","Öl",2.3459999999999996,60816.59638194002,280.1689750692521]
["SEE978426302629","Öl",5.3464999999999998,60821.94288194002,280.1689750692521]
["SEE982248430859","Öl",0.95200000000000007,60822.894881940018,280.1689750692521]
["SEE904887370686","Sonstige",7.3949999999999996,60830.289881940014,281.68021390374332]
["SEE959802115149","Sonstige",7.1051500000000001,60837.395031940017,284.71459459459459]
["SEE997020557907","Sonstige",14.1236,60851.518631940016,284.71459459459459]
["SEE982928435068","Sonstige",58.904999999999994,60910.423631940015,288.60109589041099]
["SEE954086855965","Öl",90.1,61000.523631940014,290.59770114942529]
["SEE995943794058","Öl",90.1,61090.623631940012,290.59770114942529]
["SEE986145450682","Öl",4.08,61094.703631940014,291.43227665706053]
["SEE909297051026","Öl",19.294999999999998,61113.998631940012,292.27167630057806]
["SEE950981928360","Öl",9.2650000000000006,61123.263631940012,292.27167630057806]
["SEE967441234602","Öl",19.04,61142.303631940013,292.27167630057806]
["SEE905714982744","Öl",3.4849999999999994,61145.788631940013,292.7315789473684]
["SEE912935247576","Öl",28.389999999999997,61174.178631940013,292.7315789473684]
["SEE920556442270","Öl",4.1437499999999998,61178.322381940015,292.7315789473684]
["SEE922559384908","Öl",4.1437499999999998,61182.466131940018,292.7315789473684]
["SEE961021885321","Öl",4.6749999999999998,61187.141131940021,292.7315789473684]
["SEE969775213346","Öl",78.2,61265.341131940018,292.7315789473684]
["SEE970928898099","Öl",3.145,61268.486131940015,292.7315789473684]
["SEE974711013546","Öl",25.33,61293.816131940017,292.7315789473684]
["SEE982556430190","Öl",24.905000000000001,61318.721131940016,292.7315789473684]
["SEE902096864651","Öl",9.6050000000000004,61328.326131940019,293.1159420289855]
["SEE907222955227","Öl",4.8449999999999998,61333.17113194002,293.1159420289855]
["SEE909106315790","Öl",11.475,61344.646131940019,293.1159420289855]
["SEE912912423627","Öl",16.064999999999998,61360.711131940021,293.1159420289855]
["SEE914187135533","Öl",9.6050000000000004,61370.316131940024,293.1159420289855]
["SEE916030519361","Öl",6.2050000000000001,61376.521131940026,293.1159420289855]
["SEE926900618322","Öl",4.8449999999999998,61381.366131940027,293.1159420289855]
["SEE929776487108","Öl",4.8449999999999998,61386.211131940028,293.1159420289855]
["SEE937538401125","Öl",10.795,61397.006131940027,293.1159420289855]
["SEE955482235511","Öl",10.795,61407.801131940025,293.1159420289855]
["SEE974206815730","Öl",6.2050000000000001,61414.006131940027,293.1159420289855]
["SEE975369197862","Öl",0.64600000000000002,61414.652131940027,293.1159420289855]
["SEE960529046555","Öl",29.324999999999999,61443.977131940024,293.96511627906978]
["SEE921499316925","Öl",1.292,61445.269131940026,295.67836257309943]
["SEE942051897355","Öl",1.292,61446.561131940027,295.67836257309943]
["SEE943668244310","Öl",1.292,61447.853131940028,295.67836257309943]
["SEE945332437417","Öl",1.292,61449.145131940029,295.67836257309943]
["SEE966934929711","Öl",1.292,61450.437131940031,295.67836257309943]
["SEE973218123130","Öl",1.292,61451.729131940032,295.67836257309943]
["SEE990748250273","Öl",1.292,61453.021131940033,295.67836257309943]
["SEE990523934756","Öl",26.349999999999998,61479.371131940032,297.41176470588238]
[null,"Öl",993.25818400000003,62472.62931594003,297.41176470588238]
["SEE902329484380","Sonstige",10.09409,62482.723405940029,300.92685714285716]
["SEE904017020009","Sonstige",8.0919999999999987,62490.815405940026,300.92685714285716]
["SEE915096178499","Sonstige",1.87,62492.685405940028,300.92685714285716]
["SEE920201147345","Sonstige",4.25,62496.935405940028,300.92685714285716]
["SEE925683830624","Sonstige",6.2423999999999999,62503.177805940031,300.92685714285716]
["SEE940821413552","Sonstige",3.74,62506.917805940029,300.92685714285716]
["SEE941850023651","Sonstige",2.20269,62509.120495940027,300.92685714285716]
["SEE956337212497","Sonstige",11.616949999999999,62520.737445940031,300.92685714285716]
["SEE958519166192","Sonstige",8.0919999999999987,62528.829445940028,300.92685714285716]
["SEE960158091162","Sonstige",8.4150000000000009,62537.244445940029,300.92685714285716]
["SEE962564048280","Sonstige",6.6988500000000002,62543.943295940029,300.92685714285716]
["SEE972239033510","Sonstige",3.5176315000000002,62547.460927440028,300.92685714285716]
["SEE985205009518","Sonstige",6.2423999999999999,62553.703327440031,300.92685714285716]
["SEE985220684011","Sonstige",7.9050000000000002,62561.60832744003,300.92685714285716]
["SEE997894865399","Sonstige",3.8249999999999997,62565.433327440027,300.92685714285716]
["SEE998479256069","Sonstige",14.06495,62579.498277440027,300.92685714285716]
[null,"Sonstige",478.49191949999994,63057.990196940023,300.92685714285716]
["SEE905270326723","Öl",38.78125,63096.771446940023,305.22063666300767]
["SEE941844408532","Öl",38.78125,63135.552696940023,305.22063666300767]
["SEE966844914388","Öl",38.78125,63174.333946940023,305.22063666300767]
["SEE959837176825","Sonstige",24.224999999999998,63198.558946940022,305.27362318840585]
["SEE976459856379","Sonstige",23.8,63222.358946940025,305.27362318840585]
["SEE924053403383","Öl",25.5,63247.858946940025,306.39393939393938]
["SEE917962193414","Öl",3.23,63251.088946940028,308.2560975609756]
["SEE922964729325","Öl",3.23,63254.318946940031,308.2560975609756]
["SEE937914003899","Öl",4.25,63258.568946940031,308.2560975609756]
["SEE987736068934","Öl",3.23,63261.798946940035,308.2560975609756]
["SEE994661495704","Öl",4.25,63266.048946940035,308.2560975609756]
["SEE963541517812","Öl",352.75,63618.798946940035,312.04938271604937]
["SEE987807988154","Öl",76.5,63695.298946940035,313.0123839009288]
["SEE906257837416","Öl",23.8,63719.098946940037,313.98136645962734]
["SEE911567250299","Öl",73.95,63793.048946940035,313.98136645962734]
["SEE910623192382","Sonstige",6.3657774999999992,63799.414724440037,319.10424242424244]
["SEE913282681389","Sonstige",5.7710749999999997,63805.185799440034,319.10424242424244]
["SEE929003106239","Sonstige",3.993725,63809.179524440035,319.10424242424244]
["SEE942803645654","Sonstige",2.0765500000000001,63811.256074440033,319.10424242424244]
["SEE944335479066","Sonstige",5.7710749999999997,63817.027149440029,319.10424242424244]
["SEE964903137297","Sonstige",4.2355499999999999,63821.262699440027,319.10424242424244]
["SEE974941636973","Sonstige",6.6988500000000002,63827.961549440028,319.10424242424244]
["SEE994929345864","Sonstige",3.993725,63831.955274440028,319.10424242424244]
["SEE999705546763","Sonstige",7.9857499999999995,63839.941024440028,319.10424242424244]
["SEE915108754215","Öl",76.5,63916.441024440028,324.0128205128205]
["SEE981258814888","Öl",38.42,63954.861024440026,324.0128205128205]
["SEE905937514456","Öl",19.72,63974.581024440027,333.70708283313326]
["SEE925076352665","Öl",19.72,63994.301024440028,333.70708283313326]
["SEE960317505882","Öl",19.72,64014.02102444003,333.70708283313326]
["SEE981924913907","Öl",19.72,64033.741024440031,333.70708283313326]
["SEE911613995433","Öl",115.6,64149.341024440029,336.32365396249247]
["SEE907524301289","Öl",8.5,64157.841024440029,336.93333333333328]
["SEE921785427038","Öl",10.199999999999999,64168.041024440026,336.93333333333328]
["SEE967390177067","Öl",12.75,64180.791024440026,336.93333333333328]
["SEE971740147860","Öl",1.7212499999999999,64182.512274440029,336.93333333333328]
["SEE978934537223","Öl",1.3727499999999999,64183.885024440031,336.93333333333328]
["SEE917448747254","Öl",0.99212,64184.877144440034,339.18791946308727]
["SEE942008424429","Öl",1.2749999999999999,64186.152144440035,339.18791946308727]
["SEE949509046600","Öl",20.824999999999999,64206.977144440032,350.04911838790929]
["SEE962777669616","Öl",20.824999999999999,64227.802144440029,350.04911838790929]
["SEE924172977710","Öl",73.099999999999994,64300.902144440028,352.93015873015872]
["SEE934897209904","Öl",47.6,64348.502144440026,358.83731439638473]
["SEE976549634931","Öl",73.27,64421.772144440023,361.86588541666669]
["SEE963909310185","Öl",14.45,64436.22214444002,364.94615889691397]
["SEE992645841813","Öl",14.45,64450.672144440017,364.94615889691397]
["SEE914662265496","Sonstige",4.6494999999999997,64455.321644440017,381.34202898550723]
["SEE918791805134","Sonstige",13.174999999999999,64468.49664444002,381.34202898550723]
["SEE929865645150","Sonstige",8.84,64477.336644440016,381.34202898550723]
["SEE933851011843","Sonstige",16.32,64493.656644440016,381.34202898550723]
["SEE935397901879","Sonstige",13.174999999999999,64506.831644440019,381.34202898550723]
["SEE988668060393","Sonstige",28.56,64535.391644440017,381.34202898550723]
["SEE951401550147","Öl",19.805,64555.196644440017,482.99130434782609]
["SEE985887784048","Öl",19.889999999999997,64575.086644440016,482.99130434782609]

{"sheet":"Backend II","index":8,"n_rows":2261,"n_cols":10,"rows_kept":2261,"cut":false,"hidden":true,"merged":[]}
["Power","Erneuerbare Energien","Abfall","Kernenergie","Braunkohle","Steinkohle","GuD","Gasturbine","Öl","Sonstige"]
[0,0,3,0,0,0,0,0,0,0]
[1678.0922954999996,0,3,0,0,0,0,0,0,0]
[1678.0922954999996,0,0,0,87.005300000000005,0,0,0,0,0]
[2226.1922954999995,0,0,0,87.005300000000005,0,0,0,0,0]
[2226.1922954999995,0,0,0,87.674199999999999,0,0,0,0,0]
[2243.3051954999996,0,0,0,87.674199999999999,0,0,0,0,0]
[2243.3051954999996,0,0,0,88.394000000000005,0,0,0,0,0]
[4908.9851954999995,0,0,0,88.394000000000005,0,0,0,0,0]
[4908.9851954999995,0,0,0,89.620800000000003,0,0,0,0,0]
[4974.4961954999999,0,0,0,89.620800000000003,0,0,0,0,0]
[4974.4961954999999,0,0,0,89.828599999999994,0,0,0,0,0]
[5705.2961955000001,0,0,0,89.828599999999994,0,0,0,0,0]
[5705.2961955000001,0,0,0,90.121300000000005,0,0,0,0,0]
[6269.0561955000003,0,0,0,90.121300000000005,0,0,0,0,0]
[6269.0561955000003,0,0,0,90.458100000000002,0,0,0,0,0]
[7044.2261955000004,0,0,0,90.458100000000002,0,0,0,0,0]
[7044.2261955000004,0,0,0,90.627499999999998,0,0,0,0,0]
[7590.5861955,0,0,0,90.627499999999998,0,0,0,0,0]
[7590.5861955,0,0,0,92.622900000000001,0,0,0,0,0]
[9679.4561955000008,0,0,0,92.622900000000001,0,0,0,0,0]
[9679.4561955000008,0,0,0,0,93.264700000000005,0,0,0,0]
[9705.7761955000005,0,0,0,0,93.264700000000005,0,0,0,0]
[9705.7761955000005,0,0,0,94.896000000000001,0,0,0,0,0]
[10639.0887055,0,0,0,94.896000000000001,0,0,0,0,0]
[10639.0887055,0,0,0,97.778400000000005,0,0,0,0,0]
[10656.314705499999,0,0,0,97.778400000000005,0,0,0,0,0]
[10656.314705499999,0,0,0,98.527000000000001,0,0,0,0,0]
[10683.284705499998,0,0,0,98.527000000000001,0,0,0,0,0]
[10683.284705499998,0,0,0,98.981800000000007,0,0,0,0,0]
[10752.754205499998,0,0,0,98.981800000000007,0,0,0,0,0]
[10752.754205499998,0,0,0,0,99.395700000000005,0,0,0,0]
[10779.074205499997,0,0,0,0,99.395700000000005,0,0,0,0]
[10779.074205499997,0,0,0,0,100.3389,0,0,0,0]
[10814.674205499998,0,0,0,0,100.3389,0,0,0,0]
[10814.674205499998,0,0,0,100.8447,0,0,0,0,0]
[10931.528690499999,0,0,0,100.8447,0,0,0,0,0]
[10931.528690499999,0,0,0,0,0,100.9676,0,0,0]
[11901.553460499978,0,0,0,0,0,100.9676,0,0,0]
[11901.553460499978,0,0,0,101.1091,0,0,0,0,0]
[13641.553460499978,0,0,0,101.1091,0,0,0,0,0]
[13641.553460499978,0,0,0,0,101.1927,0,0,0,0]
[14315.953460499977,0,0,0,0,101.1927,0,0,0,0]
[14315.953460499977,0,0,0,0,101.3004,0,0,0,0]
[14370.673460499976,0,0,0,0,101.3004,0,0,0,0]
[14370.673460499976,0,0,0,101.4816,0,0,0,0,0]
[14834.818460499977,0,0,0,101.4816,0,0,0,0,0]
[14834.818460499977,0,0,0,0,101.5166,0,0,0,0]
[15415.618460499976,0,0,0,0,101.5166,0,0,0,0]
[15415.618460499976,0,0,0,0,102.0613,0,0,0,0]
[16082.818460499977,0,0,0,0,102.0613,0,0,0,0]
[16082.818460499977,0,0,0,102.1267,0,0,0,0,0]
[16182.148100499977,0,0,0,102.1267,0,0,0,0,0]
[16182.148100499977,0,0,0,0,102.1709,0,0,0,0]
[16778.948100499976,0,0,0,0,102.1709,0,0,0,0]
[16778.948100499976,0,0,0,102.7803,0,0,0,0,0]
[17213.948100499976,0,0,0,102.7803,0,0,0,0,0]
[17213.948100499976,0,0,0,103.5536,0,0,0,0,0]
[18267.518100499976,0,0,0,103.5536,0,0,0,0,0]
[18267.518100499976,0,0,0,0,103.73139999999999,0,0,0,0]
[18645.118100499974,0,0,0,0,103.73139999999999,0,0,0,0]
[18645.118100499974,0,0,0,0,0,103.8931,0,0,0]
[19616.734100499976,0,0,0,0,0,103.8931,0,0,0]
[19616.734100499976,0,0,0,0,104.3004,0,0,0,0]
[21038.334100499975,0,0,0,0,104.3004,0,0,0,0]
[21038.334100499975,0,0,0,0,0,104.6516,0,0,0]
[21266.208850499981,0,0,0,0,0,104.6516,0,0,0]
[21266.208850499981,0,0,0,0,104.8759,0,0,0,0]
[21888.608850499983,0,0,0,0,104.8759,0,0,0,0]
[21888.608850499983,0,0,0,0,0,105.24930000000001,0,0,0]
[22376.678850499982,0,0,0,0,0,105.24930000000001,0,0,0]
[22376.678850499982,0,0,0,105.25109999999999,0,0,0,0,0]
[23524.208850499985,0,0,0,105.25109999999999,0,0,0,0,0]
[23524.208850499985,0,0,0,0,0,105.42140000000001,0,0,0]
[23530.037850499986,0,0,0,0,0,105.42140000000001,0,0,0]
[23530.037850499986,0,0,0,0,0,0,105.441,0,0]
[24041.597850499984,0,0,0,0,0,0,105.441,0,0]
[24041.597850499984,0,0,0,0,0,105.941,0,0,0]
[24206.462850499986,0,0,0,0,0,105.941,0,0,0]
[24206.462850499986,0,0,0,0,106.0462,0,0,0,0]
[24486.462850499986,0,0,0,0,106.0462,0,0,0,0]
[24486.462850499986,0,0,0,0,0,106.2028,0,0,0]
[24526.528090499985,0,0,0,0,0,106.2028,0,0,0]
[24526.528090499985,0,0,0,0,0,106.4658,0,0,0]
[25262.548090499986,0,0,0,0,0,106.4658,0,0,0]
[25262.548090499986,0,0,0,0,106.6414,0,0,0,0]
[25520.948090499987,0,0,0,0,106.6414,0,0,0,0]
[25520.948090499987,0,0,0,0,107.2433,0,0,0,0]
[26138.548090499986,0,0,0,0,107.2433,0,0,0,0]
[26138.548090499986,0,0,0,0,0,107.3524,0,0,0]
[27319.138090499986,0,0,0,0,0,107.3524,0,0,0]
[27319.138090499986,0,0,0,0,0,107.71120000000001,0,0,0]
[27681.928090499987,0,0,0,0,0,107.71120000000001,0,0,0]
[27681.928090499987,0,0,0,108.2097,0,0,0,0,0]
[28551.928090499987,0,0,0,108.2097,0,0,0,0,0]
[28551.928090499987,0,0,0,108.33159999999999,0,0,0,0,0]
[28591.852390499986,0,0,0,108.33159999999999,0,0,0,0,0]
[28591.852390499986,0,0,0,0,108.46810000000001,0,0,0,0]
[29143.852390499986,0,0,0,0,108.46810000000001,0,0,0,0]
[29143.852390499986,0,0,0,0,108.5921,0,0,0,0]
[29555.052390499986,0,0,0,0,108.5921,0,0,0,0]
[29555.052390499986,0,0,0,0,0,108.619,0,0,0]
[30278.672280499984,0,0,0,0,0,108.619,0,0,0]
[30278.672280499984,0,0,0,0,0,109.4494,0,0,0]
[30484.488180499986,0,0,0,0,0,109.4494,0,0,0]
[30484.488180499986,0,0,0,0,0,109.5424,0,0,0]
[31218.768180499985,0,0,0,0,0,109.5424,0,0,0]
[31218.768180499985,0,0,0,0,0,110.10420000000001,0,0,0]
[31960.008180499986,0,0,0,0,0,110.10420000000001,0,0,0]
[31960.008180499986,0,0,0,0,110.3593,0,0,0,0]
[32057.608180499985,0,0,0,0,110.3593,0,0,0,0]
[32057.608180499985,0,0,0,0,0,111.1493,0,0,0]
[32325.568180499984,0,0,0,0,0,111.1493,0,0,0]
[32325.568180499984,0,0,0,0,111.6576,0,0,0,0]
[32367.968180499985,0,0,0,0,111.6576,0,0,0,0]
[32367.968180499985,0,0,0,0,0,112.9037,0,0,0]
[32954.211590500003,0,0,0,0,0,112.9037,0,0,0]
[32954.211590500003,0,0,0,112.91240000000001,0,0,0,0,0]
[33208.251590500004,0,0,0,112.91240000000001,0,0,0,0,0]
[33208.251590500004,0,0,0,0,0,113.8022,0,0,0]
[33573.825590500011,0,0,0,0,0,113.8022,0,0,0]
[33573.825590500011,0,0,0,0,114.4873,0,0,0,0]
[33618.273590500008,0,0,0,0,114.4873,0,0,0,0]
[33618.273590500008,0,0,0,114.52809999999999,0,0,0,0,0]
[33878.403590500006,0,0,0,114.52809999999999,0,0,0,0,0]
[33878.403590500006,0,0,0,114.6648,0,0,0,0,0]
[34174.203590500001,0,0,0,114.6648,0,0,0,0,0]
[34174.203590500001,0,0,0,0,0,114.7152,0,0,0]
[34298.564870499999,0,0,0,0,0,114.7152,0,0,0]
[34298.564870499999,0,0,0,0,115.0428,0,0,0,0]
[34769.764870499996,0,0,0,0,115.0428,0,0,0,0]
[34769.764870499996,0,0,0,115.3537,0,0,0,0,0]
[35026.414870499997,0,0,0,115.3537,0,0,0,0,0]
[35026.414870499997,0,0,0,0,0,115.43559999999999,0,0,0]
[35249.4802605,0,0,0,0,0,115.43559999999999,0,0,0]
[35249.4802605,0,0,0,0,0,115.64319999999999,0,0,0]
[35262.373660499994,0,0,0,0,0,115.64319999999999,0,0,0]
[35262.373660499994,0,0,0,0,115.7449,0,0,0,0]
[35679.973660499993,0,0,0,0,115.7449,0,0,0,0]
[35679.973660499993,0,0,0,0,116.1135,0,0,0,0]
[35683.235260499991,0,0,0,0,116.1135,0,0,0,0]
[35683.235260499991,0,0,0,0,116.4558,0,0,0,0]
[35949.635260499992,0,0,0,0,116.4558,0,0,0,0]
[35949.635260499992,0,0,0,0,0,116.5865,0,0,0]
[36068.825260499994,0,0,0,0,0,116.5865,0,0,0]
[36068.825260499994,0,0,0,0,117.1755,0,0,0,0]
[37145.625260499983,0,0,0,0,117.1755,0,0,0,0]
[37145.625260499983,0,0,0,0,0,117.54559999999999,0,0,0]
[38136.200300499993,0,0,0,0,0,117.54559999999999,0,0,0]
[38136.200300499993,0,0,0,0,117.90430000000001,0,0,0,0]
[38498.200300499993,0,0,0,0,117.90430000000001,0,0,0,0]
[38498.200300499993,0,0,0,0,0,118.52070000000001,0,0,0]
[38596.075300499993,0,0,0,0,0,118.52070000000001,0,0,0]
[38596.075300499993,0,0,0,0,118.64230000000001,0,0,0,0]
[38645.27530049999,0,0,0,0,118.64230000000001,0,0,0,0]
[38645.27530049999,0,0,0,0,0,0,119.0124,0,0]
[38678.683300499993,0,0,0,0,0,0,119.0124,0,0]
[38678.683300499993,0,0,0,0,119.3897,0,0,0,0]
[39378.683300499993,0,0,0,0,119.3897,0,0,0,0]
[39378.683300499993,0,0,0,0,0,119.5124,0,0,0]
[39428.131490499996,0,0,0,0,0,119.5124,0,0,0]
[39428.131490499996,0,0,0,0,0,119.7351,0,0,0]
[39535.750490499995,0,0,0,0,0,119.7351,0,0,0]
[39535.750490499995,0,0,0,0,0,120.5211,0,0,0]
[39956.260640500004,0,0,0,0,0,120.5211,0,0,0]
[39956.260640500004,0,0,0,0,0,120.86109999999999,0,0,0]
[40014.542810500003,0,0,0,0,0,120.86109999999999,0,0,0]
[40014.542810500003,0,0,0,0,120.9134,0,0,0,0]
[40236.142810500009,0,0,0,0,120.9134,0,0,0,0]
[40236.142810500009,0,0,0,0,0,121.5471,0,0,0]
[40487.572810500009,0,0,0,0,0,121.5471,0,0,0]
[40487.572810500009,0,0,0,0,121.6901,0,0,0,0]
[40523.572810500009,0,0,0,0,121.6901,0,0,0,0]
[40523.572810500009,0,0,0,0,122.477,0,0,0,0]
[41104.372810500012,0,0,0,0,122.477,0,0,0,0]
[41104.372810500012,0,0,0,0,0,122.59099999999999,0,0,0]
[41428.638340500016,0,0,0,0,0,122.59099999999999,0,0,0]
[41428.638340500016,0,0,0,0,123.27419999999999,0,0,0,0]
[41464.638340500016,0,0,0,0,123.27419999999999,0,0,0,0]
[41464.638340500016,0,0,0,0,0,123.6532,0,0,0]
[41828.193940500023,0,0,0,0,0,123.6532,0,0,0]
[41828.193940500023,0,0,0,0,124.08199999999999,0,0,0,0]
[42404.193940500023,0,0,0,0,124.08199999999999,0,0,0,0]
[42404.193940500023,0,0,0,0,124.90049999999999,0,0,0,0]
[42427.870460500024,0,0,0,0,124.90049999999999,0,0,0,0]
[42427.870460500024,0,0,0,0,0,125.83450000000001,0,0,0]
[42430.480460500024,0,0,0,0,0,125.83450000000001,0,0,0]
[42430.480460500024,0,0,0,0,126.57080000000001,0,0,0,0]
[42599.280460500027,0,0,0,0,126.57080000000001,0,0,0,0]
[42599.280460500027,0,0,0,0,0,126.8292,0,0,0]
[43053.353470500035,0,0,0,0,0,126.8292,0,0,0]
[43053.353470500035,0,0,0,0,0,128.09520000000001,0,0,0]
[43076.408470500035,0,0,0,0,0,128.09520000000001,0,0,0]
[43076.408470500035,0,0,0,0,128.2868,0,0,0,0]
[43600.888470500038,0,0,0,0,128.2868,0,0,0,0]
[43600.888470500038,0,0,0,0,0,129.3869,0,0,0]
[43987.168470500037,0,0,0,0,0,129.3869,0,0,0]
[43987.168470500037,0,0,0,0,130.0506,0,0,0,0]
[44189.568470500039,0,0,0,0,130.0506,0,0,0,0]
[44189.568470500039,0,0,0,0,0,130.1747,0,0,0]
[44198.51468050004,0,0,0,0,0,130.1747,0,0,0]
[44198.51468050004,0,0,0,0,0,132.0513,0,0,0]
[44242.449680500024,0,0,0,0,0,132.0513,0,0,0]
[44242.449680500024,0,0,0,0,0,132.32380000000001,0,0,0]
[44334.650540500021,0,0,0,0,0,132.32380000000001,0,0,0]
[44334.650540500021,0,0,0,0,132.78989999999999,0,0,0,0]
[44358.570540500019,0,0,0,0,132.78989999999999,0,0,0,0]
[44358.570540500019,0,0,0,0,0,0,134.3289,0,0]
[45187.964160500014,0,0,0,0,0,0,134.3289,0,0]
[45187.964160500014,0,0,0,0,134.68190000000001,0,0,0,0]
[45463.964160500014,0,0,0,0,134.68190000000001,0,0,0,0]
[45463.964160500014,0,0,0,0,0,134.8289,0,0,0]
[45528.669540500014,0,0,0,0,0,134.8289,0,0,0]
[45528.669540500014,0,0,0,0,135.64840000000001,0,0,0,0]
[45804.669540500014,0,0,0,0,135.64840000000001,0,0,0,0]
[45804.669540500014,0,0,0,0,136.78729999999999,0,0,0,0]
[45871.181540500016,0,0,0,0,136.78729999999999,0,0,0,0]
[45871.181540500016,0,0,0,0,0,137.72739999999999,0,0,0]
[46697.681540500016,0,0,0,0,0,137.72739999999999,0,0,0]
[46697.681540500016,0,0,0,0,0,138.5017,0,0,0]
[46711.958240500026,0,0,0,0,0,138.5017,0,0,0]
[46711.958240500026,0,0,0,0,138.63390000000001,0,0,0,0]
[46739.878240500024,0,0,0,0,138.63390000000001,0,0,0,0]
[46739.878240500024,0,0,0,0,0,139.3759,0,0,0]
[46812.088240500023,0,0,0,0,0,139.3759,0,0,0]
[46812.088240500023,0,0,0,0,0,140.75470000000001,0,0,0]
[47852.150620500055,0,0,0,0,0,140.75470000000001,0,0,0]
[47852.150620500055,0,0,0,0,141.7552,0,0,0,0]
[47958.978620500056,0,0,0,0,141.7552,0,0,0,0]
[47958.978620500056,0,0,0,0,142.6978,0,0,0,0]
[47973.378620500058,0,0,0,0,142.6978,0,0,0,0]
[47973.378620500058,0,0,0,0,0,143.72559999999999,0,0,0]
[47985.558620500058,0,0,0,0,0,143.72559999999999,0,0,0]
[47985.558620500058,0,0,0,0,0,143.9195,0,0,0]
[48091.97876050006,0,0,0,0,0,143.9195,0,0,0]
[48091.97876050006,0,0,0,0,0,0,146.05690000000001,0,0]
[48695.443820500041,0,0,0,0,0,0,146.05690000000001,0,0]
[48695.443820500041,0,0,0,0,0,146.55690000000001,0,0,0]
[49156.543820500046,0,0,0,0,0,146.55690000000001,0,0,0]
[49156.543820500046,0,0,0,0,0,147.23159999999999,0,0,0]
[49589.368820500051,0,0,0,0,0,147.23159999999999,0,0,0]
[49589.368820500051,0,0,0,0,147.28489999999999,0,0,0,0]
[49608.826420500052,0,0,0,0,147.28489999999999,0,0,0,0]
[49608.826420500052,0,0,0,148.6968,0,0,0,0,0]
[49621.876420500055,0,0,0,148.6968,0,0,0,0,0]
[49621.876420500055,0,0,0,0,0,0,150.20140000000001,0,0]
[49901.146420500052,0,0,0,0,0,0,150.20140000000001,0,0]
[49901.146420500052,0,0,0,0,0,150.70140000000001,0,0,0]
[49945.392880500054,0,0,0,0,0,150.70140000000001,0,0,0]
[49945.392880500054,0,0,0,0,0,151.2362,0,0,0]
[50278.602880500053,0,0,0,0,0,151.2362,0,0,0]
[50278.602880500053,0,0,0,0,0,151.9914,0,0,0]
[50295.553960500052,0,0,0,0,0,151.9914,0,0,0]
[50295.553960500052,0,0,0,0,0,153.89449999999999,0,0,0]
[50322.280360500052,0,0,0,0,0,153.89449999999999,0,0,0]
[50322.280360500052,0,0,0,0,0,154.34049999999999,0,0,0]
[50370.13036050005,0,0,0,0,0,154.34049999999999,0,0,0]
[50370.13036050005,0,0,0,0,0,154.4897,0,0,0]
[50391.225250500051,0,0,0,0,0,154.4897,0,0,0]
[50391.225250500051,0,0,0,0,0,154.52709999999999,0,0,0]
[50408.625250500052,0,0,0,0,0,154.52709999999999,0,0,0]
[50408.625250500052,0,0,0,0,0,155.8843,0,0,0]
[50869.22935050002,0,0,0,0,0,155.8843,0,0,0]
[50869.22935050002,0,0,0,0,0,156.22739999999999,0,0,0]
[50880.191350500019,0,0,0,0,0,156.22739999999999,0,0,0]
[50880.191350500019,0,0,0,0,0,156.3039,0,0,0]
[50993.029480500001,0,0,0,0,0,156.3039,0,0,0]
[50993.029480500001,0,0,0,0,0,156.72569999999999,0,0,0]
[51183.984040499992,0,0,0,0,0,156.72569999999999,0,0,0]
[51183.984040499992,0,0,0,0,0,157.1498,0,0,0]
[51658.894420499993,0,0,0,0,0,157.1498,0,0,0]
[51658.894420499993,0,0,0,0,0,0,157.66149999999999,0,0]
[51674.13882149999,0,0,0,0,0,0,157.66149999999999,0,0]
[51674.13882149999,0,0,0,0,0,158.005,0,0,0]
[51779.71767149998,0,0,0,0,0,158.005,0,0,0]
[51779.71767149998,0,0,0,0,0,158.16149999999999,0,0,0]
[52390.963533000009,0,0,0,0,0,158.16149999999999,0,0,0]
[52390.963533000009,0,0,0,0,0,158.43610000000001,0,0,0]
[52742.697573000012,0,0,0,0,0,158.43610000000001,0,0,0]
[52742.697573000012,0,0,0,0,0,158.86969999999999,0,0,0]
[52914.545367000028,0,0,0,0,0,158.86969999999999,0,0,0]
[52914.545367000028,0,0,0,0,0,159.14680000000001,0,0,0]
[52956.792567000033,0,0,0,0,0,159.14680000000001,0,0,0]
[52956.792567000033,0,0,0,0,0,159.3056,0,0,0]
[52967.861577000032,0,0,0,0,0,159.3056,0,0,0]
[52967.861577000032,0,0,0,0,0,160.62799999999999,0,0,0]
[52970.645577000032,0,0,0,0,0,160.62799999999999,0,0,0]
[52970.645577000032,0,0,0,0,0,161.0737,0,0,0]
[53075.748537000029,0,0,0,0,0,161.0737,0,0,0]
[53075.748537000029,0,0,0,0,0,161.52199999999999,0,0,0]
[53143.656387000039,0,0,0,0,0,161.52199999999999,0,0,0]
[53143.656387000039,0,0,0,0,0,161.9727,0,0,0]
[53261.549217000036,0,0,0,0,0,161.9727,0,0,0]
[53261.549217000036,0,0,0,0,0,162.0138,0,0,0]
[53288.258217000039,0,0,0,0,0,162.0138,0,0,0]
[53288.258217000039,0,0,0,0,0,162.42599999999999,0,0,0]
[53349.15821700004,0,0,0,0,0,162.42599999999999,0,0,0]
[53349.15821700004,0,0,0,0,0,162.8819,0,0,0]
[53417.784949740031,0,0,0,0,0,162.8819,0,0,0]
[53417.784949740031,0,0,0,0,0,163.34039999999999,0,0,0]
[53525.748469740036,0,0,0,0,0,163.34039999999999,0,0,0]
[53525.748469740036,0,0,0,0,0,163.8015,0,0,0]
[53578.206859740036,0,0,0,0,0,163.8015,0,0,0]
[53578.206859740036,0,0,0,0,0,164.26519999999999,0,0,0]
[53601.435859740035,0,0,0,0,0,164.26519999999999,0,0,0]
[53601.435859740035,0,0,0,0,0,164.73159999999999,0,0,0]
[53653.012939740031,0,0,0,0,0,164.73159999999999,0,0,0]
[53653.012939740031,0,0,0,0,0,0,165.17240000000001,0,0]
[53696.512939740031,0,0,0,0,0,0,165.17240000000001,0,0]
[53696.512939740031,0,0,0,0,0,165.20060000000001,0,0,0]
[53743.241509740059,0,0,0,0,0,165.20060000000001,0,0,0]
[53743.241509740059,0,0,0,0,0,165.67240000000001,0,0,0]
[53788.920859740057,0,0,0,0,0,165.67240000000001,0,0,0]
[53788.920859740057,0,0,0,0,0,0,165.9068,0,0]
[53796.951742740057,0,0,0,0,0,0,165.9068,0,0]
[53796.951742740057,0,0,0,0,0,166.14689999999999,0,0,0]
[53969.819002740049,0,0,0,0,0,166.14689999999999,0,0,0]
[53969.819002740049,0,0,0,0,0,166.4068,0,0,0]
[54058.850452740058,0,0,0,0,0,166.4068,0,0,0]
[54058.850452740058,0,0,0,0,0,166.6241,0,0,0]
[54093.476452740062,0,0,0,0,0,166.6241,0,0,0]
[54093.476452740062,0,0,0,0,0,167.10409999999999,0,0,0]
[54288.54524274006,0,0,0,0,0,167.10409999999999,0,0,0]
[54288.54524274006,0,0,0,0,0,167.5429,0,0,0]
[54297.245242740057,0,0,0,0,0,167.5429,0,0,0]
[54297.245242740057,0,0,0,0,0,167.58690000000001,0,0,0]
[54384.911393040049,0,0,0,0,0,167.58690000000001,0,0,0]
[54384.911393040049,0,0,0,0,0,168.07259999999999,0,0,0]
[54397.352393040048,0,0,0,0,0,168.07259999999999,0,0,0]
[54397.352393040048,0,0,0,0,0,168.56110000000001,0,0,0]
[54408.505793040043,0,0,0,0,0,168.56110000000001,0,0,0]
[54408.505793040043,0,0,0,0,0,169.54669999999999,0,0,0]
[54513.64877304004,0,0,0,0,0,169.54669999999999,0,0,0]
[54513.64877304004,0,0,0,0,0,170.0438,0,0,0]
[54559.854473040039,0,0,0,0,0,170.0438,0,0,0]
[54559.854473040039,0,0,0,0,0,0,170.5471,0,0]
[54564.204473040038,0,0,0,0,0,0,170.5471,0,0]
[54564.204473040038,0,0,0,0,0,170.8638,0,0,0]
[54581.861993040038,0,0,0,0,0,170.8638,0,0,0]
[54581.861993040038,0,0,0,0,0,171.0471,0,0,0]
[54635.622773040035,0,0,0,0,0,171.0471,0,0,0]
[54635.622773040035,0,0,0,0,0,172.06229999999999,0,0,0]
[54664.332773040034,0,0,0,0,0,172.06229999999999,0,0,0]
[54664.332773040034,0,0,0,0,172.9674,0,0,0,0]
[54771.423973040037,0,0,0,0,172.9674,0,0,0,0]
[54771.423973040037,0,0,0,0,0,173.0898,0,0,0]
[54777.933313040034,0,0,0,0,0,173.0898,0,0,0]
[54777.933313040034,0,0,0,0,0,173.60820000000001,0,0,0]
[54799.683313040034,0,0,0,0,0,173.60820000000001,0,0,0]
[54799.683313040034,0,0,0,0,0,173.65549999999999,0,0,0]
[54828.393313040033,0,0,0,0,0,173.65549999999999,0,0,0]
[54828.393313040033,0,0,0,0,0,174.65450000000001,0,0,0]
[54926.337913040035,0,0,0,0,0,174.65450000000001,0,0,0]
[54926.337913040035,0,0,0,0,0,175.71350000000001,0,0,0]
[54949.740913040034,0,0,0,0,0,175.71350000000001,0,0,0]
[54949.740913040034,0,0,0,0,0,176.24789999999999,0,0,0]
[54967.488913040033,0,0,0,0,0,176.24789999999999,0,0,0]
[54967.488913040033,0,0,0,0,0,176.78559999999999,0,0,0]
[55092.768913040032,0,0,0,0,0,176.78559999999999,0,0,0]
[55092.768913040032,0,0,0,0,0,177.22800000000001,0,0,0]
[55101.468913040029,0,0,0,0,0,177.22800000000001,0,0,0]
[55101.468913040029,0,0,0,0,0,177.32660000000001,0,0,0]
[55107.993913040031,0,0,0,0,0,177.32660000000001,0,0,0]
[55107.993913040031,0,0,0,0,0,0,178.01859999999999,0,0]
[58844.412153740035,0,0,0,0,0,0,178.01859999999999,0,0]
[58844.412153740035,0,0,0,0,0,178.4187,0,0,0]
[58857.549153740038,0,0,0,0,0,178.4187,0,0,0]
[58857.549153740038,0,0,0,0,0,178.96979999999999,0,0,0]
[58876.21065374004,0,0,0,0,0,178.96979999999999,0,0,0]
[58876.21065374004,0,0,0,0,0,179.27189999999999,0,0,0]
[58941.025653740049,0,0,0,0,0,179.27189999999999,0,0,0]
[58941.025653740049,0,0,0,0,0,180.08250000000001,0,0,0]
[58961.949153740046,0,0,0,0,0,180.08250000000001,0,0,0]
[58961.949153740046,0,0,0,0,0,180.54169999999999,0,0,0]
[58997.163613040029,0,0,0,0,0,180.54169999999999,0,0,0]
[58997.163613040029,0,0,0,0,0,180.64410000000001,0,0,0]
[59007.255613040026,0,0,0,0,0,180.64410000000001,0,0,0]
[59007.255613040026,0,0,0,0,0,0,180.65770000000001,0,0]
[59024.655613040028,0,0,0,0,0,0,180.65770000000001,0,0]
[59024.655613040028,0,0,0,0,0,181.77789999999999,0,0,0]
[59066.850613040027,0,0,0,0,0,181.77789999999999,0,0,0]
[59066.850613040027,0,0,0,0,0,0,184.1763,0,0]
[59071.148413040028,0,0,0,0,0,0,184.1763,0,0]
[59071.148413040028,0,0,0,0,0,184.6763,0,0,0]
[59128.649497040031,0,0,0,0,0,184.6763,0,0,0]
[59128.649497040031,0,0,0,0,0,185.2672,0,0,0]
[59361.461497040029,0,0,0,0,0,185.2672,0,0,0]
[59361.461497040029,0,0,0,0,0,0,186.17910000000001,0,0]
[59458.901497040031,0,0,0,0,0,0,186.17910000000001,0,0]
[59458.901497040031,0,0,0,187.3494,0,0,0,0,0]
[59544.161497040033,0,0,0,187.3494,0,0,0,0,0]
[59544.161497040033,0,0,0,0,0,189.51259999999999,0,0,0]
[59566.781497040029,0,0,0,0,0,189.51259999999999,0,0,0]
[59566.781497040029,0,0,0,0,0,191.39269999999999,0,0,0]
[59779.28706194002,0,0,0,0,0,191.39269999999999,0,0,0]
[59779.28706194002,0,0,0,0,0,192.66720000000001,0,0,0]
[59832.642421940029,0,0,0,0,0,192.66720000000001,0,0,0]
[59832.642421940029,0,0,0,0,0,193.3108,0,0,0]
[59842.212421940028,0,0,0,0,0,193.3108,0,0,0]
[59842.212421940028,0,0,0,0,0,194.3142,0,0,0]
[59856.952831940027,0,0,0,0,0,194.3142,0,0,0]
[59856.952831940027,0,0,0,0,0,0,199.93520000000001,0,0]
[59983.711831940025,0,0,0,0,0,0,199.93520000000001,0,0]
[59983.711831940025,0,0,0,0,0,200.43520000000001,0,0,0]
[60122.911831940022,0,0,0,0,0,200.43520000000001,0,0,0]
[60122.911831940022,0,0,0,0,200.6557,0,0,0,0]
[60137.364631940014,0,0,0,0,200.6557,0,0,0,0]
[60137.364631940014,0,0,0,0,0,0,201.5909,0,0]
[60195.393631940016,0,0,0,0,0,0,201.5909,0,0]
[60195.393631940016,0,0,0,0,0,0,0,202.56,0]
[60238.743631940015,0,0,0,0,0,0,0,202.56,0]
[60238.743631940015,0,0,0,0,0,0,203.27440000000001,0,0]
[60288.333631940011,0,0,0,0,0,0,203.27440000000001,0,0]
[60288.333631940011,0,0,0,0,0,0,206.72749999999999,0,0]
[60327.483631940013,0,0,0,0,0,0,206.72749999999999,0,0]
[60327.483631940013,0,0,0,0,0,218.33250000000001,0,0,0]
[60349.233631940013,0,0,0,0,0,218.33250000000001,0,0,0]
[60349.233631940013,0,0,0,0,0,233.59110000000001,0,0,0]
[60380.075131940015,0,0,0,0,0,233.59110000000001,0,0,0]
[60380.075131940015,0,0,0,0,0,0,0,244.91200000000001,0]
[60396.225131940017,0,0,0,0,0,0,0,244.91200000000001,0]
[60396.225131940017,0,0,0,0,0,0,0,251.81,0]
[60397.415131940019,0,0,0,0,0,0,0,251.81,0]
[60397.415131940019,0,0,0,0,0,252.1584,0,0,0]
[60439.175131940021,0,0,0,0,0,252.1584,0,0,0]
[60439.175131940021,0,0,0,0,0,0,0,0,263.43599999999998]
[60502.712631940019,0,0,0,0,0,0,0,0,263.43599999999998]
[60502.712631940019,0,0,0,0,0,0,0,0,266.08690000000001]
[60558.387631940022,0,0,0,0,0,0,0,0,266.08690000000001]
[60558.387631940022,0,0,0,0,0,0,0,0,273.66079999999999]
[60617.866381940024,0,0,0,0,0,0,0,0,273.66079999999999]
[60617.866381940024,0,0,0,0,0,0,0,0,277.2484]
[60713.066381940029,0,0,0,0,0,0,0,0,277.2484]
[60713.066381940029,0,0,0,0,0,0,0,278.14499999999998,0]
[60750.50038194003,0,0,0,0,0,0,0,278.14499999999998,0]
[60750.50038194003,0,0,0,0,0,0,0,278.6309,0]
[60751.656381940033,0,0,0,0,0,0,0,278.6309,0]
[60751.656381940033,0,0,0,0,0,0,0,280.16899999999998,0]
[60822.894881940018,0,0,0,0,0,0,0,280.16899999999998,0]
[60822.894881940018,0,0,0,0,0,0,0,0,281.68020000000001]
[60830.289881940014,0,0,0,0,0,0,0,0,281.68020000000001]
[60830.289881940014,0,0,0,0,0,0,0,0,284.71460000000002]
[60851.518631940016,0,0,0,0,0,0,0,0,284.71460000000002]
[60851.518631940016,0,0,0,0,0,0,0,0,288.60109999999997]
[60910.423631940015,0,0,0,0,0,0,0,0,288.60109999999997]
[60910.423631940015,0,0,0,0,0,0,0,290.59769999999997,0]
[61090.623631940012,0,0,0,0,0,0,0,290.59769999999997,0]
[61090.623631940012,0,0,0,0,0,0,0,291.4323,0]
[61094.703631940014,0,0,0,0,0,0,0,291.4323,0]
[61094.703631940014,0,0,0,0,0,0,0,292.27170000000001,0]
[61142.303631940013,0,0,0,0,0,0,0,292.27170000000001,0]
[61142.303631940013,0,0,0,0,0,0,0,292.73160000000001,0]
[61318.721131940016,0,0,0,0,0,0,0,292.73160000000001,0]
[61318.721131940016,0,0,0,0,0,0,0,293.11590000000001,0]
[61414.652131940027,0,0,0,0,0,0,0,293.11590000000001,0]
[61414.652131940027,0,0,0,0,0,0,0,293.96510000000001,0]
[61443.977131940024,0,0,0,0,0,0,0,293.96510000000001,0]
[61443.977131940024,0,0,0,0,0,0,0,295.67840000000001,0]
[61453.021131940033,0,0,0,0,0,0,0,295.67840000000001,0]
[61453.021131940033,0,0,0,0,0,0,0,297.41180000000003,0]
[62472.62931594003,0,0,0,0,0,0,0,297.41180000000003,0]
[62472.62931594003,0,0,0,0,0,0,0,0,300.92689999999999]
[63057.990196940023,0,0,0,0,0,0,0,0,300.92689999999999]
[63057.990196940023,0,0,0,0,0,0,0,305.22059999999999,0]
[63174.333946940023,0,0,0,0,0,0,0,305.22059999999999,0]
[63174.333946940023,0,0,0,0,0,0,0,0,305.27359999999999]
[63222.358946940025,0,0,0,0,0,0,0,0,305.27359999999999]
[63222.358946940025,0,0,0,0,0,0,0,306.39389999999997,0]
[63247.858946940025,0,0,0,0,0,0,0,306.39389999999997,0]
[63247.858946940025,0,0,0,0,0,0,0,308.2561,0]
[63266.048946940035,0,0,0,0,0,0,0,308.2561,0]
[63266.048946940035,0,0,0,0,0,0,0,312.04939999999999,0]
[63618.798946940035,0,0,0,0,0,0,0,312.04939999999999,0]
[63618.798946940035,0,0,0,0,0,0,0,313.01240000000001,0]
[63695.298946940035,0,0,0,0,0,0,0,313.01240000000001,0]
[63695.298946940035,0,0,0,0,0,0,0,313.98140000000001,0]
[63793.048946940035,0,0,0,0,0,0,0,313.98140000000001,0]
[63793.048946940035,0,0,0,0,0,0,0,0,319.10419999999999]
[63839.941024440028,0,0,0,0,0,0,0,0,319.10419999999999]
[63839.941024440028,0,0,0,0,0,0,0,324.01280000000003,0]
[63954.861024440026,0,0,0,0,0,0,0,324.01280000000003,0]
[63954.861024440026,0,0,0,0,0,0,0,333.70710000000003,0]
[64033.741024440031,0,0,0,0,0,0,0,333.70710000000003,0]
[64033.741024440031,0,0,0,0,0,0,0,336.32369999999997,0]
[64149.341024440029,0,0,0,0,0,0,0,336.32369999999997,0]
[64149.341024440029,0,0,0,0,0,0,0,336.93329999999997,0]
[64183.885024440031,0,0,0,0,0,0,0,336.93329999999997,0]
[64183.885024440031,0,0,0,0,0,0,0,339.18790000000001,0]
[64186.152144440035,0,0,0,0,0,0,0,339.18790000000001,0]
[64186.152144440035,0,0,0,0,0,0,0,350.04910000000001,0]
[64227.802144440029,0,0,0,0,0,0,0,350.04910000000001,0]
[64227.802144440029,0,0,0,0,0,0,0,352.93020000000001,0]
[64300.902144440028,0,0,0,0,0,0,0,352.93020000000001,0]
[64300.902144440028,0,0,0,0,0,0,0,358.83730000000003,0]
[64348.502144440026,0,0,0,0,0,0,0,358.83730000000003,0]
[64348.502144440026,0,0,0,0,0,0,0,361.86590000000001,0]
[64421.772144440023,0,0,0,0,0,0,0,361.86590000000001,0]
[64421.772144440023,0,0,0,0,0,0,0,364.94619999999998,0]
[64450.672144440017,0,0,0,0,0,0,0,364.94619999999998,0]
[64450.672144440017,0,0,0,0,0,0,0,0,381.34199999999998]
[64535.391644440017,0,0,0,0,0,0,0,0,381.34199999999998]
[64535.391644440017,0,0,0,0,0,0,0,482.99130000000002,0]
[64575.086644440016,0,0,0,0,0,0,0,482.99130000000002,0]
[]
[]
[]
[]
[]
[]
[]
[]
[]
[]
[]
[]
[]
[]
[]
[]
[]
[]
[]
[]
[]
[]
[]
[]
[]
[]
[]
[]
[]
[]
[]
[]
[]
[]
[]
[]
[]
[]
[]
[]
[]
[]
[]
[]
[]
[]
[]
[]
[]
[]
[]
[]
[]
[]
[]
[]
[]
[]
[]
[]
[]
[]
[]
[]
[]
[]
[]
[]
[]
[]
[]
[]
[]
[]
[]
[]
[]
[]
[]
[]
[]
[]
[]
[]
[]
[]
[]
[]
[]
[]
[]
[]
[]
[]
[]
[]
[]
[]
[]
[]
[]
[]
[]
[]
[]
[]
[]
[]
[]
[]
[]
[]
[]
[]
[]
[]
[]
[]
[]
[]
[]
[]
[]
[]
[]
[]
[]
[]
[]
[]
[]
[]
[]
[]
[]
[]
[]
[]
[]
[]
[]
[]
[]
[]
[]
[]
[]
[]
[]
[]
[]
[]
[]
[]
[]
[]
[]
[]
[]
[]
[]
[]
[]
[]
[]
[]
[]
[]
[]
[]
[]
[]
[]
[]
[]
[]
[]
[]
[]
[]
[]
[]
[]
[]
[]
[]
[]
[]
[]
[]
[]
[]
[]
[]
[]
[]
[]
[]
[]
[]
[]
[]
[]
[]
[]
[]
[]
[]
[]
[]
[]
[]
[]
[]
[]
[]
[]
[]
[]
[]
[]
[]
[]
[]
[]
[]
[]
[]
[]
[]
[]
[]
[]
[]
[]
[]
[]
[]
[]
[]
[]
[]
[]
[]
[]
[]
[]
[]
[]
[]
[]
[]
[]
[]
[]
[]
[]
[]
[]
[]
[]
[]
[]
[]
[]
[]
[]
[]
[]
[]
[]
[]
[]
[]
[]
[]
[]
[]
[]
[]
[]
[]
[]
[]
[]
[]
[]
[]
[]
[]
[]
[]
[]
[]
[]
[]
[]
[]
[]
[]
[]
[]
[]
[]
[]
[]
[]
[]
[]
[]
[]
[]
[]
[]
[]
[]
[]
[]
[]
[]
[]
[]
[]
[]
[]
[]
[]
[]
[]
[]
[]
[]
[]
[]
[]
[]
[]
[]
[]
[]
[]
[]
[]
[]
[]
[]
[]
[]
[]
[]
[]
[]
[]
[]
[]
[]
[]
[]
[]
[]
[]
[]
[]
[]
[]
[]
[]
[]
[]
[]
[]
[]
[]
[]
[]
[]
[]
[]
[]
[]
[]
[]
[]
[]
[]
[]
[]
[]
[]
[]
[]
[]
[]
[]
[]
[]
[]
[]
[]
[]
[]
[]
[]
[]
[]
[]
[]
[]
[]
[]
[]
[]
[]
[]
[]
[]
[]
[]
[]
[]
[]
[]
[]
[]
[]
[]
[]
[]
[]
[]
[]
[]
[]
[]
[]
[]
[]
[]
[]
[]
[]
[]
[]
[]
[]
[]
[]
[]
[]
[]
[]
[]
[]
[]
[]
[]
[]
[]
[]
[]
[]
[]
[]
[]
[]
[]
[]
[]
[]
[]
[]
[]
[]
[]
[]
[]
[]
[]
[]
[]
[]
[]
[]
[]
[]
[]
[]
[]
[]
[]
[]
[]
[]
[]
[]
[]
[]
[]
[]
[]
[]
[]
[]
[]
[]
[]
[]
[]
[]
[]
[]
[]
[]
[]
[]
[]
[]
[]
[]
[]
[]
[]
[]
[]
[]
[]
[]
[]
[]
[]
[]
[]
[]
[]
[]
[]
[]
[]
[]
[]
[]
[]
[]
[]
[]
[]
[]
[]
[]
[]
[]
[]
[]
[]
[]
[]
[]
[]
[]
[]
[]
[]
[]
[]
[]
[]
[]
[]
[]
[]
[]
[]
[]
[]
[]
[]
[]
[]
[]
[]
[]
[]
[]
[]
[]
[]
[]
[]
[]
[]
[]
[]
[]
[]
[]
[]
[]
[]
[]
[]
[]
[]
[]
[]
[]
[]
[]
[]
[]
[]
[]
[]
[]
[]
[]
[]
[]
[]
[]
[]
[]
[]
[]
[]
[]
[]
[]
[]
[]
[]
[]
[]
[]
[]
[]
[]
[]
[]
[]
[]
[]
[]
[]
[]
[]
[]
[]
[]
[]
[]
[]
[]
[]
[]
[]
[]
[]
[]
[]
[]
[]
[]
[]
[]
[]
[]
[]
[]
[]
[]
[]
[]
[]
[]
[]
[]
[]
[]
[]
[]
[]
[]
[]
[]
[]
[]
[]
[]
[]
[]
[]
[]
[]
[]
[]
[]
[]
[]
[]
[]
[]
[]
[]
[]
[]
[]
[]
[]
[]
[]
[]
[]
[]
[]
[]
[]
[]
[]
[]
[]
[]
[]
[]
[]
[]
[]
[]
[]
[]
[]
[]
[]
[]
[]
[]
[]
[]
[]
[]
[]
[]
[]
[]
[]
[]
[]
[]
[]
[]
[]
[]
[]
[]
[]
[]
[]
[]
[]
[]
[]
[]
[]
[]
[]
[]
[]
[]
[]
[]
[]
[]
[]
[]
[]
[]
[]
[]
[]
[]
[]
[]
[]
[]
[]
[]
[]
[]
[]
[]
[]
[]
[]
[]
[]
[]
[]
[]
[35077.725365759979,0,0,0,0,0,331.91669999999999,0,0,0]
[35077.725365759979,0,0,0,0,0,0,0,206.35079999999999,0]
[35106.625365759981,0,0,0,0,0,0,0,206.35079999999999,0]
[35106.625365759981,0,0,0,0,0,376.93599999999998,0,0,0]
[35110.917945759982,0,0,0,0,0,376.93599999999998,0,0,0]
[35110.917945759982,0,0,0,0,0,0,0,0,205.88040000000001]
[35125.792945759982,0,0,0,0,0,0,0,0,205.88040000000001]
[35125.792945759982,0,0,0,0,0,274.5444,0,0,0]
[35130.012445759981,0,0,0,0,0,274.5444,0,0,0]
[35130.012445759981,0,0,0,0,0,0,283.8143,0,0]
[35141.14844575998,0,0,0,0,0,0,283.8143,0,0]
[35141.14844575998,0,0,0,0,0,0,0,215.5916,0]
[35150.753445759983,0,0,0,0,0,0,0,215.5916,0]
[35150.753445759983,0,0,0,0,0,279.60079999999999,0,0,0]
[35155.103445759982,0,0,0,0,0,279.60079999999999,0,0,0]
[35155.103445759982,0,0,0,0,0,0,0,0,217.58779999999999]
[35218.003445759983,0,0,0,0,0,0,0,0,217.58779999999999]
[35218.003445759983,0,0,0,0,0,0,0,204.86199999999999,0]
[35219.688145759981,0,0,0,0,0,0,0,204.86199999999999,0]
[35219.688145759981,0,0,0,0,0,396.07279999999997,0,0,0]
[35224.242595759984,0,0,0,0,0,396.07279999999997,0,0,0]
[35224.242595759984,0,0,0,0,0,0,0,245.73230000000001,0]
[35232.683095759981,0,0,0,0,0,0,0,245.73230000000001,0]
[35232.683095759981,0,0,0,0,0,268.47669999999999,0,0,0]
[35236.241395759978,0,0,0,0,0,268.47669999999999,0,0,0]
[35236.241395759978,0,0,0,0,0,341.2611,0,0,0]
[35241.71369575998,0,0,0,0,0,341.2611,0,0,0]
[35241.71369575998,0,0,0,0,0,429.46929999999998,0,0,0]
[35252.153695759982,0,0,0,0,0,429.46929999999998,0,0,0]
[35252.153695759982,0,0,0,0,0,0,0,216.49889999999999,0]
[35330.63589575998,0,0,0,0,0,0,0,216.49889999999999,0]
[35330.63589575998,0,0,0,92.684100000000001,0,0,0,0,0]
[35337.59589575998,0,0,0,92.684100000000001,0,0,0,0,0]
[35337.59589575998,0,0,0,0,0,294.23759999999999,0,0,0]
[35521.165895759979,0,0,0,0,0,294.23759999999999,0,0,0]
[35521.165895759979,0,0,0,0,0,376.93599999999998,0,0,0]
[35583.805895759979,0,0,0,0,0,376.93599999999998,0,0,0]
[35583.805895759979,0,0,0,0,0,0,0,215.5916,0]
[35586.034595759978,0,0,0,0,0,0,0,215.5916,0]
[35586.034595759978,0,0,0,0,154.75409999999999,0,0,0,0]
[35648.43459575998,0,0,0,0,154.75409999999999,0,0,0,0]
[35648.43459575998,0,0,0,0,0,392.68110000000001,0,0,0]
[35653.332695759978,0,0,0,0,0,392.68110000000001,0,0,0]
[35653.332695759978,0,0,0,0,0,404.22030000000001,0,0,0]
[35665.512695759979,0,0,0,0,0,404.22030000000001,0,0,0]
[35665.512695759979,0,0,0,0,0,391.5634,0,0,0]
[35674.038695759977,0,0,0,0,0,391.5634,0,0,0]
[35674.038695759977,0,0,0,0,0,399.41840000000002,0,0,0]
[35694.157445759978,0,0,0,0,0,399.41840000000002,0,0,0]
[35694.157445759978,0,0,0,0,0,284.84789999999998,0,0,0]
[35696.440325759977,0,0,0,0,0,284.84789999999998,0,0,0]
[35696.440325759977,0,0,0,0,0,405.41180000000003,0,0,0]
[35700.221345759979,0,0,0,0,0,405.41180000000003,0,0,0]
[35700.221345759979,0,0,0,0,0,294.23759999999999,0,0,0]
[35719.10034575998,0,0,0,0,0,294.23759999999999,0,0,0]
[35719.10034575998,0,0,0,0,0,321.02,0,0,0]
[35727.19134575998,0,0,0,0,0,321.02,0,0,0]
[35727.19134575998,0,0,0,0,0,334.92450000000002,0,0,0]
[35730.758345759983,0,0,0,0,0,334.92450000000002,0,0,0]
[35730.758345759983,0,0,0,0,0,321.02,0,0,0]
[35745.154235759983,0,0,0,0,0,321.02,0,0,0]
[35745.154235759983,0,0,0,0,0,294.23759999999999,0,0,0]
[35748.721235759986,0,0,0,0,0,294.23759999999999,0,0,0]
[35748.721235759986,0,1,0,0,0,0,0,0,0]
[35773.772435759987,0,1,0,0,0,0,0,0,0]
[35773.772435759987,0,0,0,0,0,0,0,257.75310000000002,0]
[35786.437435759988,0,0,0,0,0,0,0,257.75310000000002,0]
[35786.437435759988,0,0,0,0,214.97319999999999,0,0,0,0]
[35789.908635759988,0,0,0,0,214.97319999999999,0,0,0,0]
[35789.908635759988,0,0,0,0,0,396.69580000000002,0,0,0]
[35796.172635759991,0,0,0,0,0,396.69580000000002,0,0,0]
[35796.172635759991,0,0,0,0,0,421.56830000000002,0,0,0]
[35957.122635759988,0,0,0,0,0,421.56830000000002,0,0,0]
[35957.122635759988,0,0,0,0,0,371.47879999999998,0,0,0]
[35980.525635759986,0,0,0,0,0,371.47879999999998,0,0,0]
[35980.525635759986,0,0,0,0,0,335.22089999999997,0,0,0]
[35994.511755759988,0,0,0,0,0,335.22089999999997,0,0,0]
[35994.511755759988,0,0,0,0,0,405.41180000000003,0,0,0]
[36033.640005759989,0,0,0,0,0,405.41180000000003,0,0,0]
[36033.640005759989,0,0,0,0,0,335.22089999999997,0,0,0]
[36057.939105759986,0,0,0,0,0,335.22089999999997,0,0,0]
[36057.939105759986,0,0,0,0,0,429.46929999999998,0,0,0]
[36090.651105759986,0,0,0,0,0,429.46929999999998,0,0,0]
[36090.651105759986,0,0,0,0,0,321.02,0,0,0]
[36110.539305759987,0,0,0,0,0,321.02,0,0,0]
[36110.539305759987,0,0,0,0,0,289.19040000000001,0,0,0]
[36134.899305759987,0,0,0,0,0,289.19040000000001,0,0,0]
[36134.899305759987,0,0,0,0,0,521.13459999999998,0,0,0]
[36140.737005759984,0,0,0,0,0,521.13459999999998,0,0,0]
[36140.737005759984,0,0,0,0,0,294.23759999999999,0,0,0]
[36147.457755759984,0,0,0,0,0,294.23759999999999,0,0,0]
[36147.457755759984,0,0,0,0,0,0,0,268.71109999999999,0]
[36200.157755759981,0,0,0,0,0,0,0,268.71109999999999,0]
[36200.157755759981,0,0,0,0,0,377.5942,0,0,0]
[36211.467755759979,0,0,0,0,0,377.5942,0,0,0]
[36211.467755759979,0,0,0,0,0,0,485.74630000000002,0,0]
[36222.603755759978,0,0,0,0,0,0,485.74630000000002,0,0]
[36222.603755759978,0,0,0,0,0,398.36680000000001,0,0,0]
[36226.162055759974,0,0,0,0,0,398.36680000000001,0,0,0]
[36226.162055759974,0,0,0,0,0,248.70070000000001,0,0,0]
[36229.903055759976,0,0,0,0,0,248.70070000000001,0,0,0]
[36229.903055759976,0,0,0,0,0,376.56099999999998,0,0,0]
[36234.676389059976,0,0,0,0,0,376.56099999999998,0,0,0]
[36234.676389059976,0,1,0,0,0,0,0,0,0]
[36238.246389059976,0,1,0,0,0,0,0,0,0]
[36238.246389059976,0,0,0,0,0,459.62819999999999,0,0,0]
[36247.816389059975,0,0,0,0,0,459.62819999999999,0,0,0]
[36247.816389059975,0,0,0,0,0,0,444.77780000000001,0,0]
[36262.606389059976,0,0,0,0,0,0,444.77780000000001,0,0]
[36262.606389059976,0,0,0,0,0,335.22089999999997,0,0,0]
[36270.001389059973,0,0,0,0,0,335.22089999999997,0,0,0]
[36270.001389059973,0,0,0,0,0,407.81599999999997,0,0,0]
[37192.20138905997,0,0,0,0,0,407.81599999999997,0,0,0]
[37192.20138905997,0,0,0,0,207.41569999999999,0,0,0,0]
[37195.081389059967,0,0,0,0,207.41569999999999,0,0,0,0]
[37195.081389059967,0,0,0,0,0,384.98930000000001,0,0,0]
[37210.054089059966,0,0,0,0,0,384.98930000000001,0,0,0]
[37210.054089059966,0,0,0,0,0,389.34710000000001,0,0,0]
[37218.841089059963,0,0,0,0,0,389.34710000000001,0,0,0]
[37218.841089059963,0,0,0,0,0,376.93599999999998,0,0,0]
[37230.881889059965,0,0,0,0,0,376.93599999999998,0,0,0]
[37230.881889059965,0,0,0,0,0,0,0,0,230.71440000000001]
[37270.763889059963,0,0,0,0,0,0,0,0,230.71440000000001]
[37270.763889059963,0,0,0,0,0,286.73149999999998,0,0,0]
[37328.792889059965,0,0,0,0,0,286.73149999999998,0,0,0]
[37328.792889059965,0,0,0,0,0,380.72829999999999,0,0,0]
[37360.112889059965,0,0,0,0,0,380.72829999999999,0,0,0]
[37360.112889059965,0,0,0,0,0,321.02,0,0,0]
[37361.859849059962,0,0,0,0,0,321.02,0,0,0]
[37361.859849059962,0,0,0,0,0,368.13670000000002,0,0,0]
[37382.531919059962,0,0,0,0,0,368.13670000000002,0,0,0]
[37382.531919059962,0,0,0,0,0,373.49509999999998,0,0,0]
[37386.221589059962,0,0,0,0,0,373.49509999999998,0,0,0]
[37386.221589059962,0,0,0,0,0,376.93599999999998,0,0,0]
[37414.844589059961,0,0,0,0,0,376.93599999999998,0,0,0]
[37414.844589059961,0,0,0,0,0,307.97840000000002,0,0,0]
[37427.894589059964,0,0,0,0,0,307.97840000000002,0,0,0]
[37427.894589059964,0,0,0,0,0,321.02,0,0,0]
[37461.824589059965,0,0,0,0,0,321.02,0,0,0]
[37461.824589059965,0,0,0,0,0,376.93599999999998,0,0,0]
[37486.184589059965,0,0,0,0,0,376.93599999999998,0,0,0]
[37486.184589059965,0,0,0,0,0,287.54649999999998,0,0,0]
[37872.899589059962,0,0,0,0,0,287.54649999999998,0,0,0]
[37872.899589059962,0,1,0,0,0,0,0,0,0]
[37905.369589059963,0,1,0,0,0,0,0,0,0]
[37905.369589059963,0,0,0,0,161.5549,0,0,0,0]
[37991.929589059961,0,0,0,0,161.5549,0,0,0,0]
[37991.929589059961,0,0,0,0,0,0,0,145.96850000000001,0]
[37995.520839059958,0,0,0,0,0,0,0,145.96850000000001,0]
[37995.520839059958,0,0,0,0,0,335.22089999999997,0,0,0]
[38018.079069059961,0,0,0,0,0,335.22089999999997,0,0,0]
[38018.079069059961,0,0,0,0,0,0,0,204.86199999999999,0]
[38070.779069059958,0,0,0,0,0,0,0,204.86199999999999,0]
[38070.779069059958,0,1,0,0,0,0,0,0,0]
[38090.329069059961,0,1,0,0,0,0,0,0,0]
[38090.329069059961,0,0,0,90.465000000000003,0,0,0,0,0]
[38099.275279059962,0,0,0,90.465000000000003,0,0,0,0,0]
[38099.275279059962,0,0,0,0,0,378.63310000000001,0,0,0]
[38116.388179059963,0,0,0,0,0,378.63310000000001,0,0,0]
[38116.388179059963,0,0,0,0,0,370.47890000000001,0,0,0]
[38141.879179059964,0,0,0,0,0,370.47890000000001,0,0,0]
[38141.879179059964,0,0,0,0,0,314.36340000000001,0,0,0]
[38164.499179059967,0,0,0,0,0,314.36340000000001,0,0,0]
[38164.499179059967,0,0,0,0,0,0,0,224.7783,0]
[38404.199179059964,0,0,0,0,0,0,0,224.7783,0]
[38404.199179059964,0,0,0,0,0,246.88300000000001,0,0,0]
[38411.159179059963,0,0,0,0,0,246.88300000000001,0,0,0]
[38411.159179059963,0,0,0,0,0,0,0,217.75919999999999,0]
[38421.996679059965,0,0,0,0,0,0,0,217.75919999999999,0]
[38421.996679059965,0,0,0,0,0,376.93599999999998,0,0,0]
[38424.084679059968,0,0,0,0,0,376.93599999999998,0,0,0]
[38424.084679059968,0,0,0,0,0,291.69209999999998,0,0,0]
[38435.91667905997,0,0,0,0,0,291.69209999999998,0,0,0]
[38435.91667905997,0,0,0,0,0,376.93599999999998,0,0,0]
[38486.811679059967,0,0,0,0,0,376.93599999999998,0,0,0]
[38486.811679059967,0,0,0,0,0,371.47879999999998,0,0,0]
[38732.151679059963,0,0,0,0,0,371.47879999999998,0,0,0]
[38732.151679059963,0,0,0,0,0,0,0,248.10550000000001,0]
[38754.931679059962,0,0,0,0,0,0,0,248.10550000000001,0]
[38754.931679059962,0,0,0,0,0,0,0,215.2533,0]
[38765.981679059965,0,0,0,0,0,0,0,215.2533,0]
[38765.981679059965,0,0,0,0,0,376.93599999999998,0,0,0]
[38771.506179059965,0,0,0,0,0,376.93599999999998,0,0,0]
[38771.506179059965,0,0,0,0,0,0,0,206.35079999999999,0]
[38780.771179059964,0,0,0,0,0,0,0,206.35079999999999,0]
[38780.771179059964,0,0,0,0,0,371.47879999999998,0,0,0]
[38781.815179059966,0,0,0,0,0,371.47879999999998,0,0,0]
[38781.815179059966,0,0,0,0,0,301.84879999999998,0,0,0]
[38809.220179059965,0,0,0,0,0,301.84879999999998,0,0,0]
[38809.220179059965,0,0,0,0,0,380.72829999999999,0,0,0]
[38810.924509059965,0,0,0,0,0,380.72829999999999,0,0,0]
[38810.924509059965,0,0,0,0,0,334.92450000000002,0,0,0]
[38811.898909059964,0,0,0,0,0,334.92450000000002,0,0,0]
[38811.898909059964,0,0,0,0,0,398.36680000000001,0,0,0]
[38813.464909059963,0,0,0,0,0,398.36680000000001,0,0,0]
[38813.464909059963,0,0,0,0,0,396.07279999999997,0,0,0]
[38821.691629059962,0,0,0,0,0,396.07279999999997,0,0,0]
[38821.691629059962,0,0,0,0,0,413.95370000000003,0,0,0]
[38831.52262905996,0,0,0,0,0,413.95370000000003,0,0,0]
[38831.52262905996,0,0,0,0,0,291.69209999999998,0,0,0]
[39564.932629059964,0,0,0,0,0,291.69209999999998,0,0,0]
[39564.932629059964,0,0,0,0,0,268.47669999999999,0,0,0]
[39604.943929059962,0,0,0,0,0,268.47669999999999,0,0,0]
[39604.943929059962,0,0,0,0,0,384.98930000000001,0,0,0]
[40281.803929059963,0,0,0,0,0,384.98930000000001,0,0,0]
[40281.803929059963,0,0,0,0,0,335.22089999999997,0,0,0]
[40283.978929059966,0,0,0,0,0,335.22089999999997,0,0,0]
[40283.978929059966,0,0,0,84.980599999999995,0,0,0,0,0]
[40288.953589059965,0,0,0,84.980599999999995,0,0,0,0,0]
[40288.953589059965,0,0,0,0,0,372.48419999999999,0,0,0]
[40316.010589059966,0,0,0,0,0,372.48419999999999,0,0,0]
[40316.010589059966,0,0,0,0,178.6891,0,0,0,0]
[40323.575389059966,0,0,0,0,178.6891,0,0,0,0]
[40323.575389059966,0,0,0,0,0,376.93599999999998,0,0,0]
[40333.406389059965,0,0,0,0,0,376.93599999999998,0,0,0]
[40333.406389059965,0,0,0,0,0,384.98930000000001,0,0,0]
[40336.726005429962,0,0,0,0,0,384.98930000000001,0,0,0]
[40336.726005429962,0,0,0,0,0,440.47809999999998,0,0,0]
[40390.23100542996,0,0,0,0,0,440.47809999999998,0,0,0]
[40390.23100542996,0,0,0,0,0,376.93599999999998,0,0,0]
[40408.588005429963,0,0,0,0,0,376.93599999999998,0,0,0]
[40408.588005429963,0,0,0,0,0,314.36340000000001,0,0,0]
[40416.76165542996,0,0,0,0,0,314.36340000000001,0,0,0]
[40416.76165542996,0,0,0,0,0,378.63310000000001,0,0,0]
[40706.471655429959,0,0,0,0,0,378.63310000000001,0,0,0]
[40706.471655429959,0,1,0,0,0,0,0,0,0]
[40770.391655429958,0,1,0,0,0,0,0,0,0]
[40770.391655429958,0,0,0,0,0,327.96609999999998,0,0,0]
[40772.131655429956,0,0,0,0,0,327.96609999999998,0,0,0]
[40772.131655429956,0,0,0,0,0,0,0,215.5916,0]
[40774.256655429956,0,0,0,0,0,0,0,215.5916,0]
[40774.256655429956,0,0,0,0,0,377.5942,0,0,0]
[40777.024995429958,0,0,0,0,0,377.5942,0,0,0]
[40777.024995429958,0,0,0,0,0,397.2165,0,0,0]
[40789.36159542996,0,0,0,0,0,397.2165,0,0,0]
[40789.36159542996,0,0,0,0,0,341.2611,0,0,0]
[40828.511595429962,0,0,0,0,0,341.2611,0,0,0]
[40828.511595429962,0,0,0,96.673000000000002,0,0,0,0,0]
[41275.691595429962,0,0,0,96.673000000000002,0,0,0,0,0]
[41275.691595429962,0,0,0,0,0,393.80509999999998,0,0,0]
[41638.481595429963,0,0,0,0,0,393.80509999999998,0,0,0]
[41638.481595429963,0,0,0,0,0,392.68110000000001,0,0,0]
[41689.811595429965,0,0,0,0,0,392.68110000000001,0,0,0]
[41689.811595429965,0,0,0,0,0,329.8218,0,0,0]
[41736.704595429961,0,0,0,0,0,329.8218,0,0,0]
[41736.704595429961,0,0,0,0,0,0,0,206.35079999999999,0]
[41739.520645429962,0,0,0,0,0,0,0,206.35079999999999,0]
[41739.520645429962,0,0,0,0,0,377.5942,0,0,0]
[41740.613365429963,0,0,0,0,0,377.5942,0,0,0]
[41740.613365429963,0,0,0,0,0,248.70070000000001,0,0,0]
[41851.625365429965,0,0,0,0,0,248.70070000000001,0,0,0]
[41851.625365429965,0,0,0,0,0,330.82979999999998,0,0,0]
[41936.798365429968,0,0,0,0,0,330.82979999999998,0,0,0]
[41936.798365429968,0,0,0,0,0,0,0,215.5916,0]
[41964.848365429971,0,0,0,0,0,0,0,215.5916,0]
[41964.848365429971,0,0,0,0,207.41569999999999,0,0,0,0]
[41967.888365429972,0,0,0,0,207.41569999999999,0,0,0,0]
[41967.888365429972,0,0,0,0,0,379.67779999999999,0,0,0]
[41993.544665429974,0,0,0,0,0,379.67779999999999,0,0,0]
[41993.544665429974,0,0,0,0,0,372.48419999999999,0,0,0]
[41997.145064729972,0,0,0,0,0,372.48419999999999,0,0,0]
[41997.145064729972,0,0,0,0,0,330.82979999999998,0,0,0]
[42042.994064729974,0,0,0,0,0,330.82979999999998,0,0,0]
[42042.994064729974,0,1,0,0,0,0,0,0,0]
[42045.307764729972,0,1,0,0,0,0,0,0,0]
[42045.307764729972,0,0,0,0,0,0,494.02170000000001,0,0]
[42054.010374729973,0,0,0,0,0,0,494.02170000000001,0,0]
[42054.010374729973,0,0,0,0,0,376.93599999999998,0,0,0]
[42087.940374729973,0,0,0,0,0,376.93599999999998,0,0,0]
[42087.940374729973,0,0,0,0,0,0,0,248.10550000000001,0]
[42126.190374729973,0,0,0,0,0,0,0,248.10550000000001,0]
[42126.190374729973,0,1,0,0,0,0,0,0,0]
[42200.14037472997,0,1,0,0,0,0,0,0,0]
[42200.14037472997,0,0,0,0,0,335.22089999999997,0,0,0]
[42205.360374729971,0,0,0,0,0,335.22089999999997,0,0,0]
[42205.360374729971,0,0,0,0,0,387.15589999999997,0,0,0]
[42212.233374729971,0,0,0,0,0,387.15589999999997,0,0,0]
[42212.233374729971,0,0,0,0,0,341.2611,0,0,0]
[42213.638424729972,0,0,0,0,0,341.2611,0,0,0]
[42213.638424729972,0,0,0,0,0,0,0,215.5916,0]
[42217.351224729973,0,0,0,0,0,0,0,215.5916,0]
[42217.351224729973,0,0,0,0,0,407.81599999999997,0,0,0]
[42267.811224729972,0,0,0,0,0,407.81599999999997,0,0,0]
[42267.811224729972,0,0,0,0,202.76329999999999,0,0,0,0]
[42431.011224729969,0,0,0,0,202.76329999999999,0,0,0,0]
[42431.011224729969,0,0,0,0,0,376.93599999999998,0,0,0]
[42452.761224729969,0,0,0,0,0,376.93599999999998,0,0,0]
[42452.761224729969,0,0,0,0,0,376.56099999999998,0,0,0]
[42457.532304729968,0,0,0,0,0,376.56099999999998,0,0,0]
[42457.532304729968,0,0,0,0,0,376.93599999999998,0,0,0]
[42506.252304729969,0,0,0,0,0,376.93599999999998,0,0,0]
[42506.252304729969,0,0,0,0,0,0,0,0,217.58779999999999]
[42514.289904729972,0,0,0,0,0,0,0,0,217.58779999999999]
[42514.289904729972,0,0,0,0,0,372.48419999999999,0,0,0]
[42522.743694729972,0,0,0,0,0,372.48419999999999,0,0,0]
[42522.743694729972,0,0,0,0,0,284.3143,0,0,0]
[42530.312694729975,0,0,0,0,0,284.3143,0,0,0]
[42530.312694729975,0,0,0,0,0,0,477.74419999999998,0,0]
[42540.143694729974,0,0,0,0,0,0,477.74419999999998,0,0]
[42540.143694729974,0,0,0,0,0,268.47669999999999,0,0,0]
[42551.12309472997,0,0,0,0,0,268.47669999999999,0,0,0]
[42551.12309472997,0,0,0,0,0,366.71010000000001,0,0,0]
[42553.289394729967,0,0,0,0,0,366.71010000000001,0,0,0]
[42553.289394729967,0,0,0,0,0,399.52390000000003,0,0,0]
[43105.043394729961,0,0,0,0,0,399.52390000000003,0,0,0]
[43105.043394729961,0,1,0,0,0,0,0,0,0]
[43220.643394729959,0,1,0,0,0,0,0,0,0]
[43220.643394729959,0,0,0,0,0,371.47879999999998,0,0,0]
[43222.948894729961,0,0,0,0,0,371.47879999999998,0,0,0]
[43222.948894729961,0,0,0,0,0,376.93599999999998,0,0,0]
[43309.948894729961,0,0,0,0,0,376.93599999999998,0,0,0]
[43309.948894729961,0,0,0,0,0,258.20839999999998,0,0,0]
[43314.036589729963,0,0,0,0,0,258.20839999999998,0,0,0]
[43314.036589729963,0,0,0,0,0,0,0,217.75919999999999,0]
[43322.87658972996,0,0,0,0,0,0,0,217.75919999999999,0]
[43322.87658972996,0,0,0,0,0,393.80509999999998,0,0,0]
[43360.64502972996,0,0,0,0,0,393.80509999999998,0,0,0]
[43360.64502972996,0,0,0,0,0,376.93599999999998,0,0,0]
[43375.435029729961,0,0,0,0,0,376.93599999999998,0,0,0]
[43375.435029729961,0,1,0,0,0,0,0,0,0]
[43624.910029729959,0,1,0,0,0,0,0,0,0]
[43624.910029729959,0,0,0,0,0,253.04839999999999,0,0,0]
[43627.833229729957,0,0,0,0,0,253.04839999999999,0,0,0]
[43627.833229729957,0,0,0,0,0,0,0,204.86199999999999,0]
[43639.299729729959,0,0,0,0,0,0,0,204.86199999999999,0]
[43639.299729729959,0,0,0,0,0,478.24419999999998,0,0,0]
[43643.116419729959,0,0,0,0,0,478.24419999999998,0,0,0]
[43643.116419729959,0,0,0,0,0,0,0,204.86199999999999,0]
[43645.972419729958,0,0,0,0,0,0,0,204.86199999999999,0]
[43645.972419729958,0,0,0,111.9838,0,0,0,0,0]
[43651.975419729955,0,0,0,111.9838,0,0,0,0,0]
[43651.975419729955,0,0,0,0,0,0,407.31599999999997,0,0]
[43655.635509729953,0,0,0,0,0,0,407.31599999999997,0,0]
[43655.635509729953,0,1,0,0,0,0,0,0,0]
[43684.195509729951,0,1,0,0,0,0,0,0,0]
[43684.195509729951,0,0,0,0,0,0,358.55810000000002,0,0]
[43688.475909729954,0,0,0,0,0,0,358.55810000000002,0,0]
[43688.475909729954,0,0,0,0,0,0,0,215.87430000000001,0]
[43692.130909729953,0,0,0,0,0,0,0,215.87430000000001,0]
[43692.130909729953,0,0,0,0,0,372.48419999999999,0,0,0]
[43725.624169729956,0,0,0,0,0,372.48419999999999,0,0,0]
[43725.624169729956,0,0,0,0,0,396.69580000000002,0,0,0]
[43726.711669729957,0,0,0,0,0,396.69580000000002,0,0,0]
[43726.711669729957,0,0,0,0,0,0,0,215.5916,0]
[43730.755119729954,0,0,0,0,0,0,0,215.5916,0]
[43730.755119729954,0,0,0,0,177.5804,0,0,0,0]
[43735.688719729958,0,0,0,0,177.5804,0,0,0,0]
[43735.688719729958,0,0,0,0,0,0,0,0,197.898]
[43765.108919729959,0,0,0,0,0,0,0,0,197.898]
[43765.108919729959,0,0,0,0,0,0,0,0,230.71440000000001]
[43769.268819729958,0,0,0,0,0,0,0,0,230.71440000000001]
[43769.268819729958,0,0,0,0,0,390.45209999999997,0,0,0]
[43793.167719729958,0,0,0,0,0,390.45209999999997,0,0,0]
[43793.167719729958,0,0,0,0,0,368.22629999999998,0,0,0]
[44310.817719729959,0,0,0,0,0,368.22629999999998,0,0,0]
[44310.817719729959,0,0,0,0,0,373.49509999999998,0,0,0]
[44314.634409729959,0,0,0,0,0,373.49509999999998,0,0,0]
[44314.634409729959,0,0,0,0,0,268.47669999999999,0,0,0]
[44349.78240972996,0,0,0,0,0,268.47669999999999,0,0,0]
[44349.78240972996,0,0,0,0,0,368.13670000000002,0,0,0]
[44355.689274729957,0,0,0,0,0,368.13670000000002,0,0,0]
[44355.689274729957,0,0,0,0,0,371.47879999999998,0,0,0]
[44372.045274729957,0,0,0,0,0,371.47879999999998,0,0,0]
[44372.045274729957,0,0,0,0,0,407.3768,0,0,0]
[44379.005274729956,0,0,0,0,0,407.3768,0,0,0]
[44379.005274729956,0,0,0,95.498000000000005,0,0,0,0,0]
[44428.720554729953,0,0,0,95.498000000000005,0,0,0,0,0]
[44428.720554729953,0,0,0,0,0,246.88300000000001,0,0,0]
[44432.474604729956,0,0,0,0,0,246.88300000000001,0,0,0]
[44432.474604729956,0,0,0,0,0,0,0,215.87430000000001,0]
[44445.649604729959,0,0,0,0,0,0,0,215.87430000000001,0]
[44445.649604729959,0,0,0,0,0,286.73149999999998,0,0,0]
[44880.649604729959,0,0,0,0,0,286.73149999999998,0,0,0]
[44880.649604729959,0,0,0,0,174.33600000000001,0,0,0,0]
[44884.409604729961,0,0,0,0,174.33600000000001,0,0,0,0]
[44884.409604729961,0,0,0,0,0,342.80549999999999,0,0,0]
[44905.180854729959,0,0,0,0,0,342.80549999999999,0,0,0]
[44905.180854729959,0,0,0,0,0,309.86630000000002,0,0,0]
[44925.538854729959,0,0,0,0,0,309.86630000000002,0,0,0]
[44925.538854729959,0,0,0,0,0,396.69580000000002,0,0,0]
[44927.191854729957,0,0,0,0,0,396.69580000000002,0,0,0]
[44927.191854729957,0,0,0,0,0,376.93599999999998,0,0,0]
[44930.944164729961,0,0,0,0,0,376.93599999999998,0,0,0]
[44930.944164729961,0,0,0,0,0,0,0,0,197.898]
[44933.707514729962,0,0,0,0,0,0,0,0,197.898]
[44933.707514729962,0,0,0,0,214.97319999999999,0,0,0,0]
[44937.259514729965,0,0,0,0,214.97319999999999,0,0,0,0]
[44937.259514729965,0,0,0,0,0,270.62979999999999,0,0,0]
[44952.049514729966,0,0,0,0,0,270.62979999999999,0,0,0]
[44952.049514729966,0,0,0,0,0,335.22089999999997,0,0,0]
[44969.884514729965,0,0,0,0,0,335.22089999999997,0,0,0]
[44969.884514729965,0,0,0,0,0,373.49509999999998,0,0,0]
[44981.107514729963,0,0,0,0,0,373.49509999999998,0,0,0]
[44981.107514729963,0,0,0,0,0,380.72829999999999,0,0,0]
[44993.670314729963,0,0,0,0,0,380.72829999999999,0,0,0]
[44993.670314729963,0,0,0,0,0,398.36680000000001,0,0,0]
[44995.382474729966,0,0,0,0,0,398.36680000000001,0,0,0]
[44995.382474729966,0,0,0,101.1362,0,0,0,0,0]
[45015.566474729967,0,0,0,101.1362,0,0,0,0,0]
[45015.566474729967,0,0,0,0,0,342.34070000000003,0,0,0]
[45039.578474729969,0,0,0,0,0,342.34070000000003,0,0,0]
[45039.578474729969,0,0,0,0,0,0,0,0,220.7268]
[45043.828474729969,0,0,0,0,0,0,0,0,220.7268]
[45043.828474729969,0,0,0,0,0,373.49509999999998,0,0,0]
[45082.978474729971,0,0,0,0,0,373.49509999999998,0,0,0]
[45082.978474729971,0,0,0,0,0,0,0,266.44529999999997,0]
[45166.193474729967,0,0,0,0,0,0,0,266.44529999999997,0]
[45166.193474729967,0,1,0,0,0,0,0,0,0]
[45171.718474729969,0,1,0,0,0,0,0,0,0]
[45171.718474729969,0,0,0,0,0,330.82979999999998,0,0,0]
[45250.018474729972,0,0,0,0,0,330.82979999999998,0,0,0]
[45250.018474729972,0,1,0,0,0,0,0,0,0]
[45264.170974729968,0,1,0,0,0,0,0,0,0]
[45264.170974729968,0,0,0,0,0,350.74279999999999,0,0,0]
[45268.542724729967,0,0,0,0,0,350.74279999999999,0,0,0]
[45268.542724729967,0,0,0,0,0,407.81599999999997,0,0,0]
[45275.052064729964,0,0,0,0,0,407.81599999999997,0,0,0]
[45275.052064729964,0,0,0,0,0,376.56099999999998,0,0,0]
[45359.529064729963,0,0,0,0,0,376.56099999999998,0,0,0]
[45359.529064729963,0,0,0,0,0,268.47669999999999,0,0,0]
[46281.72906472996,0,0,0,0,0,268.47669999999999,0,0,0]
[46281.72906472996,0,0,0,0,0,396.07279999999997,0,0,0]
[46321.749064729956,0,0,0,0,0,396.07279999999997,0,0,0]
[46321.749064729956,0,0,0,0,0,0,376.43599999999998,0,0]
[46322.619064729959,0,0,0,0,0,0,376.43599999999998,0,0]
[46322.619064729959,0,0,0,0,0,0,0,206.35079999999999,0]
[46324.291864729959,0,0,0,0,0,0,0,206.35079999999999,0]
[46324.291864729959,0,0,0,0,0,275.04169999999999,0,0,0]
[46493.071864729958,0,0,0,0,0,275.04169999999999,0,0,0]
[46493.071864729958,0,0,0,0,0,374.51150000000001,0,0,0]
[46512.646864729955,0,0,0,0,0,374.51150000000001,0,0,0]
[46512.646864729955,0,0,0,0,0,335.22089999999997,0,0,0]
[46541.356864729954,0,0,0,0,0,335.22089999999997,0,0,0]
[46541.356864729954,0,1,0,0,0,0,0,0,0]
[46550.281864729957,0,1,0,0,0,0,0,0,0]
[46550.281864729957,0,0,0,0,0,376.93599999999998,0,0,0]
[46599.871864729954,0,0,0,0,0,376.93599999999998,0,0,0]
[46599.871864729954,0,0,0,0,0,335.22089999999997,0,0,0]
[46604.243614729952,0,0,0,0,0,335.22089999999997,0,0,0]
[46604.243614729952,0,0,0,0,0,389.34710000000001,0,0,0]
[46607.56323109995,0,0,0,0,0,389.34710000000001,0,0,0]
[46607.56323109995,0,1,0,0,0,0,0,0,0]
[46658.223231099953,0,1,0,0,0,0,0,0,0]
[46658.223231099953,0,0,0,0,0,352.37479999999999,0,0,0]
[46663.443231099955,0,0,0,0,0,352.37479999999999,0,0,0]
[46663.443231099955,0,0,0,0,0,376.56099999999998,0,0,0]
[46664.591631099953,0,0,0,0,0,376.56099999999998,0,0,0]
[46664.591631099953,0,0,0,0,0,374.51150000000001,0,0,0]
[46676.771631099953,0,0,0,0,0,374.51150000000001,0,0,0]
[46676.771631099953,0,0,0,0,0,284.84789999999998,0,0,0]
[46690.134831099953,0,0,0,0,0,284.84789999999998,0,0,0]
[46690.134831099953,0,0,0,0,0,268.47669999999999,0,0,0]
[46701.897231099952,0,0,0,0,0,268.47669999999999,0,0,0]
[46701.897231099952,0,0,0,0,0,0,0,206.35079999999999,0]
[46721.702231099953,0,0,0,0,0,0,0,206.35079999999999,0]
[46721.702231099953,0,0,0,92.684100000000001,0,0,0,0,0]
[46747.802231099951,0,0,0,92.684100000000001,0,0,0,0,0]
[46747.802231099951,0,0,0,0,0,0,0,248.10550000000001,0]
[46751.287231099952,0,0,0,0,0,0,0,248.10550000000001,0]
[46751.287231099952,0,0,0,0,0,371.47879999999998,0,0,0]
[46758.143701099951,0,0,0,0,0,371.47879999999998,0,0,0]
[46758.143701099951,0,0,0,0,0,396.07279999999997,0,0,0]
[46795.553701099954,0,0,0,0,0,396.07279999999997,0,0,0]
[46795.553701099954,0,1,0,0,0,0,0,0,0]
[46986.803701099954,0,1,0,0,0,0,0,0,0]
[46986.803701099954,0,0,0,0,0,321.02,0,0,0]
[47013.773701099955,0,0,0,0,0,321.02,0,0,0]
[47013.773701099955,0,0,0,0,0,335.22089999999997,0,0,0]
[47091.203701099956,0,0,0,0,0,335.22089999999997,0,0,0]
[47091.203701099956,0,0,0,0,169.18610000000001,0,0,0,0]
[47574.403701099953,0,0,0,0,169.18610000000001,0,0,0,0]
[47574.403701099953,0,0,0,0,0,376.93599999999998,0,0,0]
[47575.360701099955,0,0,0,0,0,376.93599999999998,0,0,0]
[47575.360701099955,0,0,0,0,0,396.69580000000002,0,0,0]
[47590.585701099953,0,0,0,0,0,396.69580000000002,0,0,0]
[47590.585701099953,0,0,0,0,0,260.19839999999999,0,0,0]
[47594.788671099952,0,0,0,0,0,260.19839999999999,0,0,0]
[47594.788671099952,0,0,0,0,0,379.67779999999999,0,0,0]
[47596.52867109995,0,0,0,0,0,379.67779999999999,0,0,0]
[47596.52867109995,0,0,0,0,0,255.173,0,0,0]
[47620.88867109995,0,0,0,0,0,255.173,0,0,0]
[47620.88867109995,0,0,0,0,0,376.93599999999998,0,0,0]
[47632.546671099954,0,0,0,0,0,376.93599999999998,0,0,0]
[47632.546671099954,0,0,0,0,0,376.56099999999998,0,0,0]
[47636.409471099956,0,0,0,0,0,376.56099999999998,0,0,0]
[47636.409471099956,0,0,0,0,0,270.62979999999999,0,0,0]
[47640.715971099955,0,0,0,0,0,270.62979999999999,0,0,0]
[47640.715971099955,0,0,0,0,154.5873,0,0,0,0]
[47649.755971099956,0,0,0,0,154.5873,0,0,0,0]
[47649.755971099956,0,0,0,0,0,427.52670000000001,0,0,0]
[48196.115971099956,0,0,0,0,0,427.52670000000001,0,0,0]
[48196.115971099956,0,0,0,0,0,407.3768,0,0,0]
[48202.505251099959,0,0,0,0,0,407.3768,0,0,0]
[48202.505251099959,0,0,0,0,0,376.93599999999998,0,0,0]
[48222.882391099956,0,0,0,0,0,376.93599999999998,0,0,0]
[48222.882391099956,0,0,0,0,0,404.22030000000001,0,0,0]
[48225.805591099954,0,0,0,0,0,404.22030000000001,0,0,0]
[48225.805591099954,0,0,0,0,0,376.93599999999998,0,0,0]
[48242.031091099954,0,0,0,0,0,376.93599999999998,0,0,0]
[48242.031091099954,0,0,0,0,177.5804,0,0,0,0]
[48245.987891099954,0,0,0,0,177.5804,0,0,0,0]
[48245.987891099954,0,0,0,0,189.33250000000001,0,0,0,0]
[48249.367891099952,0,0,0,0,189.33250000000001,0,0,0,0]
[48249.367891099952,0,0,0,0,0,0,0,238.60140000000001,0]
[48253.762391099954,0,0,0,0,0,0,0,238.60140000000001,0]
[48253.762391099954,0,0,0,0,0,376.93599999999998,0,0,0]
[48296.134871099952,0,0,0,0,0,376.93599999999998,0,0,0]
[48296.134871099952,0,1,0,0,0,0,0,0,0]
[48297.09792109995,0,1,0,0,0,0,0,0,0]
[48297.09792109995,0,0,0,0,0,376.93599999999998,0,0,0]
[48339.16764109995,0,0,0,0,0,376.93599999999998,0,0,0]
[48339.16764109995,0,0,0,0,0,0,0,204.86199999999999,0]
[48370.957641099951,0,0,0,0,0,0,0,204.86199999999999,0]
[48370.957641099951,0,0,0,0,0,405.41180000000003,0,0,0]
[48372.262641099951,0,0,0,0,0,405.41180000000003,0,0,0]
[48372.262641099951,0,0,0,0,0,376.93599999999998,0,0,0]
[48381.484641099953,0,0,0,0,0,376.93599999999998,0,0,0]
[48381.484641099953,0,0,0,0,0,0,0,206.35079999999999,0]
[48385.054641099952,0,0,0,0,0,0,0,206.35079999999999,0]
[48385.054641099952,0,0,0,0,0,250.5455,0,0,0]
[48386.759841099949,0,0,0,0,0,250.5455,0,0,0]
[48386.759841099949,0,0,0,0,0,349.1259,0,0,0]
[48396.329841099949,0,0,0,0,0,349.1259,0,0,0]
[48396.329841099949,0,0,0,0,0,376.93599999999998,0,0,0]
[48403.811841099952,0,0,0,0,0,376.93599999999998,0,0,0]
[48403.811841099952,0,0,0,0,0,420.27969999999999,0,0,0]
[48410.771841099951,0,0,0,0,0,420.27969999999999,0,0,0]
[48410.771841099951,0,0,0,0,0,0,0,215.5916,0]
[48414.384341099954,0,0,0,0,0,0,0,215.5916,0]
[48414.384341099954,0,0,0,0,0,349.1259,0,0,0]
[48423.258341099958,0,0,0,0,0,349.1259,0,0,0]
[48423.258341099958,0,0,0,0,0,390.45209999999997,0,0,0]
[48440.658341099959,0,0,0,0,0,390.45209999999997,0,0,0]
[48440.658341099959,0,0,0,0,0,371.47879999999998,0,0,0]
[48442.76374109996,0,0,0,0,0,371.47879999999998,0,0,0]
[48442.76374109996,0,0,0,0,0,390.45209999999997,0,0,0]
[48456.863023739963,0,0,0,0,0,390.45209999999997,0,0,0]
[48456.863023739963,0,0,0,0,0,0,0,0,208.68700000000001]
[48508.713023739961,0,0,0,0,0,0,0,0,208.68700000000001]
[48508.713023739961,0,0,0,0,0,380.72829999999999,0,0,0]
[48510.452153739963,0,0,0,0,0,380.72829999999999,0,0,0]
[48510.452153739963,0,0,0,86.336399999999998,0,0,0,0,0]
[48544.817153739961,0,0,0,86.336399999999998,0,0,0,0,0]
[48544.817153739961,0,0,0,0,0,335.22089999999997,0,0,0]
[48584.141153739962,0,0,0,0,0,335.22089999999997,0,0,0]
[48584.141153739962,0,0,0,0,0,415.20359999999999,0,0,0]
[48586.031663739959,0,0,0,0,0,415.20359999999999,0,0,0]
[48586.031663739959,0,0,0,0,0,274.5444,0,0,0]
[48598.544873739957,0,0,0,0,0,274.5444,0,0,0]
[48598.544873739957,0,0,0,0,0,272.81779999999998,0,0,0]
[48602.224103739958,0,0,0,0,0,272.81779999999998,0,0,0]
[48602.224103739958,0,0,0,0,0,372.48419999999999,0,0,0]
[48658.513103739955,0,0,0,0,0,372.48419999999999,0,0,0]
[48658.513103739955,0,0,0,0,0,370.47890000000001,0,0,0]
[48662.802203739957,0,0,0,0,0,370.47890000000001,0,0,0]
[48662.802203739957,0,0,0,0,0,260.42140000000001,0,0,0]
[48664.568303739958,0,0,0,0,0,260.42140000000001,0,0,0]
[48664.568303739958,0,0,0,0,0,376.93599999999998,0,0,0]
[48762.00830373996,0,0,0,0,0,376.93599999999998,0,0,0]
[48762.00830373996,0,0,0,0,0,0,0,204.86199999999999,0]
[48763.855353739957,0,0,0,0,0,0,0,204.86199999999999,0]
[48763.855353739957,0,0,0,0,0,321.02,0,0,0]
[48767.692053739956,0,0,0,0,0,321.02,0,0,0]
[48767.692053739956,0,0,0,0,202.76329999999999,0,0,0,0]
[48771.592053739958,0,0,0,0,202.76329999999999,0,0,0,0]
[48771.592053739958,0,0,0,0,0,321.02,0,0,0]
[49546.762053739956,0,0,0,0,0,321.02,0,0,0]
[49546.762053739956,0,0,0,0,0,0,0,0,217.58779999999999]
[49596.062053739959,0,0,0,0,0,0,0,0,217.58779999999999]
[49596.062053739959,0,0,0,0,0,371.47879999999998,0,0,0]
[49613.462053739961,0,0,0,0,0,371.47879999999998,0,0,0]
[49613.462053739961,0,0,0,0,0,0,0,0,217.58779999999999]
[49616.256853739964,0,0,0,0,0,0,0,0,217.58779999999999]
[49616.256853739964,0,0,0,0,0,398.36680000000001,0,0,0]
[49895.526853739961,0,0,0,0,0,398.36680000000001,0,0,0]
[49895.526853739961,0,0,0,0,0,372.30099999999999,0,0,0]
[49915.536853739963,0,0,0,0,0,372.30099999999999,0,0,0]
[49915.536853739963,0,0,0,0,0,376.93599999999998,0,0,0]
[49937.286853739963,0,0,0,0,0,376.93599999999998,0,0,0]
[49937.286853739963,0,0,0,85.633700000000005,0,0,0,0,0]
[49940.115223739966,0,0,0,85.633700000000005,0,0,0,0,0]
[49940.115223739966,0,0,0,0,0,335.22089999999997,0,0,0]
[49954.248373739967,0,0,0,0,0,335.22089999999997,0,0,0]
[49954.248373739967,0,0,0,0,0,418.9991,0,0,0]
[49984.576573739971,0,0,0,0,0,418.9991,0,0,0]
[49984.576573739971,0,0,0,105.6818,0,0,0,0,0]
[50080.276573739968,0,0,0,105.6818,0,0,0,0,0]
[50080.276573739968,0,0,0,0,0,0,0,355.54259999999999,0]
[50096.256573739971,0,0,0,0,0,0,0,355.54259999999999,0]
[50096.256573739971,0,0,0,0,0,327.96609999999998,0,0,0]
[50096.950259539968,0,0,0,0,0,327.96609999999998,0,0,0]
[50096.950259539968,0,0,0,0,0,376.93599999999998,0,0,0]
[50105.589359539968,0,0,0,0,0,376.93599999999998,0,0,0]
[50105.589359539968,0,1,0,0,0,0,0,0,0]
[50123.949359539969,0,1,0,0,0,0,0,0,0]
[50123.949359539969,0,0,0,0,0,248.70070000000001,0,0,0]
[50132.649359539966,0,0,0,0,0,248.70070000000001,0,0,0]
[50132.649359539966,0,0,0,0,0,0,0,214.63579999999999,0]
[50150.550359539964,0,0,0,0,0,0,0,214.63579999999999,0]
[50150.550359539964,0,0,0,182.94319999999999,0,0,0,0,0]
[50155.892159539966,0,0,0,182.94319999999999,0,0,0,0,0]
[50155.892159539966,0,0,0,0,0,376.93599999999998,0,0,0]
[50160.149939539966,0,0,0,0,0,376.93599999999998,0,0,0]
[50160.149939539966,0,1,0,0,0,0,0,0,0]
[50213.536739539966,0,1,0,0,0,0,0,0,0]
[50213.536739539966,0,0,0,0,207.41569999999999,0,0,0,0]
[50241.896739539967,0,0,0,0,207.41569999999999,0,0,0,0]
[50241.896739539967,0,0,0,0,0,376.93599999999998,0,0,0]
[50265.560739539964,0,0,0,0,0,376.93599999999998,0,0,0]
[50265.560739539964,0,0,0,0,0,301.84879999999998,0,0,0]
[50273.787459539963,0,0,0,0,0,301.84879999999998,0,0,0]
[50273.787459539963,0,0,0,0,0,377.5942,0,0,0]
[50278.198359539965,0,0,0,0,0,377.5942,0,0,0]
[50278.198359539965,0,0,0,95.498000000000005,0,0,0,0,0]
[50282.113359539966,0,0,0,95.498000000000005,0,0,0,0,0]
[50282.113359539966,0,0,0,0,0,373.49509999999998,0,0,0]
[50298.431079539965,0,0,0,0,0,373.49509999999998,0,0,0]
[50298.431079539965,0,0,0,102.79340000000001,0,0,0,0,0]
[50299.570779539965,0,0,0,102.79340000000001,0,0,0,0,0]
[50299.570779539965,0,0,0,0,0,376.93599999999998,0,0,0]
[50304.355779539968,0,0,0,0,0,376.93599999999998,0,0,0]
[50304.355779539968,0,0,0,0,0,0,0,0,197.898]
[50305.64777953997,0,0,0,0,0,0,0,0,197.898]
[50305.64777953997,0,0,0,0,0,376.93599999999998,0,0,0]
[50350.42928953997,0,0,0,0,0,376.93599999999998,0,0,0]
[50350.42928953997,0,0,0,0,0,371.47879999999998,0,0,0]
[50357.389289539969,0,0,0,0,0,371.47879999999998,0,0,0]
[50357.389289539969,0,0,0,0,0,388.2484,0,0,0]
[50389.579289539972,0,0,0,0,0,388.2484,0,0,0]
[50389.579289539972,0,0,0,0,0,394.9357,0,0,0]
[50405.239289539975,0,0,0,0,0,394.9357,0,0,0]
[50405.239289539975,0,0,0,0,0,378.63310000000001,0,0,0]
[50423.086469539972,0,0,0,0,0,378.63310000000001,0,0,0]
[50423.086469539972,0,0,0,0,178.6891,0,0,0,0]
[50429.006469539971,0,0,0,0,178.6891,0,0,0,0]
[50429.006469539971,0,0,0,0,0,393.80509999999998,0,0,0]
[50430.720369539973,0,0,0,0,0,393.80509999999998,0,0,0]
[50430.720369539973,0,0,0,0,0,376.93599999999998,0,0,0]
[50432.576949539973,0,0,0,0,0,376.93599999999998,0,0,0]
[50432.576949539973,0,0,0,0,0,0,0,227.0111,0]
[50857.576949539973,0,0,0,0,0,0,0,227.0111,0]
[50857.576949539973,0,0,0,0,0,0,0,230.50970000000001,0]
[50907.023149539971,0,0,0,0,0,0,0,230.50970000000001,0]
[50907.023149539971,0,0,0,0,191.8734,0,0,0,0]
[50910.388749539969,0,0,0,0,191.8734,0,0,0,0]
[50910.388749539969,0,0,0,0,0,378.63310000000001,0,0,0]
[50913.938349539967,0,0,0,0,0,378.63310000000001,0,0,0]
[50913.938349539967,0,0,0,0,0,261.76760000000002,0,0,0]
[50922.767109539964,0,0,0,0,0,261.76760000000002,0,0,0]
[50922.767109539964,0,0,0,0,0,0,0,215.5916,0]
[50950.239109539965,0,0,0,0,0,0,0,215.5916,0]
[50950.239109539965,0,0,0,0,0,0,0,0,190.51429999999999]
[50961.856059539969,0,0,0,0,0,0,0,0,190.51429999999999]
[50961.856059539969,0,0,0,0,0,239.87209999999999,0,0,0]
[50967.999129539967,0,0,0,0,0,239.87209999999999,0,0,0]
[50967.999129539967,0,0,0,0,0,386.06959999999998,0,0,0]
[51110.679129539967,0,0,0,0,0,386.06959999999998,0,0,0]
[51110.679129539967,0,0,0,0,0,376.93599999999998,0,0,0]
[51114.55845953997,0,0,0,0,0,376.93599999999998,0,0,0]
[51114.55845953997,0,0,0,0,201.33449999999999,0,0,0,0]
[51118.458459539972,0,0,0,0,201.33449999999999,0,0,0,0]
[51118.458459539972,0,1,0,0,0,0,0,0,0]
[51134.523459539974,0,1,0,0,0,0,0,0,0]
[51134.523459539974,0,0,0,0,153.26589999999999,0,0,0,0]
[51140.398659539977,0,0,0,0,153.26589999999999,0,0,0,0]
[51140.398659539977,0,1,0,0,0,0,0,0,0]
[51147.40010953998,0,1,0,0,0,0,0,0,0]
[51147.40010953998,0,0,0,0,0,384.98930000000001,0,0,0]
[51153.151148839977,0,0,0,0,0,384.98930000000001,0,0,0]
[51153.151148839977,0,0,0,0,0,0,0,0,275.6585]
[51157.858448839979,0,0,0,0,0,0,0,0,275.6585]
[51157.858448839979,0,0,0,0,0,373.49509999999998,0,0,0]
[51167.428448839979,0,0,0,0,0,373.49509999999998,0,0,0]
[51167.428448839979,0,1,0,0,0,0,0,0,0]
[51205.10724883998,0,1,0,0,0,0,0,0,0]
[51205.10724883998,0,0,0,0,0,391.5634,0,0,0]
[51232.947248839977,0,0,0,0,0,391.5634,0,0,0]
[51232.947248839977,0,0,0,0,0,396.69580000000002,0,0,0]
[51237.384248839975,0,0,0,0,0,396.69580000000002,0,0,0]
[51237.384248839975,0,0,0,0,0,393.80509999999998,0,0,0]
[51239.519228839978,0,0,0,0,0,393.80509999999998,0,0,0]
[51239.519228839978,0,0,0,0,0,330.82979999999998,0,0,0]
[51243.695228839977,0,0,0,0,0,330.82979999999998,0,0,0]
[51243.695228839977,0,0,0,0,0,246.88300000000001,0,0,0]
[51282.410228839974,0,0,0,0,0,246.88300000000001,0,0,0]
[51282.410228839974,0,0,0,0,177.5804,0,0,0,0]
[51302.410228839974,0,0,0,0,177.5804,0,0,0,0]
[51302.410228839974,0,0,0,0,0,376.93599999999998,0,0,0]
[51316.330228839972,0,0,0,0,0,376.93599999999998,0,0,0]
[51316.330228839972,0,0,0,0,0,386.06959999999998,0,0,0]
[51327.640228839969,0,0,0,0,0,386.06959999999998,0,0,0]
[51327.640228839969,0,0,0,0,0,0,481.71190000000001,0,0]
[51329.676028839967,0,0,0,0,0,0,481.71190000000001,0,0]
[51329.676028839967,0,0,0,0,0,0,396.19580000000002,0,0]
[51338.463028839964,0,0,0,0,0,0,396.19580000000002,0,0]
[51338.463028839964,0,0,0,0,214.97319999999999,0,0,0,0]
[51371.183028839965,0,0,0,0,214.97319999999999,0,0,0,0]
[51371.183028839965,0,0,0,0,0,378.63310000000001,0,0,0]
[51379.487178839969,0,0,0,0,0,378.63310000000001,0,0,0]
[51379.487178839969,0,0,0,0,0,398.36680000000001,0,0,0]
[51387.713898839967,0,0,0,0,0,398.36680000000001,0,0,0]
[51387.713898839967,0,1,0,0,0,0,0,0,0]
[51410.83389883997,0,1,0,0,0,0,0,0,0]
[51410.83389883997,0,0,0,0,0,456.57400000000001,0,0,0]
[51433.105898839967,0,0,0,0,0,456.57400000000001,0,0,0]
[51433.105898839967,0,1,0,0,0,0,0,0,0]
[51483.765898839971,0,1,0,0,0,0,0,0,0]
[51483.765898839971,0,0,0,0,0,376.93599999999998,0,0,0]
[51506.785228839974,0,0,0,0,0,376.93599999999998,0,0,0]
[51506.785228839974,0,0,0,0,0,398.36680000000001,0,0,0]
[51806.935228839975,0,0,0,0,0,398.36680000000001,0,0,0]
[51806.935228839975,0,0,0,0,0,0,0,219.0342,0]
[51904.685228839975,0,0,0,0,0,0,0,219.0342,0]
[51904.685228839975,0,0,0,0,0,377.5942,0,0,0]
[51943.990088839972,0,0,0,0,0,377.5942,0,0,0]
[51943.990088839972,0,0,0,0,0,0,0,217.75919999999999,0]
[51947.594938839975,0,0,0,0,0,0,0,217.75919999999999,0]
[51947.594938839975,0,1,0,0,0,0,0,0,0]
[51962.305888839976,0,1,0,0,0,0,0,0,0]
[51962.305888839976,0,0,0,0,0,0,396.19580000000002,0,0]
[51976.225888839974,0,0,0,0,0,0,396.19580000000002,0,0]
[51976.225888839974,0,0,0,0,0,398.36680000000001,0,0,0]
[52026.685888839973,0,0,0,0,0,398.36680000000001,0,0,0]
[52026.685888839973,0,0,0,0,0,362.14940000000001,0,0,0]
[52152.661888839975,0,0,0,0,0,362.14940000000001,0,0,0]
[52152.661888839975,0,0,0,0,0,390.45209999999997,0,0,0]
[52153.836388839976,0,0,0,0,0,390.45209999999997,0,0,0]
[52153.836388839976,0,0,0,0,0,0,0,0,197.898]
[52157.565338839973,0,0,0,0,0,0,0,0,197.898]
[52157.565338839973,0,0,0,0,0,289.19040000000001,0,0,0]
[52170.515288839975,0,0,0,0,0,289.19040000000001,0,0,0]
[52170.515288839975,0,0,0,0,0,279.60079999999999,0,0,0]
[52175.387288839978,0,0,0,0,0,279.60079999999999,0,0,0]
[52175.387288839978,0,0,0,0,0,399.52390000000003,0,0,0]
[52177.997288839979,0,0,0,0,0,399.52390000000003,0,0,0]
[52177.997288839979,0,0,0,0,0,380.72829999999999,0,0,0]
[52184.304788839981,0,0,0,0,0,380.72829999999999,0,0,0]
[52184.304788839981,0,0,0,0,262.45620000000002,0,0,0,0]
[52512.304788839981,0,0,0,0,262.45620000000002,0,0,0,0]
[52512.304788839981,0,0,0,0,0,397.2165,0,0,0]
[52525.963788839981,0,0,0,0,0,397.2165,0,0,0]
[52525.963788839981,0,0,0,0,0,268.47669999999999,0,0,0]
[52526.77288883998,0,0,0,0,0,268.47669999999999,0,0,0]
[52526.77288883998,0,0,0,0,0,396.07279999999997,0,0,0]
[52530.600888839981,0,0,0,0,0,396.07279999999997,0,0,0]
[52530.600888839981,0,0,0,98.749700000000004,0,0,0,0,0]
[52532.908128839983,0,0,0,98.749700000000004,0,0,0,0,0]
[52532.908128839983,0,0,0,0,0,393.80509999999998,0,0,0]
[52536.649128839985,0,0,0,0,0,393.80509999999998,0,0,0]
[52536.649128839985,0,0,0,0,0,399.52390000000003,0,0,0]
[52547.959128839982,0,0,0,0,0,399.52390000000003,0,0,0]
[52547.959128839982,0,0,0,0,0,335.22089999999997,0,0,0]
[52550.134128839985,0,0,0,0,0,335.22089999999997,0,0,0]
[52550.134128839985,0,0,0,0,0,459.62819999999999,0,0,0]
[52553.508858839989,0,0,0,0,0,459.62819999999999,0,0,0]
[52553.508858839989,0,1,0,0,0,0,0,0,0]
[52561.546458839992,0,1,0,0,0,0,0,0,0]
[52561.546458839992,0,0,0,0,0,396.07279999999997,0,0,0]
[52568.701338839994,0,0,0,0,0,396.07279999999997,0,0,0]
[52568.701338839994,0,0,0,0,0,0,0,268.71109999999999,0]
[52570.945338839992,0,0,0,0,0,0,0,268.71109999999999,0]
[52570.945338839992,0,0,0,0,0,274.5444,0,0,0]
[53005.945338839992,0,0,0,0,0,274.5444,0,0,0]
[53005.945338839992,0,1,0,0,0,0,0,0,0]
[53081.881788839994,0,1,0,0,0,0,0,0,0]
[53081.881788839994,0,0,0,0,0,0,0,355.54259999999999,0]
[53085.655788839991,0,0,0,0,0,0,0,355.54259999999999,0]
[53085.655788839991,0,1,0,0,0,0,0,0,0]
[53103.50578883999,0,1,0,0,0,0,0,0,0]
[53103.50578883999,0,0,0,0,0,0,0,204.86199999999999,0]
[53105.851788839987,0,0,0,0,0,0,0,204.86199999999999,0]
[53105.851788839987,0,0,0,0,207.41569999999999,0,0,0,0]
[53141.771788839986,0,0,0,0,207.41569999999999,0,0,0,0]
[53141.771788839986,0,0,0,0,0,427.52670000000001,0,0,0]
[53160.433288839988,0,0,0,0,0,427.52670000000001,0,0,0]
[53160.433288839988,0,0,0,0,304.57819999999998,0,0,0,0]
[53171.787688839984,0,0,0,0,304.57819999999998,0,0,0,0]
[53171.787688839984,0,0,0,0,262.45620000000002,0,0,0,0]
[53180.347688839982,0,0,0,0,262.45620000000002,0,0,0,0]
[53180.347688839982,0,0,0,0,0,260.19839999999999,0,0,0]
[53197.747688839983,0,0,0,0,0,260.19839999999999,0,0,0]
[53197.747688839983,0,1,0,0,0,0,0,0,0]
[53248.747688839983,0,1,0,0,0,0,0,0,0]
[53248.747688839983,0,0,0,86.336399999999998,0,0,0,0,0]
[53282.78208883998,0,0,0,86.336399999999998,0,0,0,0,0]
[53282.78208883998,0,0,0,0,0,377.5942,0,0,0]
[53286.063728839981,0,0,0,0,0,377.5942,0,0,0]
[53286.063728839981,0,1,0,0,0,0,0,0,0]
[53294.101328839984,0,1,0,0,0,0,0,0,0]
[53294.101328839984,0,0,0,0,0,404.22030000000001,0,0,0]
[53317.765328839982,0,0,0,0,0,404.22030000000001,0,0,0]
[53317.765328839982,0,0,0,0,0,414.06709999999998,0,0,0]
[53337.775328839984,0,0,0,0,0,414.06709999999998,0,0,0]
[53337.775328839984,0,0,0,0,0,378.63310000000001,0,0,0]
[53351.477828839983,0,0,0,0,0,378.63310000000001,0,0,0]
[53351.477828839983,0,0,0,0,0,377.5942,0,0,0]
[53358.808448839984,0,0,0,0,0,377.5942,0,0,0]
[53358.808448839984,0,0,0,0,0,301.84879999999998,0,0,0]
[53363.158448839982,0,0,0,0,0,301.84879999999998,0,0,0]
[53363.158448839982,0,0,0,0,0,268.47669999999999,0,0,0]
[53378.446088839984,0,0,0,0,0,268.47669999999999,0,0,0]
[53378.446088839984,0,0,0,0,0,425.48200000000003,0,0,0]
[53385.232088839984,0,0,0,0,0,425.48200000000003,0,0,0]
[53385.232088839984,0,0,0,0,0,405.41180000000003,0,0,0]
[53386.841588839983,0,0,0,0,0,405.41180000000003,0,0,0]
[53386.841588839983,0,1,0,0,0,0,0,0,0]
[53397.721588839981,0,1,0,0,0,0,0,0,0]
[53397.721588839981,0,0,0,0,0,376.93599999999998,0,0,0]
[53416.948588839979,0,0,0,0,0,376.93599999999998,0,0,0]
[53416.948588839979,0,0,0,98.491600000000005,0,0,0,0,0]
[53424.803818839981,0,0,0,98.491600000000005,0,0,0,0,0]
[53424.803818839981,0,0,0,0,0,428.1318,0,0,0]
[53438.16701883998,0,0,0,0,0,428.1318,0,0,0]
[53438.16701883998,0,0,0,0,0,430.81509999999997,0,0,0]
[53440.247188839981,0,0,0,0,0,430.81509999999997,0,0,0]
[53440.247188839981,0,0,0,0,0,398.36680000000001,0,0,0]
[53443.621918839985,0,0,0,0,0,398.36680000000001,0,0,0]
[53443.621918839985,0,0,0,0,0,430.56970000000001,0,0,0]
[53448.340798839985,0,0,0,0,0,430.56970000000001,0,0,0]
[53448.340798839985,0,0,0,0,0,289.19040000000001,0,0,0]
[53449.691908839988,0,0,0,0,0,289.19040000000001,0,0,0]
[53449.691908839988,0,1,0,0,0,0,0,0,0]
[54343.891908839985,0,1,0,0,0,0,0,0,0]
[54343.891908839985,0,0,0,0,0,0,0,227.0111,0]
[54345.162658839989,0,0,0,0,0,0,0,227.0111,0]
[54345.162658839989,0,0,0,0,0,387.15589999999997,0,0,0]
[54346.29365883999,0,0,0,0,0,387.15589999999997,0,0,0]
[54346.29365883999,0,0,0,0,0,371.47879999999998,0,0,0]
[54381.093658839993,0,0,0,0,0,371.47879999999998,0,0,0]
[54381.093658839993,0,0,0,0,0,376.93599999999998,0,0,0]
[54383.374798839992,0,0,0,0,0,376.93599999999998,0,0,0]
[54383.374798839992,0,0,0,0,0,0,0,0,230.71440000000001]
[54391.237298839995,0,0,0,0,0,0,0,0,230.71440000000001]
[54391.237298839995,0,0,0,0,0,0,386.06259999999997,0,0]
[54399.464018839994,0,0,0,0,0,0,386.06259999999997,0,0]
[54399.464018839994,0,0,0,0,0,383.9151,0,0,0]
[54644.80401883999,0,0,0,0,0,383.9151,0,0,0]
[54644.80401883999,0,0,0,0,0,376.93599999999998,0,0,0]
[54646.010708839989,0,0,0,0,0,376.93599999999998,0,0,0]
[54646.010708839989,0,0,0,0,0,433.53219999999999,0,0,0]
[54649.142708839987,0,0,0,0,0,433.53219999999999,0,0,0]
[54649.142708839987,0,0,0,0,0,0,0,220.3244,0]
[54652.891208839988,0,0,0,0,0,0,0,220.3244,0]
[54652.891208839988,0,0,0,0,0,393.80509999999998,0,0,0]
[54654.587708839987,0,0,0,0,0,393.80509999999998,0,0,0]
[54654.587708839987,0,0,0,0,0,376.93599999999998,0,0,0]
[54703.307708839988,0,0,0,0,0,376.93599999999998,0,0,0]
[54703.307708839988,0,0,0,0,0,371.47879999999998,0,0,0]
[54727.667708839988,0,0,0,0,0,371.47879999999998,0,0,0]
[54727.667708839988,0,0,0,0,0,404.22030000000001,0,0,0]
[54790.707908839991,0,0,0,0,0,404.22030000000001,0,0,0]
[54790.707908839991,0,0,0,0,0,367.779,0,0,0]
[54793.538018839994,0,0,0,0,0,367.779,0,0,0]
[54793.538018839994,0,0,0,0,0,0,0,214.02189999999999,0]
[54826.356688839995,0,0,0,0,0,0,0,214.02189999999999,0]
[54826.356688839995,0,0,0,0,0,376.93599999999998,0,0,0]
[54831.054688839991,0,0,0,0,0,376.93599999999998,0,0,0]
[54831.054688839991,0,0,0,0,0,0,0,204.86199999999999,0]
[54839.092288839995,0,0,0,0,0,0,0,204.86199999999999,0]
[54839.092288839995,0,1,0,0,0,0,0,0,0]
[54844.557788839993,0,1,0,0,0,0,0,0,0]
[54844.557788839993,0,0,0,0,0,274.5444,0,0,0]
[54847.932518839996,0,0,0,0,0,274.5444,0,0,0]
[54847.932518839996,0,0,0,0,0,260.42140000000001,0,0,0]
[54862.722518839997,0,0,0,0,0,260.42140000000001,0,0,0]
[54862.722518839997,0,0,0,0,0,376.93599999999998,0,0,0]
[54923.622518839999,0,0,0,0,0,376.93599999999998,0,0,0]
[54923.622518839999,0,0,0,0,0,456.57400000000001,0,0,0]
[55042.812518840001,0,0,0,0,0,456.57400000000001,0,0,0]
[55042.812518840001,0,0,0,0,0,270.62979999999999,0,0,0]
[55056.732518839999,0,0,0,0,0,270.62979999999999,0,0,0]
[55056.732518839999,0,1,0,0,0,0,0,0,0]
[55128.132518840001,0,1,0,0,0,0,0,0,0]
[55128.132518840001,0,0,0,0,0,396.69580000000002,0,0,0]
[55563.132518840001,0,0,0,0,0,396.69580000000002,0,0,0]
[55563.132518840001,0,0,0,0,151.96700000000001,0,0,0,0]
[55570.697318840001,0,0,0,0,151.96700000000001,0,0,0,0]
[55570.697318840001,0,0,0,0,0,0,0,0,205.88040000000001]
[55602.912318839997,0,0,0,0,0,0,0,0,205.88040000000001]
[55602.912318839997,0,0,0,0,0,396.69580000000002,0,0,0]
[55616.312058839998,0,0,0,0,0,396.69580000000002,0,0,0]
[55616.312058839998,0,0,0,0,0,404.22030000000001,0,0,0]
[55639.802058839996,0,0,0,0,0,404.22030000000001,0,0,0]
[55639.802058839996,0,0,0,0,0,430.56970000000001,0,0,0]
[55640.767758839997,0,0,0,0,0,430.56970000000001,0,0,0]
[55640.767758839997,0,0,0,0,0,362.14940000000001,0,0,0]
[55649.64175884,0,0,0,0,0,362.14940000000001,0,0,0]
[55649.64175884,0,0,0,0,0,0,0,180.41650000000001,0]
[55650.830058840002,0,0,0,0,0,0,0,180.41650000000001,0]
[55650.830058840002,0,0,0,0,0,391.5634,0,0,0]
[55653.78805884,0,0,0,0,0,391.5634,0,0,0]
[55653.78805884,0,0,0,0,0,376.93599999999998,0,0,0]
[55663.619058839999,0,0,0,0,0,376.93599999999998,0,0,0]
[55663.619058839999,0,0,0,0,0,390.45209999999997,0,0,0]
[56063.819058839996,0,0,0,0,0,390.45209999999997,0,0,0]
[56063.819058839996,0,0,0,0,0,275.04169999999999,0,0,0]
[56068.637118839993,0,0,0,0,0,275.04169999999999,0,0,0]
[56068.637118839993,0,0,0,0,0,373.49509999999998,0,0,0]
[56070.880848839995,0,0,0,0,0,373.49509999999998,0,0,0]
[56070.880848839995,0,0,0,0,0,0,0,215.5916,0]
[56081.080848839993,0,0,0,0,0,0,0,215.5916,0]
[56081.080848839993,0,0,0,0,0,335.22089999999997,0,0,0]
[56083.236708839991,0,0,0,0,0,335.22089999999997,0,0,0]
[56083.236708839991,0,0,0,0,0,377.5942,0,0,0]
[56086.795008839988,0,0,0,0,0,377.5942,0,0,0]
[56086.795008839988,0,0,0,0,0,0,0,0,217.58779999999999]
[56089.587258839987,0,0,0,0,0,0,0,0,217.58779999999999]
[56089.587258839987,0,0,0,0,0,330.82979999999998,0,0,0]
[56105.33425883999,0,0,0,0,0,330.82979999999998,0,0,0]
[56105.33425883999,0,0,0,0,0,376.93599999999998,0,0,0]
[56111.859258839992,0,0,0,0,0,376.93599999999998,0,0,0]
[56111.859258839992,0,0,0,96.228899999999996,0,0,0,0,0]
[56124.213258839991,0,0,0,96.228899999999996,0,0,0,0,0]
[56124.213258839991,0,0,0,88.351500000000001,0,0,0,0,0]
[56208.60325883999,0,0,0,88.351500000000001,0,0,0,0,0]
[56208.60325883999,0,1,0,0,0,0,0,0,0]
[56312.151108839993,0,1,0,0,0,0,0,0,0]
[56312.151108839993,0,0,0,0,0,396.07279999999997,0,0,0]
[56325.096708839992,0,0,0,0,0,396.07279999999997,0,0,0]
[56325.096708839992,0,0,0,0,186.85830000000001,0,0,0,0]
[56332.661508839992,0,0,0,0,186.85830000000001,0,0,0,0]
[56332.661508839992,0,0,0,0,0,321.02,0,0,0]
[56333.994348839995,0,0,0,0,0,321.02,0,0,0]
[56333.994348839995,0,0,0,0,0,0,0,0,217.58779999999999]
[56349.101398839994,0,0,0,0,0,0,0,0,217.58779999999999]
[56349.101398839994,0,0,0,0,0,398.36680000000001,0,0,0]
[56365.805398839992,0,0,0,0,0,398.36680000000001,0,0,0]
[56365.805398839992,0,0,0,0,0,456.57400000000001,0,0,0]
[56367.885568839993,0,0,0,0,0,456.57400000000001,0,0,0]
[56367.885568839993,0,0,0,0,0,289.19040000000001,0,0,0]
[56428.785568839994,0,0,0,0,0,289.19040000000001,0,0,0]
[56428.785568839994,0,0,0,0,0,376.93599999999998,0,0,0]
[56477.679568839994,0,0,0,0,0,376.93599999999998,0,0,0]
[56477.679568839994,0,0,0,0,167.21100000000001,0,0,0,0]
[56489.439568839996,0,0,0,0,167.21100000000001,0,0,0,0]
[56489.439568839996,0,0,0,0,0,301.84879999999998,0,0,0]
[56504.795068839994,0,0,0,0,0,301.84879999999998,0,0,0]
[56504.795068839994,0,0,0,96.673000000000002,0,0,0,0,0]
[56567.000068839996,0,0,0,96.673000000000002,0,0,0,0,0]
[56567.000068839996,0,0,0,0,0,602.19759999999997,0,0,0]
[56572.655068839995,0,0,0,0,0,602.19759999999997,0,0,0]
[56572.655068839995,0,0,0,0,0,376.56099999999998,0,0,0]
[56575.936708839996,0,0,0,0,0,376.56099999999998,0,0,0]
[56575.936708839996,0,0,0,0,0,246.88300000000001,0,0,0]
[56590.392628839996,0,0,0,0,0,246.88300000000001,0,0,0]
[56590.392628839996,0,0,0,0,0,274.5444,0,0,0]
[56691.312628839994,0,0,0,0,0,274.5444,0,0,0]
[56691.312628839994,0,1,0,0,0,0,0,0,0]
[56799.262628839992,0,1,0,0,0,0,0,0,0]
[56799.262628839992,0,0,0,0,0,0,0,0,230.71440000000001]
[56924.212628839989,0,0,0,0,0,0,0,0,230.71440000000001]
[56924.212628839989,0,0,0,0,0,403.03590000000003,0,0,0]
[56931.939968839986,0,0,0,0,0,403.03590000000003,0,0,0]
[56931.939968839986,0,1,0,0,0,0,0,0,0]
[56937.237168839987,0,1,0,0,0,0,0,0,0]
[56937.237168839987,0,0,0,0,0,378.63310000000001,0,0,0]
[56941.674168839985,0,0,0,0,0,378.63310000000001,0,0,0]
[56941.674168839985,0,0,0,0,0,396.07279999999997,0,0,0]
[56981.367918839984,0,0,0,0,0,396.07279999999997,0,0,0]
[57941.67416884,0,0,0,0,0,396.07279999999997,0,0,0]
[57981.367918839998,0,0,0,0,0,396.07279999999997,0,0,0]

{"sheet":"Kraftwerksliste Backend","index":9,"n_rows":1182,"n_cols":12,"rows_kept":1182,"cut":false,"hidden":true,"merged":[]}
[]
[]
[null,null," EWI Merit-Order Tool 2023"]
[]
[null,null," Kraftwerksliste",null,null,null,null,null,null,null,null,{"$f":"Impressum!F5","v":"Version 2023.0 "}]
[]
[null,null,"Kurze Erläuterung der Liste und der grundsätzlichen Datenquellen"]
[]
[]
[null,null,"Teil der Merit-Order?","MaStR-Nr. ","Status","Unternehmen","Kraftwerksname","Aufnahme der kommerziellen Stromerzeugung ","Zuordnung Kraftwerkstyp","Effizienz","Mittlere verfügbare\nNetto-Nennleistung [MW]","Grenzkosten [EUR/MWHel]"]
[null,null,"Nein","(optional)","(optional)","(optional)","(optional)","(optional)","(notwendig)","(notwendig)",0,0]
[null,null,"Nein","(optional)","(optional)","(optional)","(optional)","(optional)","(notwendig)","(notwendig)",0,0]
[null,null,"Nein","(optional)","(optional)","(optional)","(optional)","(optional)","(notwendig)","(notwendig)",0,0]
[null,null,"Nein","(optional)","(optional)","(optional)","(optional)","(optional)","(notwendig)","(notwendig)",0,0]
[null,null,"Nein","(optional)","(optional)","(optional)","(optional)","(optional)","(notwendig)","(notwendig)",0,0]
[null,null,"Nein","(optional)","(optional)","(optional)","(optional)","(optional)","(notwendig)","(notwendig)",0,0]
[null,null,"Nein","(optional)","(optional)","(optional)","(optional)","(optional)","(notwendig)","(notwendig)",0,0]
[null,null,"Nein","(optional)","(optional)","(optional)","(optional)","(optional)","(notwendig)","(notwendig)",0,0]
[null,null,"Nein","(optional)","(optional)","(optional)","(optional)","(optional)","(notwendig)","(notwendig)",0,0]
[null,null,"Nein","(optional)","(optional)","(optional)","(optional)","(optional)","(notwendig)","(notwendig)",0,0]
[null,null,"Ja","SEE900128586359","In Betrieb","N-ERGIE Kraftwerke GmbH","HKW-Sandreuth (Müll)","1992-07-17","Abfall",0.33,15.98,1]
[null,null,"Ja","SEE900664653232","In Betrieb","AMK-Abfallentsorgungsgesellschaft des Märkischen Kreises mbH","Turbine 1","1996-08-01","Abfall",0.33,9.0949999999999989,1]
[null,null,"Ja","SEE900838448145","In Betrieb","Zweckverband Müllverwertung Schwandorf","MKW SAD Turbine 3","1982-08-31","Abfall",0.33,8.5,1]
[null,null,"Ja","SEE901453618340","In Betrieb","Stadt Rosenheim","MHKW Dampfturbine 2","1957-01-01","Abfall",0.57999999999999996,1.7849999999999999,1]
[null,null,"Ja","SEE904604163027","In Betrieb","RWE Generation SE","Karnap B","1987-02-14","Abfall",0.33,32.299999999999997,1]
[null,null,"Ja","SEE904983741502","In Betrieb","MVV Umwelt Asset GmbH","MHKW Mannheim Generator T60","2010-01-07","Abfall",0.33,21.76,1]
[null,null,"Ja","SEE906215229154","In Betrieb","EEW Energy from Waste Helmstedt GmbH","MVA EEW Helmstedt","2014-01-01","Abfall",0.33,31.875,1]
[null,null,"Ja","SEE906331863386","In Betrieb","GSB Sonderabfall-Entsorgung Bayern GmbH","Turbine VA3","1995-12-20","Abfall",0.33,0.4607,1]
[null,null,"Ja","SEE907370296296","In Betrieb","Zweckverband Müllverwertung Schwandorf","MKW SAD Turbine 5","1992-06-04","Abfall",0.33,25.5,1]
[null,null,"Ja","SEE909031885047","In Betrieb","Müllverwertung Borsigstraße GmbH","MVB Borsigstraße Müll","2010-07-16","Abfall",0.33,8.4999999999999999E-6,1]
[null,null,"Ja","SEE912257091857","In Betrieb","MHKW Müllheizkraftwerk Frankfurt am Main GmbH","Turbine 7","2005-12-21","Abfall",0.33,39.524999999999999,1]
[null,null,"Ja","SEE914179988338","In Betrieb","Enertec Hameln GmbH","Turbine 6","1970-11-13","Abfall",0.33,2.1675,1]
[null,null,"Ja","SEE917110358740","In Betrieb","Steinbeis Energie GmbH","Steinbeis Energie EBS Kessel 6","2010-09-27","Abfall",0.33,14.45,1]
[null,null,"Ja","SEE918623387630","In Betrieb","EEW Energy from Waste Stapelfeld GmbH","EEW Stapelfeld GmbH","1979-10-01","Abfall",0.33,9.69,1]
[null,null,"Ja","SEE921479798321","In Betrieb","EkoCity","Generator C","2017-12-20","Abfall",0.40699999999999997,7.9695999999999989,1]
[null,null,"Ja","SEE922849915072","In Betrieb","MHB Hamm Betriebsführungsgesellschaft mbH","MVA Hamm Turbine 1","1985-01-01","Abfall",0.33,5.6099999999999994,1]
[null,null,"Ja","SEE923271533315","In Betrieb","RZR II Herten GmbH","RZR II Turbine3","2009-01-01","Abfall",0.33,19.974999999999998,1]
[null,null,"Ja","SEE923791565131","In Betrieb","Zweckverband Müllheizkraftwerk Stadt und Landkreis Bamberg","Rheinstraße","2014-08-07","Abfall",0.33,7.9050000000000002,1]
[null,null,"Ja","SEE923959807806","In Betrieb","BASF SE","Turbine 3","2006-11-10","Abfall",0.33,9.4689999999999994,1]
[null,null,"Ja","SEE924286409503","In Betrieb","IKW Rüdersdorf","IKW Rüdersdorf","2007-12-12","Abfall",0.33,25.5,1]
[null,null,"Ja","SEE924302504816","In Betrieb","Energie- und Wasserversorgung Bonn/Rhein-Sieg GmbH","HKW Bonn-Nord, Turbogruppe 4","1991-04-01","Abfall",0.33,10.302,1]
[null,null,"Ja","SEE925011950635","In Betrieb","Zweckverband Müllverwertungsanlage Ingolstadt","Turbine VE 40 ZV MVA IN","1996-09-10","Abfall",0.33,15.503999999999998,1]
[null,null,"Ja","SEE925411264011","In Betrieb","EGK Entsorgungsgesellschaft Krefeld GmbH & Co. KG","Turbine 5","1997-12-01","Abfall",0.33,1.6404999999999998,1]
[null,null,"Ja","SEE925652456091","In Betrieb","Müllheizkraftwerk Kassel GmbH","Müllheizkraftwerk Kassel M7","1985-12-17","Abfall",0.33,6.8,1]
[null,null,"Ja","SEE925794342412","In Betrieb","MVV Umwelt Asset GmbH","TREA Leuna 2","2007-06-19","Abfall",0.33,13.808250000000001,1]
[null,null,"Ja","SEE927032372373","In Betrieb","Bremerhavener Entsorgungsgesellschaft mbH","MHKW, Generator 1+2","1977-03-17","Abfall",0.33,11.9,1]
[null,null,"Ja","SEE927716043575","In Betrieb","EEW Energy from Waste Hannover GmbH","MVA EEW Hannover","2005-06-01","Abfall",0.33,23.119999999999997,1]
[null,null,"Ja","SEE927727929912","In Betrieb","MVA Weisweiler GmbH & Co. KG","MVA-Turbine","1996-10-01","Abfall",0.33,22.95,1]
[null,null,"Ja","SEE928761575349","In Betrieb","EEW Energy from Waste Großräschen GmbH","EEW Großräschen GmbH","2008-01-16","Abfall",0.33,21.25,1]
[null,null,"Ja","SEE929095613516","In Betrieb","GSB Sonderabfall-Entsorgung Bayern GmbH","Turbine VA2","1995-10-06","Abfall",0.33,0.4607,1]
[null,null,"Ja","SEE932127408097","In Betrieb","PreZero Energy Zorbau GmbH","Generator Zorbau","2005-06-06","Abfall",0.33,23.119999999999997,1]
[null,null,"Ja","SEE934298270268","In Betrieb","Thermische Abfallbehandlung Lauta GmbH & Co. oHG","T.A. Lauta","2004-07-21","Abfall",0.33,13.344999999999999,1]
[null,null,"Ja","SEE937544161082","In Betrieb","SpreeStromErzeugungs GmbH","EBS Heizkraftwerk Spremberg","2012-12-12","Abfall",0.33,14.875,1]
[null,null,"Ja","SEE937822704543","In Betrieb","Zweckverband Abfallverwertung Südhessen (ZAS)","Turbine 2","2020-01-27","Abfall",0.33,1.0004500000000001,1]
[null,null,"Ja","SEE937978171572","In Betrieb","AMK-Abfallentsorgungsgesellschaft des Märkischen Kreises mbH","Turbine 2","1981-04-01","Abfall",0.33,2.8899999999999997,1]
[null,null,"Ja","SEE938035990372","In Betrieb","AVA Velsen GmbH","ABR992555104343","1997-08-07","Abfall",0.33,13.6,1]
[null,null,"Ja","SEE938782869693","In Betrieb","Energieversorgung Offenbach AG","Müllheizkraftwerk Offenbach Turbine 1","2016-07-29","Abfall",0.33,14.2477,1]
[null,null,"Ja","SEE939382623364","In Betrieb","Klingele Paper Weener SE & Co. KG","TWIN2","2008-03-01","Abfall",0.33,3.9865000000000004,1]
[null,null,"Ja","SEE940303116315","In Betrieb","EEW Energy from Waste Premnitz GmbH","Turbosatz 5","2021-11-16","Abfall",0.33,27.471999999999998,1]
[null,null,"Ja","SEE940474859066","In Betrieb","BASF SE","Z564 VT1","1992-04-30","Abfall",0.33,10.199999999999999,1]
[null,null,"Ja","SEE941568392261","In Betrieb","AGR Abfallentsorgungs-Gesellschaft Ruhrgebiet mbH","RZR I Turbine2","1981-01-01","Abfall",0.33,12.648,1]
[null,null,"Ja","SEE941568476039","In Betrieb","AVG Abfallentsorgungs- und Verwertungsgesellschaft Köln mbH","Turbosatz 1","1998-02-02","Abfall",0.33,39.1,1]
[null,null,"Ja","SEE942253705168","In Betrieb","Technische Werke Ludwigshafen am Rhein","FHKW DT 2","1989-02-24","Abfall",0.33,10.259499999999999,1]
[null,null,"Ja","SEE942366584926","In Betrieb","SWM Services GmbH","SWM HKW Nord 1 T10","1991-08-29","Abfall",0.33,15.299999999999999,1]
[null,null,"Ja","SEE942777699660","In Betrieb","EBS Kraftwerk GmbH","EBKW Knapsack","2009-01-01","Abfall",0.33,25.414999999999999,1]
[null,null,"Ja","SEE942956157011","In Betrieb","AVG Abfallentsorgungs- und Verwertungsgesellschaft Köln mbH","Turbosatz 2","2017-05-30","Abfall",0.33,15.299999999999999,1]
[null,null,"Ja","SEE943548208159","In Betrieb","AVA Abfallverwertung Augsburg Kommunalunternehmen","AHKW ND Turbine","1994-09-16","Abfall",0.33,5.7119999999999997,1]
[null,null,"Ja","SEE943841929270","In Betrieb","AVA Abfallverwertung Augsburg Kommunalunternehmen","AHKW HD Turbine","1994-09-16","Abfall",0.33,6.7744999999999997,1]
[null,null,"Ja","SEE944111876263","In Betrieb","Progroup Power 1 GmbH","PPO1 - Eisenhüttenstadt","2009-10-19","Abfall",0.33,27.2,1]
[null,null,"Ja","SEE944429192826","In Betrieb","Zweckverband Abfallverwertung Südostbayern","SEE944429192826 (MHKW Burgkirchen (Müllverbrennung))","1994-01-28","Abfall",0.33,10.88,1]
[null,null,"Ja","SEE945150729886","In Betrieb","AGR Abfallentsorgungs-Gesellschaft Ruhrgebiet mbH","RZR I Turbine1","1981-01-01","Abfall",0.33,12.648,1]
[null,null,"Ja","SEE945602121718","In Betrieb","EkoCity","Generator B","1976-01-01","Abfall",0.33,17,1]
[null,null,"Ja","SEE946934017984","In Betrieb","Vattenfall Europe New Energy Ecopower GmbH","EBS-HKW Rostock","2010-03-31","Abfall",0.33,15.725,1]
[null,null,"Ja","SEE947996339434","In Betrieb","RZR II Herten GmbH","RZR II Turbine4","2019-02-07","Abfall",0.33,10.420999999999999,1]
[null,null,"Ja","SEE948093740512","In Betrieb","MVV Umwelt Asset GmbH","MHKW Mannheim Generator TE0","2012-06-14","Abfall",0.33,3.6209999999999996,1]
[null,null,"Ja","SEE950201173198","In Betrieb","swb Entsorgung GmbH&Co. KG","MHKW_Gen4","2013-01-01","Abfall",0.33,41.82,1]
[null,null,"Ja","SEE950593842498","In Betrieb","Remondis Thermische Abfallverwertung GmbH","Remondis Thermische Abfallverwertung GmbH","2007-12-06","Abfall",0.33,20.399999999999999,1]
[null,null,"Ja","SEE951648072822","In Betrieb","Zweckverband für Abfallwirtschaft Südwestthüringen (ZASt)","ZASt","2007-10-15","Abfall",0.33,10.285,1]
[null,null,"Ja","SEE951966828576","In Betrieb","Zweckverband Müllverwertungsanlage Ingolstadt","Turbine VE 32 ZV MVA IN","1996-09-10","Abfall",0.33,6.2560000000000002,1]
[null,null,"Ja","SEE953182244383","In Betrieb","MVV Umwelt Asset GmbH","MHKW Mannheim Generator X1","2020-03-13","Abfall",0.33,3.468,1]
[null,null,"Ja","SEE953730197888","In Betrieb","MVV Umwelt Asset GmbH","MHKW Mannheim Generator TD0","2012-08-13","Abfall",0.33,3.6209999999999996,1]
[null,null,"Ja","SEE955292024220","In Betrieb","Zweckverband Müllverwertung Schwandorf","MKW SAD Turbine 4","1982-09-21","Abfall",0.33,8.5,1]
[null,null,"Ja","SEE955548455112","In Betrieb","Zweckverband Restmüllheizkraftwerk Böblingen","Restmüllheizkraftwerk","1999-05-01","Abfall",0.33,10.709999999999999,1]
[null,null,"Ja","SEE955718847075","In Betrieb","Stadtwerke Rosenheim GmbH & Co. KG","DT1","1988-01-01","Abfall",0.33,5.8650000000000002,1]
[null,null,"Ja","SEE955937262338","In Betrieb","GMVA Gemeinschafts-Müll-Verbrennungsanlage Niederrhein GmbH","„Turbosatz 1“","2006-04-06","Abfall",0.33,17.935000000000002,1]
[null,null,"Ja","SEE956268312785","In Betrieb","Solvay Chemicals GmbH","Kondensationsturbine EKT","2009-12-17","Abfall",0.33,25.5,1]
[null,null,"Ja","SEE957509710094","In Betrieb","EEW Energy from Waste Saarbrücken GmbH  AHKW-Neunkirchen","AHKW-Neunkirchen","1977-06-02","Abfall",0.33,9.86,1]
[null,null,"Ja","SEE957686843929","In Betrieb","Zweckverband Abfallverwertung Südhessen (ZAS)","Turbine 1","1991-10-09","Abfall",0.33,8.688699999999999,1]
[null,null,"Ja","SEE957830042178","In Betrieb","AVEA Entsorgungsbetriebe","Turbine 3","2010-08-09","Abfall",0.33,15.852499999999999,1]
[null,null,"Ja","SEE958310939391","In Betrieb","swb Entsorgung GmbH&Co. KG","MKK","2009-07-03","Abfall",0.33,27.2,1]
[null,null,"Ja","SEE958335974377","In Betrieb","IHKW Industrieheizkraftwerk Andernach GmbH","Dampfturbine","2008-12-15","Abfall",0.33,10.625,1]
[null,null,"Ja","SEE958909269267","In Betrieb","Infraserv GmbH & Co. Höchst KG","IPH Ersatzbrennstoffverbrennung Turbine","2014-07-28","Abfall",0.33,60.35,1]
[null,null,"Ja","SEE962737235608","In Betrieb","Müllheizkraftwerk Rothensee GmbH","Block 1","2005-07-17","Abfall",0.33,24.82,1]
[null,null,"Ja","SEE964170331206","In Betrieb","Zweckverband für Abfallwirtschaft in Nordwest-Oberfranken","MHKW Coburg","1988-01-01","Abfall",0.33,9.01,1]
[null,null,"Ja","SEE966264899036","In Betrieb","Technische Werke Ludwigshafen am Rhein","FHKW DT5","2005-07-05","Abfall",0.33,7.772672,1]
[null,null,"Ja","SEE969698095906","In Betrieb","Technische Werke Ludwigshafen am Rhein","FHKW DT6","2018-04-12","Abfall",0.33,4.6636015000000004,1]
[null,null,"Ja","SEE971280976463","In Betrieb","EEW Energy from Waste Göppingen","MHKW Turbine","1975-07-01","Abfall",0.33,9.35,1]
[null,null,"Ja","SEE971796321603","In Betrieb","Zweckverband Abfallwirtschaft Raum Würzburg","TS II","1998-11-09","Abfall",0.33,10.199999999999999,1]
[null,null,"Ja","SEE972694764301","In Betrieb","swb Entsorgung GmbH&Co. KG","MHKW_Gen1","1984-01-01","Abfall",0.33,2.21,1]
[null,null,"Ja","SEE973464796218","In Betrieb","LEIPA Georg Leinfelder GmbH","Dampfturbine FSK Kuhheide 32a","2011-04-01","Abfall",0.33,24.5684,1]
[null,null,"Ja","SEE974051053875","In Betrieb","Klingele Paper Weener SE & Co. KG","Turbine 4","2021-08-12","Abfall",0.33,11.772499999999999,1]
[null,null,"Ja","SEE976589352260","In Betrieb","Müllheizkraftwerk Kassel GmbH","Müllheizkraftwerk Kassel M8","2012-03-12","Abfall",0.33,12.494999999999999,1]
[null,null,"Ja","SEE976826191515","In Betrieb","MHB Hamm Betriebsführungsgesellschaft mbH","MVA Hamm Turbine 2","1985-01-01","Abfall",0.33,5.5249999999999995,1]
[null,null,"Ja","SEE977514334252","In Betrieb","Energieversorgung Offenbach AG","Müllheizkraftwerk Offenbach Turbine 2","2006-06-30","Abfall",0.33,1.802,1]
[null,null,"Ja","SEE977770417713","In Betrieb","SWN Stadtwerke Neumünster GmbH","T3","1979-07-06","Abfall",0.33,10.643699999999999,1]
[null,null,"Ja","SEE977898966292","In Betrieb","MVR Müllverwertung Rugenberger Damm GmbH","MVR Rugenberger Damm Müll","1999-02-16","Abfall",0.33,20.293749999999999,1]
[null,null,"Ja","SEE979423615132","In Betrieb","EGK Entsorgungsgesellschaft Krefeld GmbH & Co. KG","Turbine 1","1974-08-27","Abfall",0.33,0.79049999999999998,1]
[null,null,"Ja","SEE981003349412","In Betrieb","SWN Stadtwerke Neumünster GmbH","T6","2014-07-10","Abfall",0.33,12.273999999999999,1]
[null,null,"Ja","SEE981876305560","In Betrieb","MVV Umwelt Asset GmbH","TREA Leuna 1","2005-08-26","Abfall",0.33,13.808250000000001,1]
[null,null,"Ja","SEE986030306643","In Betrieb","Entsorgungsgesellschaft Mainz mbH","MHKW DTS","2009-06-01","Abfall",0.33,12.75,1]
[null,null,"Ja","SEE986413873564","In Betrieb","swb Entsorgung GmbH&Co. KG","MHKW_Gen2","2004-01-01","Abfall",0.33,11.305,1]
[null,null,"Ja","SEE988429673565","In Betrieb","EEW Energy from Waste Saarbrücken GmbH","TREA Breisgau","2004-05-17","Abfall",0.33,11.559999999999999,1]
[null,null,"Ja","SEE988580370860","In Betrieb","EEW Energy from Waste Premnitz GmbH","Turbosatz 4","2005-12-18","Abfall",0.33,1.1475,1]
[null,null,"Ja","SEE988841475051","In Betrieb","B+T Energie GmbH","HKW Witzenhausen","2009-06-24","Abfall",0.33,23.8,1]
[null,null,"Ja","SEE988848971327","In Betrieb","Vattenfall Wärme Berlin AG","HKW Reuter, Dampfturbine M","1998-02-04","Abfall",0.33,30.599999999999998,1]
[null,null,"Ja","SEE989887901764","In Betrieb","Enertec Hameln GmbH","Turbine 5","2009-10-01","Abfall",0.33,10.420999999999999,1]
[null,null,"Ja","SEE990065849372","In Betrieb","Zweckverband Abfallwirtschaft Raum Würzburg","TS I","1984-06-04","Abfall",0.33,7.3949999999999996,1]
[null,null,"Ja","SEE990760688887","In Betrieb","Entsorgungsgesellschaft Mainz mbH","MHKW EBT","2003-01-01","Abfall",0.33,4.25,1]
[null,null,"Ja","SEE992607731794","In Betrieb","EGK Entsorgungsgesellschaft Krefeld GmbH & Co. KG","Turbine 4","2001-04-05","Abfall",0.33,7.8455000000000004,1]
[null,null,"Ja","SEE992947793209","In Betrieb","Kreis Weseler Abfallgesellschaft mbH & Co.KG","Dampfturbine","1997-04-01","Abfall",0.33,13.6,1]
[null,null,"Ja","SEE993054223955","In Betrieb","GMVA Gemeinschafts-Müll-Verbrennungsanlage Niederrhein GmbH","„Turbosatz 2“","1991-10-17","Abfall",0.33,34.339999999999996,1]
[null,null,"Ja","SEE993546424112","In Betrieb","Enertec Hameln GmbH","Turbine 2","1952-08-05","Abfall",0.33,10.726999999999999,1]
[null,null,"Ja","SEE993787055366","In Betrieb","EGK Entsorgungsgesellschaft Krefeld GmbH & Co. KG","Turbine 2","1974-08-27","Abfall",0.33,0.79049999999999998,1]
[null,null,"Ja","SEE994238154089","In Betrieb","MHB Hamm Betriebsführungsgesellschaft mbH","MVA Hamm Turbine 3","2006-03-24","Abfall",0.33,3.5275000000000003,1]
[null,null,"Ja","SEE994551453975","In Betrieb","EkoCity","Generator A","1976-01-01","Abfall",0.33,17,1]
[null,null,"Ja","SEE996047653111","In Betrieb","PD energy GmbH","KW TRB Bitterfeld, Bitterfeld-Wolfen, Oststr. 1","2009-11-19","Abfall",0.33,8.5,1]
[null,null,"Ja","SEE996891820448","In Betrieb","EGK Entsorgungsgesellschaft Krefeld GmbH & Co. KG","Turbine 3","1978-01-01","Abfall",0.33,6.8,1]
[null,null,"Ja","SEE998216550733","In Betrieb","Klingele Paper Weener SE & Co. KG","TWIN 1","2008-03-01","Abfall",0.33,3.9865000000000004,1]
[null,null,"Ja","SEE998261618013","In Betrieb","Enertec Hameln GmbH","Turbine 1","2000-10-31","Abfall",0.33,4.1904999999999992,1]
[null,null,"Ja","SEE998278854237","In Betrieb","SWM Services GmbH","SWM HKW Nord 3 T30","1984-03-14","Abfall",0.33,18.7,1]
[null,null,"Ja","SEE999588015110","In Betrieb","MHKW Müllheizkraftwerk Frankfurt am Main GmbH","Turbine 3","1986-12-12","Abfall",0.33,22.099999999999998,1]
[null,null,"Ja","SEE999819576335","In Betrieb","Müllheizkraftwerk Rothensee GmbH","Block 2","2006-09-08","Abfall",0.33,28.56,1]
[null,null,"Ja",null,"In Betrieb","Nicht-EEG-Anlagen < 10 MW",null,null,"Abfall",0.33,145.26781349999999,1]
[null,null,"Ja","SEE968582186379","In Betrieb","Lausitz Energie Kraftwerke AG","Boxberg Block R","2012-11-06","Braunkohle",0.437,548.1,87.005263157894746]
[null,null,"Ja","SEE952937205877","In Betrieb","Pfeifer & Langen GmbH ＆ Co. KG","Könnern Generator 2","1993-09-28","Braunkohle",0.43359999999999999,17.1129,87.674169741697412]
[null,null,"Ja","SEE925599434282","In Betrieb","RWE Power AG","Neurath F","2012-08-03","Braunkohle",0.43,922.2,88.393953488372091]
[null,null,"Ja","SEE983252937631","In Betrieb","RWE Power AG","Niederaußem K","2003-01-28","Braunkohle",0.43,821.28,88.393953488372091]
[null,null,"Ja","SEE993592183001","In Betrieb","RWE Power AG","Neurath G","2012-07-08","Braunkohle",0.43,922.2,88.393953488372091]
[null,null,"Ja","SEE915426748132","In Betrieb","RheinEnergie AG","Block 6 Merkenich RheinEnergie","2010-12-16","Braunkohle",0.42399999999999999,65.510999999999996,89.620754716981153]
[null,null,"Ja","SEE907389779292","In Betrieb","Lausitz Energie Kraftwerke AG","Boxberg Block Q","2000-10-01","Braunkohle",0.42299999999999999,730.8,89.828605200945631]
[null,null,"Ja","SEE957229968300","In Betrieb","RWE Power AG","Niederaußem H","1974-09-16","Braunkohle",0.42159999999999997,563.76,90.121252371916526]
[null,null,"Ja","SEE998199911088","In Betrieb","EnBW Energie Baden-Württemberg AG","Kraftwerk Lippendorf Block S","1999-12-01","Braunkohle",0.42,775.17,90.45809523809524]
[null,null,"Ja","SEE921905907730","In Betrieb","RWE Power AG","Niederaußem G","1974-10-23","Braunkohle",0.41920000000000002,546.36,90.627480916030535]
[null,null,"Ja","SEE938337436349","In Betrieb","Lausitz Energie Kraftwerke AG","Kraftwerk Schwarze Pumpe Block A","1997-12-15","Braunkohle",0.41,656.85,92.622926829268295]
[null,null,"Ja","SEE952672318108","In Betrieb","Lausitz Energie Kraftwerke AG","Kraftwerk Schwarze Pumpe Block B","1998-05-25","Braunkohle",0.41,656.85,92.622926829268295]
[null,null,"Ja","SEE966331411864","In Betrieb","Lausitz Energie Kraftwerke AG","Kraftwerk Lippendorf Block R","2000-06-20","Braunkohle",0.41,775.17,92.622926829268295]
[null,null,"Ja","SEE990438768378","In Betrieb","Stadtwerke Flensburg","Dampfturbine 8","1985-05-24","Steinkohle",0.504,26.32,93.264682539682539]
[null,null,"Ja","SEE919134316447","In Betrieb","Saale Energie GmbH","Schkopau A+B Bahngenerator","1996-01-01","Braunkohle",0.4,95.7,94.896000000000001]
[null,null,"Ja","SEE921449009914","In Betrieb","CropEnergies Bioethanol GmbH","Dampfturbine IV CropEnergies Zeitz","2004-01-01","Braunkohle",0.4,15.46251,94.896000000000001]
[null,null,"Ja","SEE947677200282","In Betrieb","Saale Energie GmbH","Schkopau B","1996-01-01","Braunkohle",0.4,391.5,94.896000000000001]
[null,null,"Ja","SEE960652233358","In Betrieb","Saale Energie GmbH","Schkopau A","1995-01-01","Braunkohle",0.4,391.5,94.896000000000001]
[null,null,"Ja","SEE978888539755","In Betrieb","Stadtwerke Cottbus GmbH","Mittel-Niederdruckdampfturbine","1999-03-23","Braunkohle",0.4,39.15,94.896000000000001]
[null,null,"Ja","SEE975343602986","In Betrieb","Martinswerk GmbH","KWK-Anlage: Generator 2","1961-01-01","Braunkohle",0.38800000000000001,8.6129999999999995,97.778350515463913]
[null,null,"Ja","SEE986936308987","In Betrieb","Martinswerk GmbH","KWK-Anlage: Generator 1","1961-01-01","Braunkohle",0.38800000000000001,8.6129999999999995,97.778350515463913]
[null,null,"Ja","SEE998111672394","In Betrieb","MIBRAG GmbH","IKW Wählitz","1994-08-25","Braunkohle",0.38500000000000001,26.97,98.527012987013009]
[null,null,"Ja","SEE970305352633","In Betrieb","Südzucker AG","Dampfturbine III Südzucker Zeitz","1993-08-01","Braunkohle",0.38319999999999999,14.659500000000001,98.981837160751553]
[null,null,"Ja","SEE999145467468","In Betrieb","RWE Power AG","GoWerk F","1992-12-01","Braunkohle",0.38319999999999999,54.81,98.981837160751553]
[null,null,"Ja","SEE957285549260","In Betrieb","Stadtwerke Flensburg","Dampfturbine 9","1988-08-16","Steinkohle",0.47249999999999998,26.32,99.39566137566139]
[null,null,"Ja","SEE996990805407","In Betrieb","Braunschweiger Versorgungs-AG & Co. KG","HKW Mitte Kessel 1","1985-01-18","Steinkohle",0.46800000000000003,35.6,100.33888888888889]
[null,null,"Ja","SEE933960350956","In Betrieb","eins energie in sachsen GmbH & Co. KG","HKW Chemnitz Nord II, Block C","1990-06-07","Braunkohle",0.376,80.32884,100.84468085106383]
[null,null,"Ja","SEE994335340088","In Betrieb","Stadtwerke Frankfurt (Oder) GmbH","HKW DT","1997-10-09","Braunkohle",0.376,14.79,100.84468085106383]
[null,null,"Ja",null,"In Betrieb","Nicht-EEG-Anlagen < 10 MW",null,null,"Braunkohle",0.376,21.735644999999998,100.84468085106383]
[null,null,"Ja","SEE901205245022","In Betrieb","eins energie in sachsen GmbH & Co. KG","Motor-Heizkraftwerk Chemnitz-Süd, Motor 3","2022-12-21","GuD",0.63,11.076317999999999,100.96761904761904]
[null,null,"Ja","SEE903604447151","In Betrieb","SWP Stadtwerke Pforzheim","E-BHKW","2017-06-23","GuD",0.63,1.6521300000000001,100.96761904761904]
[null,null,"Ja","SEE903779951637","In Betrieb","eins energie in sachsen GmbH & Co. KG","Motor-Heizkraftwerk Chemnitz-Süd, Motor 5","2022-12-21","GuD",0.63,11.076317999999999,100.96761904761904]
[null,null,"Ja","SEE905023260298","In Betrieb","Stadtwerke Rosenheim GmbH & Co. KG","GM7","2022-04-04","GuD",0.63,3.8775899999999996,100.96761904761904]
[null,null,"Ja","SEE905366486355","In Betrieb","Infraserv GmbH & Co. Höchst KG","IPH Strom VT4","2021-09-15","GuD",0.63,23.315999999999999,100.96761904761904]
[null,null,"Ja","SEE905410926998","In Betrieb","Forschungszentrum Jülich GmbH","FZJ_WVVZ-03.19_BHKW-1","2022-06-27","GuD",0.63,3.6287700000000003,100.96761904761904]
[null,null,"Ja","SEE908964165929","In Betrieb","SWE Energie GmbH","swe energie T-DT","2022-01-01","GuD",0.63,9.1349999999999998,100.96761904761904]
[null,null,"Ja","SEE909438607068","In Betrieb","Infraserv GmbH & Co. Höchst KG","IPH Strom VT3","2021-09-15","GuD",0.63,11.223000000000001,100.96761904761904]
[null,null,"Ja","SEE909466066615","In Betrieb","eins energie in sachsen GmbH & Co. KG","Motor-Heizkraftwerk Chemnitz-Nord. Motor 3","2023-07-06","GuD",0.63,10.90545,100.96761904761904]
[null,null,"Ja","SEE909553236495","In Betrieb","Arla Foods Deutschland GmbH","Turbine Pronsfeld","2021-10-27","GuD",0.63,10.661850000000001,100.96761904761904]
[null,null,"Ja","SEE911129038174","In Betrieb","Stadtwerke Cottbus GmbH","BHKW-Anlage","2022-09-15","GuD",0.63,46.528469999999999,100.96761904761904]
[null,null,"Ja","SEE912224455828","In Betrieb","eins energie in sachsen GmbH & Co. KG","Motor-Heizkraftwerk Chemnitz-Süd, Motor 2","2022-12-21","GuD",0.63,11.076317999999999,100.96761904761904]
[null,null,"Ja","SEE912583238223","In Betrieb","TEAG Thüringer Energie AG","Gasmotor 3 Jena","2022-11-04","GuD",0.63,10.59225,100.96761904761904]
[null,null,"Ja","SEE913088869400","In Betrieb","Städtische Werke Energie + Wärme GmbH","Kombi-HKW GT1","2021-03-31","GuD",0.63,13.302299999999999,100.96761904761904]
[null,null,"Ja","SEE913985941537","In Betrieb","medl GmbH","medl BHKW Broich Modul 2 neu","2020-11-30","GuD",0.63,2.32551,100.96761904761904]
[null,null,"Ja","SEE915375007878","In Betrieb","Stadtwerke Duisburg AG","Mitte BHKW 2 Modul 4","2023-05-17","GuD",0.63,3.8906400000000003,100.96761904761904]
[null,null,"Ja","SEE915851127786","In Betrieb","Stadtwerke Aachen AG","BHKW Schwarzer Weg","2023-04-05","GuD",0.63,18.709350000000001,100.96761904761904]
[null,null,"Ja","SEE917303295586","In Betrieb","eins energie in sachsen GmbH & Co. KG","Motor-Heizkraftwerk Chemnitz-Süd, Motor 4","2022-12-21","GuD",0.63,11.076317999999999,100.96761904761904]
[null,null,"Ja","SEE917925869486","In Betrieb","Nordland Papier GmbH","Nordland GuD-Anlage HD-DTS","2022-05-23","GuD",0.63,19.6707,100.96761904761904]
[null,null,"Ja","SEE918506212059","In Betrieb","Energieversorgung Oberhausen","Gasmotoren Danziger Straße","2021-05-10","GuD",0.63,7.6647000000000007,100.96761904761904]
[null,null,"Ja","SEE919939073064","In Betrieb","Volkswagen AG","GT 31 GuD Süd Wolfsburg","2021-12-27","GuD",0.63,42.978000000000002,100.96761904761904]
[null,null,"Ja","SEE920801236685","In Betrieb","Evonik Operations GmbH","Kraftwerk VII, Block 71, DT710","2022-12-12","GuD",0.63,32.103000000000002,100.96761904761904]
[null,null,"Ja","SEE921877855527","In Betrieb","Solvay Chemicals GmbH","Gasturbine 01 Industriekraftwerk","2019-12-16","GuD",0.63,50.895000000000003,100.96761904761904]
[null,null,"Ja","SEE923129957027","In Betrieb","Stadtwerke Duisburg AG","Mitte BHKW 2 Modul 3","2023-05-17","GuD",0.63,3.8906400000000003,100.96761904761904]
[null,null,"Ja","SEE923793340132","In Betrieb","DREWAG - Stadtwerke Dresden GmbH","Gasmotoren-Heizkraftwerk Dresden-Reick - Aggregat VIII","2022-02-18","GuD",0.63,10.005000000000001,100.96761904761904]
[null,null,"Ja","SEE924562445072","In Betrieb","DREWAG - Stadtwerke Dresden GmbH","Gasmotoren-Heizkraftwerk Dresden-Reick - Aggregat V","2022-02-18","GuD",0.63,10.005000000000001,100.96761904761904]
[null,null,"Ja","SEE927282130440","In Betrieb","Energie SaarLorLux AG","Gasmotorenkraftwerk Römerbrücke","2022-07-01","GuD",0.63,45.671520000000001,100.96761904761904]
[null,null,"Ja","SEE927303933470","In Betrieb","Nordland Papier GmbH","Nordland GuD-Anlage ND-DTS","2022-05-23","GuD",0.63,3.4756499999999999,100.96761904761904]
[null,null,"Ja","SEE928331694449","In Betrieb","eins energie in sachsen GmbH & Co. KG","Motor-Heizkraftwerk Chemnitz-Nord, Motor 2","2023-07-06","GuD",0.63,10.90545,100.96761904761904]
[null,null,"Ja","SEE929090964958","In Betrieb","Forschungszentrum Jülich GmbH","FZJ_WVVZ-03.19_BHKW-3","2022-06-27","GuD",0.63,3.6287700000000003,100.96761904761904]
[null,null,"Ja","SEE930277153294","In Betrieb","Stadtwerke Duisburg AG","Mitte BHKW 2 Modul 7","2023-05-17","GuD",0.63,3.8906400000000003,100.96761904761904]
[null,null,"Ja","SEE930647914081","In Betrieb","DREWAG - Stadtwerke Dresden GmbH","Gasmotoren-Heizkraftwerk Dresden-Reick - Aggregat III","2022-02-18","GuD",0.63,10.005000000000001,100.96761904761904]
[null,null,"Ja","SEE936473203580","In Betrieb","TEAG Thüringer Energie AG","Gasmotor 2 Jena","2022-11-11","GuD",0.63,10.59225,100.96761904761904]
[null,null,"Ja","SEE936668903264","In Betrieb","Fernwärme Ulm GmbH","BHKW1","2022-12-09","GuD",0.63,17.872409999999999,100.96761904761904]
[null,null,"Ja","SEE936761155751","In Betrieb","eins energie in sachsen GmbH & Co. KG","Motor-Heizkraftwerk Chemnitz-Süd, Motor 1","2022-12-21","GuD",0.63,11.076317999999999,100.96761904761904]
[null,null,"Ja","SEE939899660715","In Betrieb","DREWAG - Stadtwerke Dresden GmbH","Gasmotoren-Heizkraftwerk Dresden-Reick - Aggregat VII","2022-02-18","GuD",0.63,10.005000000000001,100.96761904761904]
[null,null,"Ja","SEE939917723934","In Betrieb","SWU Energie GmbH","BHKW Neu-Ulm M3","2021-12-14","GuD",0.63,2.2811399999999997,100.96761904761904]
[null,null,"Ja","SEE944044057432","In Betrieb","eins energie in sachsen GmbH & Co. KG","Motor-Heizkraftwerk Chemnitz-Nord, Motor 1","2023-07-06","GuD",0.63,10.90545,100.96761904761904]
[null,null,"Ja","SEE944148486770","In Betrieb","ORION Engineered Carbons GmbH","Generator 4","2017-12-21","GuD",0.63,19.14,100.96761904761904]
[null,null,"Ja","SEE946709181179","In Betrieb","eins energie in sachsen GmbH & Co. KG","Motor-Heizkraftwerk Chemnitz-Nord, Motor 4","2023-07-06","GuD",0.63,10.90545,100.96761904761904]
[null,null,"Ja","SEE949216632202","In Betrieb","Stadtwerke Flensburg","Dampfturbine 13","2022-12-16","GuD",0.63,33.234000000000002,100.96761904761904]
[null,null,"Ja","SEE951078548935","In Betrieb","Stadtwerke Kempen GmbH","0050 - STW - BHKW - KWK","2017-11-01","GuD",0.63,2.8823099999999999,100.96761904761904]
[null,null,"Ja","SEE951160693116","In Betrieb","TEAG Thüringer Energie AG","Gasmotor 5 Jena","2022-11-11","GuD",0.63,10.59225,100.96761904761904]
[null,null,"Ja","SEE951344432289","In Betrieb","BTB Blockheizkraftwerks-, Träger- und Betreibergesellschaft","KWK Adlershof Modul 2","2023-07-06","GuD",0.63,3.8192999999999997,100.96761904761904]
[null,null,"Ja","SEE951684578067","In Betrieb","Stadtwerke Bielefeld GmbH","Gasturbine 2 - GuD MPE","2021-02-15","GuD",0.63,13.093500000000001,100.96761904761904]
[null,null,"Ja","SEE953907486180","In Betrieb","Forschungszentrum Jülich GmbH","FZJ_WVVZ-03.19_BHKW-2","2022-06-27","GuD",0.63,3.6287700000000003,100.96761904761904]
[null,null,"Ja","SEE953987748918","In Betrieb","Stadtwerke Duisburg AG","Mitte BHKW 2 Modul 6","2023-05-17","GuD",0.63,3.8906400000000003,100.96761904761904]
[null,null,"Ja","SEE955076814825","In Betrieb","eins energie in sachsen GmbH & Co. KG","Motor-Heizkraftwerk Chemnitz-Nord, Motor 7","2023-07-06","GuD",0.63,10.90545,100.96761904761904]
[null,null,"Ja","SEE955178360381","In Betrieb","BMW AG","KWK 1 Gebäude 192.0","2019-03-26","GuD",0.63,3.4843500000000001,100.96761904761904]
[null,null,"Ja","SEE957163765348","In Betrieb","ORION Engineered Carbons GmbH","Generator 3","2020-07-03","GuD",0.63,11.657999999999999,100.96761904761904]
[null,null,"Ja","SEE959044776498","In Betrieb","Stadtwerke Duisburg AG","Mitte BHKW 2 Modul 5","2023-05-17","GuD",0.63,3.8906400000000003,100.96761904761904]
[null,null,"Ja","SEE960155611554","In Betrieb","medl GmbH","medl BHKW Broich Modul 3 neu","2021-12-13","GuD",0.63,2.32551,100.96761904761904]
[null,null,"Ja","SEE962395118756","In Betrieb","DREWAG - Stadtwerke Dresden GmbH","Gasmotoren-Heizkraftwerk Dresden-Reick - Aggregat IV","2022-02-18","GuD",0.63,10.005000000000001,100.96761904761904]
[null,null,"Ja","SEE963154903477","In Betrieb","BTB Blockheizkraftwerks-, Träger- und Betreibergesellschaft","KWK Adlershof Modul 4","2023-07-06","GuD",0.63,3.8192999999999997,100.96761904761904]
[null,null,"Ja","SEE963438570067","In Betrieb","DREWAG - Stadtwerke Dresden GmbH","Gasmotoren-Heizkraftwerk Dresden-Reick - Aggregat VI","2022-02-18","GuD",0.63,10.005000000000001,100.96761904761904]
[null,null,"Ja","SEE965203033722","In Betrieb","SWU Energie GmbH","BHKW Neu-Ulm M4","2021-12-14","GuD",0.63,2.2811399999999997,100.96761904761904]
[null,null,"Ja","SEE965660903200","In Betrieb","DREWAG - Stadtwerke Dresden GmbH","Gasmotoren-Heizkraftwerk Dresden-Reick - Aggregat I","2022-02-18","GuD",0.63,10.005000000000001,100.96761904761904]
[null,null,"Ja","SEE969004747543","In Betrieb","TEAG Thüringer Energie AG","Gasmotor 4 Jena","2022-11-04","GuD",0.63,10.59225,100.96761904761904]
[null,null,"Ja","SEE970820981745","In Betrieb","Evonik Operations GmbH","Kraftwerk VI, Block 62, DT620","2022-09-09","GuD",0.63,32.103000000000002,100.96761904761904]
[null,null,"Ja","SEE971304457053","In Betrieb","Erlanger Stadtwerke AG","HKW -  K6 DT2","2022-06-09","GuD",0.63,14.195790000000001,100.96761904761904]
[null,null,"Ja","SEE972779194474","In Betrieb","eins energie in sachsen GmbH & Co. KG","Motor-Heizkraftwerk Chemnitz-Nord, Motor 5","2023-07-06","GuD",0.63,10.90545,100.96761904761904]
[null,null,"Ja","SEE974236609859","In Betrieb","eins energie in sachsen GmbH & Co. KG","Motor-Heizkraftwerk Chemnitz-Nord, Motor 6","2023-07-06","GuD",0.63,10.90545,100.96761904761904]
[null,null,"Ja","SEE974767618801","In Betrieb","Stadtwerke Duisburg AG","Mitte BHKW 2 Modul 2","2023-05-17","GuD",0.63,3.8906400000000003,100.96761904761904]
[null,null,"Ja","SEE979426528330","In Betrieb","SWU Energie GmbH","BHKW Neu-Ulm M2","2021-12-14","GuD",0.63,2.2811399999999997,100.96761904761904]
[null,null,"Ja","SEE979958690659","In Betrieb","BTB Blockheizkraftwerks-, Träger- und Betreibergesellschaft","KWK Adlershof Modul 3","2023-07-06","GuD",0.63,3.8192999999999997,100.96761904761904]
[null,null,"Ja","SEE984196895179","In Betrieb","Volkswagen AG","GT32 GuD Süd Wolfsburg","2021-12-27","GuD",0.63,42.978000000000002,100.96761904761904]
[null,null,"Ja","SEE985036646654","In Betrieb","DREWAG - Stadtwerke Dresden GmbH","Gasmotoren-Heizkraftwerk Dresden-Reick - Aggregat II","2022-02-18","GuD",0.63,10.005000000000001,100.96761904761904]
[null,null,"Ja","SEE985143270643","In Betrieb","SWU Energie GmbH","BHKW Neu-Ulm M1","2021-12-14","GuD",0.63,2.2811399999999997,100.96761904761904]
[null,null,"Ja","SEE987113516188","In Betrieb","Stadtwerke Duisburg AG","Mitte BHKW 2 Modul 1","2023-05-17","GuD",0.63,3.8906400000000003,100.96761904761904]
[null,null,"Ja","SEE988178455061","In Betrieb","Solvay Chemicals GmbH","Gasturbine 02 Industriekraftwerk","2020-09-26","GuD",0.63,55.244999999999997,100.96761904761904]
[null,null,"Ja","SEE988601422752","In Betrieb","TEAG Thüringer Energie AG","Gasmotor 1 Jena","2022-11-04","GuD",0.63,10.59225,100.96761904761904]
[null,null,"Ja","SEE992980224760","In Betrieb","BTB Blockheizkraftwerks-, Träger- und Betreibergesellschaft","KWK Adlershof Modul 1","2023-07-06","GuD",0.63,3.8192999999999997,100.96761904761904]
[null,null,"Ja","SEE994351082467","In Betrieb","Evonik Operations GmbH","Kraftwerk VI, Block 61, DT610","2022-09-09","GuD",0.63,32.103000000000002,100.96761904761904]
[null,null,"Ja","SEE999173384836","In Betrieb","Stadtwerke Rosenheim GmbH & Co. KG","GM8","2022-12-15","GuD",0.63,3.8775899999999996,100.96761904761904]
[null,null,"Ja","SEE999756197518","In Betrieb","Moritz J. Weig GmbH & Co. KG","Dampfturbine 2","2015-10-01","GuD",0.63,15.398999999999999,100.96761904761904]
[null,null,"Ja","SEE923943268279","In Betrieb","Lausitz Energie Kraftwerke AG","Kraftwerk Jänschwalde Block D","1985-10-06","Braunkohle",0.375,435,101.10906666666668]
[null,null,"Ja","SEE938669585906","In Betrieb","Lausitz Energie Kraftwerke AG","Kraftwerk Jänschwalde Block B","1982-11-29","Braunkohle",0.375,435,101.10906666666668]
[null,null,"Ja","SEE989591633753","In Betrieb","Lausitz Energie Kraftwerke AG","Kraftwerk Jänschwalde Block C","1984-02-01","Braunkohle",0.375,435,101.10906666666668]
[null,null,"Ja","SEE991817093418","In Betrieb","Lausitz Energie Kraftwerke AG","Kraftwerk Jänschwalde Block A","1981-10-01","Braunkohle",0.375,435,101.10906666666668]
[null,null,"Ja","SEE988477355802","In Betrieb","Grosskraftwerk Mannheim","GKM Block 9","2015-05-02","Steinkohle",0.46400000000000002,674.40000000000009,101.19267241379309]
[null,null,"Ja","SEE923577153439","befristete Strommarktrückkehr","Evonik Operations GmbH","Kraftwerk I,  T15","1983-10-15","Steinkohle",0.46350000000000002,54.720000000000006,101.30043149946061]
[null,null,"Ja","SEE928076311489","In Betrieb","Städtische Werke Energie + Wärme GmbH","Fernwärmekraftwerk Kassel","1989-12-21","Braunkohle",0.37359999999999999,29.145,101.48158458244113]
[null,null,"Ja","SEE964729462818","befristete Strommarktrückkehr","Lausitz Energie Kraftwerke AG","Kraftwerk Jänschwalde Block F","1989-03-09","Braunkohle",0.37359999999999999,435,101.48158458244113]
[null,null,"Ja","SEE970425279599","In Betrieb","Onyx Kraftwerk Wilhelmshaven GmbH & Co. KG","Kraftwerk Wilhelmshaven Onyx","2015-11-30","Steinkohle",0.46250000000000002,580.80000000000007,101.51664864864864]
[null,null,"Ja","SEE980331579218","In Betrieb","EnBW Energie Baden-Württemberg AG","Rheinhafen-Dampfkraftwerk RDK 8","2014-07-01","Steinkohle",0.46,667.2,102.06130434782608]
[null,null,"Ja","SEE905721866655","In Betrieb","RWE Power AG","Fab Frechen","1962-12-23","Braunkohle",0.37119999999999997,48.72,102.12672413793103]
[null,null,"Ja","SEE923082939436","In Betrieb","eins energie in sachsen GmbH & Co. KG","HKW Chemnitz Nord II, Block B","1988-08-26","Braunkohle",0.37119999999999997,50.609639999999999,102.12672413793103]
[null,null,"Ja","SEE961029163353","In Betrieb","Trianel Kohlekraftwerk Lünen GmbH & Co KG","Trianel Kohlekraftwerk Lünen","2013-01-01","Steinkohle",0.45950000000000002,596.80000000000007,102.17094668117518]
[null,null,"Ja","SEE985047526785","befristete Strommarktrückkehr","Lausitz Energie Kraftwerke AG","Kraftwerk Jänschwalde Block E","1987-10-06","Braunkohle",0.36880000000000002,435,102.78026030368764]
[null,null,"Ja","SEE931736847297","In Betrieb","RWE Power AG","Neurath D","1975-06-24","Braunkohle",0.36599999999999999,528.09,103.55355191256831]
[null,null,"Ja","SEE976414005279","In Betrieb","RWE Power AG","Neurath E","1976-02-22","Braunkohle",0.36599999999999999,525.48,103.55355191256831]
[null,null,"Ja","SEE958847865460","In Betrieb","Onyx Kraftwerk Zolling GmbH &Co. KGaA","Kraftwerk Zolling","1985-01-01","Steinkohle",0.45250000000000001,377.6,103.73138121546961]
[null,null,"Ja","SEE966920434281","In Betrieb","Stadtwerke Flensburg","Gasturbine 12","2016-04-14","GuD",0.61199999999999999,43.587000000000003,103.89313725490196]
[null,null,"Ja","SEE975361659900","In Betrieb","Stadtwerke Düsseldorf AG","SWD KWL GuD F","2016-01-22","GuD",0.61199999999999999,517.65,103.89313725490196]
[null,null,"Ja","SEE989202977269","In Betrieb","Gemeinschaftskraftwerk Bremen GmbH & Co. KG","GUD Mibü","2014-07-10","GuD",0.61199999999999999,386.71499999999997,103.89313725490196]
[null,null,"Ja","SEE999539592561","In Betrieb","Stadtwerke Flensburg","Dampfturbine 12","2016-05-01","GuD",0.61199999999999999,23.663999999999998,103.89313725490196]
[null,null,"Ja","SEE913516809497","In Betrieb","Uniper Kraftwerke GmbH","Datteln 4","2020-05-30","Steinkohle",0.45,841.6,104.30044444444444]
[null,null,"Ja","SEE918143230942","In Betrieb","STEAG Walsum 10 Kraftwerksgesellschaft","Walsum 10","2013-12-20","Steinkohle",0.45,580,104.30044444444444]
[null,null,"Ja","SEE920864082298","In Betrieb","Dow Deutschland Anlagengesellschaft mbH","01 Std GT1","2014-04-16","GuD",0.60750000000000004,39.128250000000001,104.65160493827159]
[null,null,"Ja","SEE926897163430","In Betrieb","Dow Deutschland Anlagengesellschaft mbH","01 Std GT2","2014-03-07","GuD",0.60750000000000004,39.128250000000001,104.65160493827159]
[null,null,"Ja","SEE954183997452","In Betrieb","Dow Deutschland Anlagengesellschaft mbH","01 Std ST2","2014-12-19","GuD",0.60750000000000004,11.31,104.65160493827159]
[null,null,"Ja","SEE964077382691","In Betrieb","Dow Deutschland Anlagengesellschaft mbH","01 Std GT3","2014-03-25","GuD",0.60750000000000004,39.128250000000001,104.65160493827159]
[null,null,"Ja","SEE970688261195","In Betrieb","Dow Deutschland Anlagengesellschaft mbH","01 Std ST1","1975-01-01","GuD",0.60750000000000004,12.18,104.65160493827159]
[null,null,"Ja","SEE986097297199","In Betrieb","CIECH Energy Deutschland","CED_GuD_Staßfurt","1997-08-08","GuD",0.60750000000000004,87,104.65160493827159]
[null,null,"Ja","SEE948609940009","In Betrieb","EnBW Energie Baden-Württemberg AG","Heizkraftwerk Heilbronn HLB 7","1985-12-01","Steinkohle",0.44750000000000001,622.40000000000009,104.87586592178771]
[null,null,"Ja","SEE948129095272","In Betrieb","Uniper Kraftwerke GmbH","Irsching 4","2011-01-01","GuD",0.60399999999999998,488.07,105.24933774834437]
[null,null,"Ja","SEE955314088254","In Betrieb","RWE Power AG","Weisweiler H","1975-01-18","Braunkohle",0.36,570.72,105.25111111111111]
[null,null,"Ja","SEE987007884447","In Betrieb","RWE Power AG","Weisweiler G","1974-02-14","Braunkohle",0.36,576.80999999999995,105.25111111111111]
[null,null,"Ja","SEE982350358232","In Betrieb","Erlanger Stadtwerke AG","HKW - GuD2","2014-02-10","GuD",0.60299999999999998,5.8289999999999997,105.42139303482587]
[null,null,"Ja","SEE930982693153","In Betrieb","Knapsack Power GmbH & Co. KG","Knapsack I - Gasturbine  GT11","2007-10-17","Gasturbine",0.6,267.95999999999998,105.441]
[null,null,"Ja","SEE959576281422","In Betrieb","Knapsack Power GmbH & Co. KG","Knapsack I - Dampfturbine - DT 10","2007-10-17","Gasturbine",0.6,243.6,105.441]
[null,null,"Ja","SEE937536026146","In Betrieb","Vattenfall Wärme Berlin AG","GuD Marzahn Gasturbine","2020-05-07","GuD",0.6,164.86500000000001,105.941]
[null,null,"Ja","SEE904968236689","befristete Strommarktrückkehr","Onyx Kraftwerk Farge GmbH & Co. KGaA","Kraftwerk Farge","1969-01-01","Steinkohle",0.4425,280,106.04621468926554]
[null,null,"Ja","SEE915604855232","In Betrieb","Sustainable Energy Aschaffenburg GmbH","GuD-Anlage (Gasturbine)","2013-01-28","GuD",0.59850000000000003,27.450240000000001,106.20275689223057]
[null,null,"Ja","SEE982064018118","In Betrieb","Moritz J. Weig GmbH & Co. KG","Gasturbine 2","2015-10-01","GuD",0.59850000000000003,12.615,106.20275689223057]
[null,null,"Ja","SEE915883553447","In Betrieb","Gemeinschaftskraftwerk Irsching GmbH","Irsching 5 DT","2010-01-01","GuD",0.59699999999999998,245.34,106.46582914572863]
[null,null,"Ja","SEE924780675428","In Betrieb","Gemeinschaftskraftwerk Irsching GmbH","Irsching 5 GT2","2010-01-01","GuD",0.59699999999999998,245.34,106.46582914572863]
[null,null,"Ja","SEE973737205324","In Betrieb","Gemeinschaftskraftwerk Irsching GmbH","Irsching 5 GT1","2010-01-01","GuD",0.59699999999999998,245.34,106.46582914572863]
[null,null,"Ja","SEE965782597448","In Betrieb","EnBW Energie Baden-Württemberg AG","Heizkraftwerk Altbach/Deizisau HKW 2 DT (Solobetrieb)","1997-05-29","Steinkohle",0.44,258.40000000000003,106.64136363636364]
[null,null,"Ja","SEE909002940690","In Betrieb","Grosskraftwerk Mannheim","GKM Block 6","2005-12-26","Steinkohle",0.4375,204,107.24331428571428]
[null,null,"Ja","SEE980016033738","In Betrieb","EnBW Energie Baden-Württemberg AG","Rheinhafen-Dampfkraftwerk RDK 7","1985-06-21","Steinkohle",0.4375,413.6,107.24331428571428]
[null,null,"Ja","SEE903983424590","In Betrieb","Statkraft Markets GmbH","Kraftwerk Knapsack II","2013-06-01","GuD",0.59199999999999997,374.1,107.35236486486485]
[null,null,"Ja","SEE911671792326","In Betrieb","RWE Generation SE","Emsland D GT1","2010-09-08","GuD",0.59199999999999997,255.345,107.35236486486485]
[null,null,"Ja","SEE929022761297","In Betrieb","RWE Generation SE","Emsland D GT2","2010-09-08","GuD",0.59199999999999997,255.345,107.35236486486485]
[null,null,"Ja","SEE979958390276","In Betrieb","RWE Generation SE","Emsland D DT","2010-09-08","GuD",0.59199999999999997,295.8,107.35236486486485]
[null,null,"Ja","SEE942982288260","In Betrieb","Mark-E Aktiengesellschaft","Cuno Heizkraftwerk Herdecke H6","2007-10-01","GuD",0.59,362.79,107.71118644067796]
[null,null,"Ja","SEE908125004449","In Betrieb","Lausitz Energie Kraftwerke AG","Boxberg Block P","1980-07-01","Braunkohle",0.35,435,108.2097142857143]
[null,null,"Ja","SEE985842749525","In Betrieb","Lausitz Energie Kraftwerke AG","Boxberg Block N","1979-01-01","Braunkohle",0.35,435,108.2097142857143]
[null,null,"Ja","SEE927630371594","In Betrieb","ROMONTA GmbH","Grubenheizkraftwerk Amsdorf","1960-04-01","Braunkohle",0.34960000000000002,39.924300000000002,108.33157894736841]
[null,null,"Ja","SEE904194792843","befristete Strommarktrückkehr","Kraftwerk Mehrum GmbH","KWM Block 3","1979-08-24","Steinkohle",0.4325,552,108.46809248554914]
[null,null,"Ja","SEE943427876363","In Betrieb","EnBW Energie Baden-Württemberg AG","Kraftwerk Rostock Block A","1994-10-01","Steinkohle",0.432,411.20000000000005,108.59212962962964]
[null,null,"Ja","SEE904662075126","In Betrieb","Sachsenmilch Leppersdorf GmbH","7712MKA10-GT2","2014-05-14","GuD",0.58499999999999996,12.949949999999999,108.61897435897436]
[null,null,"Ja","SEE913203719740","In Betrieb","AG der Dillinger Hüttenwerke","GKW","2009-04-22","GuD",0.58499999999999996,77.723190000000002,108.61897435897436]
[null,null,"Ja","SEE917096062495","In Betrieb","ExxonMobil Production Deutschland GmbH","KWK Anlage Großenkneten","2014-05-05","GuD",0.58499999999999996,26.2392,108.61897435897436]
[null,null,"Ja","SEE920992144554","In Betrieb","Braunschweiger Versorgungs-AG & Co. KG","HKW Mitte GuD","2010-12-30","GuD",0.58499999999999996,64.38,108.61897435897436]
[null,null,"Ja","SEE922395631839","In Betrieb","Salzgitter Flachstahl GmbH","Block1","2010-06-15","GuD",0.58499999999999996,84.39,108.61897435897436]
[null,null,"Ja","SEE923244371197","In Betrieb","Stadtwerke Leipzig GmbH","Heizkraftwerk Leipzig Nord GT81","1996-02-05","GuD",0.58499999999999996,55.279800000000002,108.61897435897436]
[null,null,"Ja","SEE931001040675","In Betrieb","Kraftwerk Plattling GmbH","KW Plattling DT","2010-04-24","GuD",0.58499999999999996,34.365000000000002,108.61897435897436]
[null,null,"Ja","SEE932989146397","In Betrieb","BTB Blockheizkraftwerks-, Träger- und Betreibergesellschaft","NEZ Adlershof Modul 4","2010-12-08","GuD",0.58499999999999996,1.7139,108.61897435897436]
[null,null,"Ja","SEE936196276359","In Betrieb","Stadtwerke Leipzig GmbH","Heizkraftwerk Leipzig Nord GT82","1996-02-05","GuD",0.58499999999999996,56.204609999999995,108.61897435897436]
[null,null,"Ja","SEE944523267864","In Betrieb","BTB Blockheizkraftwerks-, Träger- und Betreibergesellschaft","NEZ Adlershof Modul 1","2010-12-08","GuD",0.58499999999999996,1.7139,108.61897435897436]
[null,null,"Ja","SEE950895373805","In Betrieb","Energie SaarLorLux AG","Dampfturbinenanlage DT3","2011-08-01","GuD",0.58499999999999996,29.58,108.61897435897436]
[null,null,"Ja","SEE965067693100","In Betrieb","DK Recycling und Roheisen GmbH","Kraftwerk DK","2011-02-01","GuD",0.58499999999999996,18.139500000000002,108.61897435897436]
[null,null,"Ja","SEE967916097817","In Betrieb","KRONOS TITAN GmbH","KRONOS TITAN Nordenham GuD","2013-12-15","GuD",0.58499999999999996,14.903099999999998,108.61897435897436]
[null,null,"Ja","SEE970806189455","In Betrieb","Volkswagen Sachsen GmbH","BHKW-G66-KWK-groß","2014-02-13","GuD",0.58499999999999996,11.08989,108.61897435897436]
[null,null,"Ja","SEE973101826070","In Betrieb","Kraftwerk Plattling GmbH","Kraftwerk Plattling GT","2010-04-24","GuD",0.58499999999999996,67.996589999999998,108.61897435897436]
[null,null,"Ja","SEE976320012538","In Betrieb","Salzgitter Flachstahl GmbH","Block2","2010-08-15","GuD",0.58499999999999996,84.39,108.61897435897436]
[null,null,"Ja","SEE976607134694","In Betrieb","BMW AG","KWK 2 Geb. 192.0","2014-07-15","GuD",0.58499999999999996,3.5583,108.61897435897436]
[null,null,"Ja","SEE983138549866","In Betrieb","ArcelorMittal Eisenhüttenstadt GmbH","IKW Block 7","2013-05-08","GuD",0.58499999999999996,46.893000000000001,108.61897435897436]
[null,null,"Ja","SEE989200392347","In Betrieb","Sachsenmilch Leppersdorf GmbH","7711MKA10-GT1","2014-05-21","GuD",0.58499999999999996,12.949949999999999,108.61897435897436]
[null,null,"Ja","SEE991324265957","In Betrieb","Smurfit Kappa Zülpich Papier GmbH","DT06","2010-10-22","GuD",0.58499999999999996,12.513209999999999,108.61897435897436]
[null,null,"Ja","SEE994543149961","In Betrieb","Stadtwerke Münster GmbH","ESA-BHKW","2009-06-18","GuD",0.58499999999999996,3.2190000000000003,108.61897435897436]
[null,null,"Ja","SEE998116131216","In Betrieb","BTB Blockheizkraftwerks-, Träger- und Betreibergesellschaft","NEZ Adlershof Modul 2","2010-12-08","GuD",0.58499999999999996,1.7139,108.61897435897436]
[null,null,"Ja","SEE998559811041","In Betrieb","BTB Blockheizkraftwerks-, Träger- und Betreibergesellschaft","NEZ Adlershof Modul 3","2010-12-08","GuD",0.58499999999999996,1.7139,108.61897435897436]
[null,null,"Ja","SEE913896693631","In Betrieb","Hamburger Energiewerke GmbH","GuD Tiefstack","2009-05-01","GuD",0.58050000000000002,110.49,109.44935400516795]
[null,null,"Ja","SEE925720506642","In Betrieb","K+S Minerals and Agriculture GmbH","Kraftwerk WI GT","1962-01-01","GuD",0.58050000000000002,14.616,109.44935400516795]
[null,null,"Ja","SEE975193004329","In Betrieb","K+S Minerals and Agriculture GmbH","Kraftwerk WI DT4","1982-01-01","GuD",0.58050000000000002,24.36,109.44935400516795]
[null,null,"Ja","SEE979861364876","In Betrieb","K+S Minerals and Agriculture GmbH","Kraftwerk WI DT 2.1","2009-07-02","GuD",0.58050000000000002,45.849000000000004,109.44935400516795]
[null,null,"Ja","SEE993412996354","In Betrieb","K+S Minerals and Agriculture GmbH","Kraftwerk WI DT3","1967-01-01","GuD",0.58050000000000002,10.5009,109.44935400516795]
[null,null,"Ja","SEE909927513559","In Betrieb","Kraftwerke Mainz-Wiesbaden AG","KW3 GT31","2001-07-05","GuD",0.57999999999999996,253.43100000000001,109.54241379310344]
[null,null,"Ja","SEE916609233650","In Betrieb","RheinEnergie AG","DT Niehl 2 RheinEnergie","2005-03-26","GuD",0.57999999999999996,127.89,109.54241379310344]
[null,null,"Ja","SEE984335626152","In Betrieb","RheinEnergie AG","GT Niehl 2 RheinEnergie","2005-03-26","GuD",0.57999999999999996,231.42,109.54241379310344]
[null,null,"Ja","SEE996285049943","In Betrieb","Kraftwerke Mainz-Wiesbaden AG","KW3 DT32","2001-07-05","GuD",0.57999999999999996,121.53899999999999,109.54241379310344]
[null,null,"Ja","SEE900628853036","In Betrieb","Trianel Gaskraftwerk Hamm","Trianel Gaskraftwerk Hamm Block 20","2007-12-23","GuD",0.57699999999999996,387.15,110.10415944540728]
[null,null,"Ja","SEE987970110314","In Betrieb","Trianel Gaskraftwerk Hamm","Trianel Gaskraftwerk Hamm Block 10","2007-11-23","GuD",0.57699999999999996,354.09,110.10415944540728]
[null,null,"Ja","SEE920837459195","In Betrieb","Volkswagen AG","HKW Nord Generator B","1998-09-18","Steinkohle",0.42499999999999999,48.800000000000004,110.35929411764705]
[null,null,"Ja","SEE998984420832","In Betrieb","Volkswagen AG","HKW Nord Generator A","1998-10-01","Steinkohle",0.42499999999999999,48.800000000000004,110.35929411764705]
[null,null,"Ja","SEE905192478234","In Betrieb","Knapsack Power GmbH & Co. KG","Knapsack I - Gasturbine GT12","2007-10-17","GuD",0.57150000000000001,267.95999999999998,111.14934383202099]
[null,null,"Ja","SEE979779484642","In Betrieb","Energie SaarLorLux AG","HKW-Römerbrücke Dampfturbinenanlage DT2","1988-06-27","Steinkohle",0.42,42.400000000000006,111.65761904761904]
[null,null,"Ja","SEE912764206645","In Betrieb","Erlanger Stadtwerke AG","HKW - GuD1","2005-09-14","GuD",0.5625,18.792000000000002,112.90373333333334]
[null,null,"Ja","SEE915885358156","In Betrieb","Stadtwerke Duisburg AG","HKW III  Block B","2004-09-13","GuD",0.5625,65.424000000000007,112.90373333333334]
[null,null,"Ja","SEE916495905242","In Betrieb","Stadtwerke Duisburg AG","HKW III  Block B","2005-02-25","GuD",0.5625,73.08,112.90373333333334]
[null,null,"Ja","SEE922855765289","In Betrieb","Stadtwerke Duisburg AG","HKW III  Block B","2004-09-23","GuD",0.5625,65.424000000000007,112.90373333333334]
[null,null,"Ja","SEE923769915258","In Betrieb","N-ERGIE Kraftwerke GmbH","HKW Sandreuth (GT1)","2005-05-03","GuD",0.5625,46.11,112.90373333333334]
[null,null,"Ja","SEE924909675933","In Betrieb","Stadtwerke Münster GmbH","Gasturbine 2","2005-12-30","GuD",0.5625,26.97,112.90373333333334]
[null,null,"Ja","SEE942019110397","In Betrieb","N-ERGIE Kraftwerke GmbH","HKW Sandreuth (GT2)","2005-05-03","GuD",0.5625,46.11,112.90373333333334]
[null,null,"Ja","SEE949895584069","In Betrieb","N-ERGIE Kraftwerke GmbH","HKW Sandreuth (DT3)","1982-02-03","GuD",0.5625,33.733380000000004,112.90373333333334]
[null,null,"Ja","SEE953872640426","In Betrieb","Stadtwerke Münster GmbH","Dampfturbine","2005-12-14","GuD",0.5625,30.624000000000002,112.90373333333334]
[null,null,"Ja","SEE960352714492","In Betrieb","WSW Energie & Wasser AG","GT11","2005-12-30","GuD",0.5625,24.012,112.90373333333334]
[null,null,"Ja","SEE968471468838","In Betrieb","WSW Energie & Wasser AG","DT23","2005-12-30","GuD",0.5625,25.404,112.90373333333334]
[null,null,"Ja","SEE972466462527","In Betrieb","Stadtwerke Bielefeld GmbH","Dampfturbine - GuD MPE","2005-01-03","GuD",0.5625,8.1344999999999992,112.90373333333334]
[null,null,"Ja","SEE975188536989","In Betrieb","Energie SaarLorLux AG","HKW-Römerbrücke GuD-Anlage","2005-01-01","GuD",0.5625,34.799999999999997,112.90373333333334]
[null,null,"Ja","SEE976880282228","In Betrieb","N-ERGIE Kraftwerke GmbH","HKW Sandreuth (DT2)","1982-02-03","GuD",0.5625,34.365000000000002,112.90373333333334]
[null,null,"Ja","SEE978399772948","In Betrieb","WSW Energie & Wasser AG","GT12","2005-12-30","GuD",0.5625,24.012,112.90373333333334]
[null,null,"Ja","SEE991633857065","In Betrieb","Stadtwerke Münster GmbH","Gasturbine 1","2005-12-30","GuD",0.5625,26.97,112.90373333333334]
[null,null,"Ja","SEE994055644299","In Betrieb","WSW Energie & Wasser AG","BHKW15","2017-12-04","GuD",0.5625,2.2785300000000004,112.90373333333334]
[null,null,"Ja","SEE978971638464","befristete Strommarktrückkehr","RWE Power AG","Neurath C","1973-03-21","Braunkohle",0.3352,254.04,112.91241050119332]
[null,null,"Ja","SEE976219797843","In Betrieb","SWM Services GmbH","SWM HKW Sued GuD2 GT62","2021-12-31","GuD",0.55800000000000005,127.28100000000001,113.80215053763439]
[null,null,"Ja","SEE980327120226","In Betrieb","SWM Services GmbH","SWM HKW Sued GuD2 GT61","2021-12-31","GuD",0.55800000000000005,127.28100000000001,113.80215053763439]
[null,null,"Ja","SEE996720450723","In Betrieb","SWM Services GmbH","SWM HKW Sued GuD2 DT60","2004-11-17","GuD",0.55800000000000005,111.012,113.80215053763439]
[null,null,"Ja","SEE938923083674","befristete Strommarktrückkehr","Evonik Operations GmbH","Kraftwerk I, T14","1971-06-01","Steinkohle",0.40949999999999998,44.448000000000008,114.48730158730159]
[null,null,"Ja","SEE930228090937","befristete Strommarktrückkehr","RWE Power AG","Niederaußem F","1971-02-03","Braunkohle",0.33040000000000003,260.13,114.5280871670702]
[null,null,"Ja","SEE920672219015","In Betrieb","KÄMMERER Energie GmbH","Generator 5","1977-01-10","Braunkohle",0.33,8.5259999999999998,114.66484848484849]
[null,null,"Ja","SEE933685962403","In Betrieb","RWE Power AG","Weisweiler F","1967-09-04","Braunkohle",0.33,279.27,114.66484848484849]
[null,null,"Ja","SEE974018310478","In Betrieb","KÄMMERER Energie GmbH","Generator 4","1962-12-22","Braunkohle",0.33,8.0039999999999996,114.66484848484849]
[null,null,"Ja","SEE934361309352","In Betrieb","Evonik Operations GmbH","Kraftwerk III, GT312","1974-01-01","GuD",0.55349999999999999,67.483289999999997,114.71517615176151]
[null,null,"Ja","SEE940224582367","In Betrieb","Almatis GmbH","Motor 1","2008-04-01","GuD",0.55349999999999999,3.6974999999999998,114.71517615176151]
[null,null,"Ja","SEE984037976906","In Betrieb","Evonik Operations GmbH","Kraftwerk III, GT311","1973-11-22","GuD",0.55349999999999999,53.180489999999999,114.71517615176151]
[null,null,"Ja","SEE975507584615","In Betrieb","Grosskraftwerk Mannheim","GKM Block 8","1993-04-05","Steinkohle",0.40749999999999997,348,115.04282208588957]
[null,null,"Ja","SEE987197130805","In Betrieb","Hamburger Energiewerke GmbH","HKW Tiefstack","1993-04-01","Steinkohle",0.40749999999999997,123.2,115.04282208588957]
[null,null,"Ja","SEE901786750397","befristete Strommarktrückkehr","RWE Power AG","Niederaußem E","1970-04-12","Braunkohle",0.32800000000000001,256.64999999999998,115.35365853658536]
[null,null,"Ja","SEE922877375398","In Betrieb","Julius Schulte Trebsen GmbH & Co. KG","GuD Anlage GT","2013-09-18","GuD",0.55000000000000004,7.8500099999999993,115.43563636363635]
[null,null,"Ja","SEE936181210535","In Betrieb","K+S Minerals and Agriculture GmbH","Kraftwerk ZI GT 2","2017-07-02","GuD",0.55000000000000004,4.7763,115.43563636363635]
[null,null,"Ja","SEE956061511231","In Betrieb","Julius Schulte Trebsen GmbH & Co. KG","GuD Anlage DT","2013-09-18","GuD",0.55000000000000004,1.2475799999999999,115.43563636363635]
[null,null,"Ja","SEE965551192713","In Betrieb","enercity AG","HKW Linden GT3","2009-11-02","GuD",0.55000000000000004,60.9,115.43563636363635]
[null,null,"Ja","SEE983959934148","In Betrieb","enercity AG","HKW Linden DT","1996-06-20","GuD",0.55000000000000004,67.86,115.43563636363635]
[null,null,"Ja","SEE992769312817","In Betrieb","K+S Minerals and Agriculture GmbH","Kraftwerk UB GT1","2016-07-02","GuD",0.55000000000000004,4.3064999999999998,115.43563636363635]
[null,null,"Ja","SEE996145759296","In Betrieb","K+S Minerals and Agriculture GmbH","Kraftwerk UB GT2","2017-07-02","GuD",0.55000000000000004,4.7850000000000001,115.43563636363635]
[null,null,"Ja","SEE999585452499","In Betrieb","enercity AG","HKW Linden GT1","2011-11-02","GuD",0.55000000000000004,71.34,115.43563636363635]
[null,null,"Ja","SEE927820549208","In Betrieb","CR3-Kaffeeveredelung M. Hermsen GmbH","GT1","1993-01-01","GuD",0.54900000000000004,4.1498999999999997,115.64316939890709]
[null,null,"Ja","SEE977050146562","In Betrieb","CR3-Kaffeeveredelung M. Hermsen GmbH","GT2","2001-12-01","GuD",0.54900000000000004,4.3717500000000005,115.64316939890709]
[null,null,"Ja","SEE997706570718","In Betrieb","CR3-Kaffeeveredelung M. Hermsen GmbH","GT3","2002-02-01","GuD",0.54900000000000004,4.3717500000000005,115.64316939890709]
[null,null,"Ja","SEE929161243203","befristete Strommarktrückkehr","Uniper Kraftwerke GmbH","Staudinger 5","1992-01-01","Steinkohle",0.40500000000000003,417.6,115.74493827160494]
[null,null,"Ja","SEE906834978235","In Betrieb","Pfeifer & Langen GmbH ＆ Co. KG","Lage Generator 2","1962-08-27","Steinkohle",0.4037,3.2616000000000001,116.11347535298488]
[null,null,"Ja","SEE952372080091","In Betrieb","SWM Services GmbH","SWM HKW Nord 2 T20","1991-12-15","Steinkohle",0.40250000000000002,266.40000000000003,116.45577639751552]
[null,null,"Ja","SEE947816911833","In Betrieb","Wacker Chemie AG","Gasturbinenanlage 12","2001-07-27","GuD",0.54449999999999998,119.19,116.58650137741046]
[null,null,"Ja","SEE919393178787","befristete Strommarktrückkehr","STEAG Power GmbH","Fenne MKV","1982-08-01","Steinkohle",0.4,143.20000000000002,117.17549999999999]
[null,null,"Ja","SEE945908806647","In Betrieb","STEAG Power GmbH","Herne 4","1989-07-25","Steinkohle",0.4,368,117.17549999999999]
[null,null,"Ja","SEE954169155876","In Betrieb","Energieversorgung Offenbach AG","Heizkraftwerk-Offenbach-EVO","1988-10-18","Steinkohle",0.4,43.2,117.17549999999999]
[null,null,"Ja","SEE974883809046","In Betrieb","Vattenfall Wärme Berlin AG","HKW Reuter West Dampfturbine E","1988-08-01","Steinkohle",0.4,225.60000000000002,117.17549999999999]
[null,null,"Ja","SEE981109871657","In Betrieb","Vattenfall Wärme Berlin AG","HKW Moabit Dampfturbine","1990-02-27","Steinkohle",0.4,71.2,117.17549999999999]
[null,null,"Ja","SEE989328541450","In Betrieb","Vattenfall Wärme Berlin AG","HKW Reuter West Dampfturbine D","1987-12-14","Steinkohle",0.4,225.60000000000002,117.17549999999999]
[null,null,"Ja","SEE905054165586","In Betrieb","GLOBALFOUNDRIES Dresden Module One LLC & Co. KG","Gasmotoren-Blockheizkraftwerk II (Generator 7)","2004-11-10","GuD",0.54,3.2816399999999999,117.54555555555554]
[null,null,"Ja","SEE908089235248","In Betrieb","RWE Generation SE","Dormagen GT2","2000-07-23","GuD",0.54,160.08000000000001,117.54555555555554]
[null,null,"Ja","SEE910080930862","In Betrieb","GLOBALFOUNDRIES Dresden Module One LLC & Co. KG","Gasmotoren-Blockheizkraftwerk II (Generator 4)","2004-11-10","GuD",0.54,3.2816399999999999,117.54555555555554]
[null,null,"Ja","SEE912978354040","In Betrieb","GLOBALFOUNDRIES Dresden Module One LLC & Co. KG","Gasmotoren-Blockheizkraftwerk II (Generator 6)","2004-11-10","GuD",0.54,3.2816399999999999,117.54555555555554]
[null,null,"Ja","SEE914857304191","In Betrieb","RWE Generation SE","Dormagen GT1","2000-07-23","GuD",0.54,160.08000000000001,117.54555555555554]
[null,null,"Ja","SEE915645322953","In Betrieb","SWE Energie GmbH","GT 1","1999-12-17","GuD",0.54,20.010000000000002,117.54555555555554]
[null,null,"Ja","SEE915966254872","In Betrieb","thyssenkrupp Steel Europe AG","Hamborn 5","2003-01-01","GuD",0.54,195.75,117.54555555555554]
[null,null,"Ja","SEE916894674336","In Betrieb","GLOBALFOUNDRIES Dresden Module One LLC & Co. KG","Gasmotoren-Blockheizkraftwerk II (Generator 3)","2004-11-10","GuD",0.54,3.2816399999999999,117.54555555555554]
[null,null,"Ja","SEE921008505376","In Betrieb","GLOBALFOUNDRIES Dresden Module One LLC & Co. KG","Gasmotoren-Blockheizkraftwerk II (Generator 2)","2004-11-10","GuD",0.54,3.2816399999999999,117.54555555555554]
[null,null,"Ja","SEE923412553844","In Betrieb","DREWSEN Spezialpapiere GmbH & Co. KG","GuD Anlage DREWSEN Spezialpapiere (Dampfturbine)","2000-08-22","GuD",0.54,7.83,117.54555555555554]
[null,null,"Ja","SEE924373150776","In Betrieb","SWE Energie GmbH","GT 2","1999-12-17","GuD",0.54,20.010000000000002,117.54555555555554]
[null,null,"Ja","SEE934669010578","In Betrieb","envia THERM GmbH","Bitterfeld GuD","2000-08-08","GuD",0.54,93.96,117.54555555555554]
[null,null,"Ja","SEE955085348786","In Betrieb","GLOBALFOUNDRIES Dresden Module One LLC & Co. KG","Gasmotoren-Blockheizkraftwerk II (Generator 9)","2004-11-10","GuD",0.54,3.2816399999999999,117.54555555555554]
[null,null,"Ja","SEE957083466325","In Betrieb","Stadtwerke Düsseldorf AG","SWD KWL AGuD","2000-07-28","GuD",0.54,87,117.54555555555554]
[null,null,"Ja","SEE957201039868","In Betrieb","DREWSEN Spezialpapiere GmbH & Co. KG","GuD Anlage DREWSEN Spezialpapiere (Gasturbine)","2000-08-22","GuD",0.54,6.09,117.54555555555554]
[null,null,"Ja","SEE960430412456","In Betrieb","GLOBALFOUNDRIES Dresden Module One LLC & Co. KG","Gasmotoren-Blockheizkraftwerk II (Generator 5)","2004-11-10","GuD",0.54,3.2816399999999999,117.54555555555554]
[null,null,"Ja","SEE970143794190","In Betrieb","GLOBALFOUNDRIES Dresden Module One LLC & Co. KG","Gasmotoren-Blockheizkraftwerk II (Generator 8)","2004-11-10","GuD",0.54,3.2816399999999999,117.54555555555554]
[null,null,"Ja","SEE970656434019","In Betrieb","DREWAG - Stadtwerke Dresden GmbH","HKW Dresden - Reick Turbosatz 2","2004-12-10","GuD",0.54,1.3920000000000001,117.54555555555554]
[null,null,"Ja","SEE971876915975","In Betrieb","GLOBALFOUNDRIES Dresden Module One LLC & Co. KG","Gasmotoren-Blockheizkraftwerk II (Generator 1)","2004-11-10","GuD",0.54,3.2816399999999999,117.54555555555554]
[null,null,"Ja","SEE991220769276","In Betrieb","RWE Generation SE","Dormagen DT","2000-07-23","GuD",0.54,168.78,117.54555555555554]
[null,null,"Ja","SEE996548424685","In Betrieb","ArcelorMittal Eisenhüttenstadt GmbH","IKW Block 4","1998-10-14","GuD",0.54,30.189000000000004,117.54555555555554]
[null,null,"Ja","SEE997988564504","In Betrieb","Michelin Reifenwerke AG & Co. KGaA","BKR Gasturbine","2006-09-29","GuD",0.54,9.8692799999999998,117.54555555555554]
[null,null,"Ja","SEE915289541482","In Betrieb","Mainova AG","HKW West Block 3","1990-02-15","Steinkohle",0.39750000000000002,49.2,117.90427672955974]
[null,null,"Ja","SEE932928232242","In Betrieb","enercity AG","GKH 2","1989-06-21","Steinkohle",0.39750000000000002,108.80000000000001,117.90427672955974]
[null,null,"Ja","SEE968950464368","In Betrieb","swb Erzeugung AG & Co. KG","KW Hastedt Block 15","1989-12-16","Steinkohle",0.39750000000000002,95.2,117.90427672955974]
[null,null,"Ja","SEE987633796220","In Betrieb","enercity AG","GKH 1","1989-01-26","Steinkohle",0.39750000000000002,108.80000000000001,117.90427672955974]
[null,null,"Ja","SEE928580946900","In Betrieb","Opel Automobile GmbH","GuD-Heizkraftwerk M120","1999-08-02","GuD",0.53549999999999998,97.875,118.52072829131652]
[null,null,"Ja","SEE917943562765","In Betrieb","Mainova AG","HKW West Block 2","1990-02-01","Steinkohle",0.39500000000000002,49.2,118.64227848101265]
[null,null,"Ja","SEE959858570855","In Betrieb","InfraLeuna GmbH","GT4","1998-10-01","Gasturbine",0.53100000000000003,33.408000000000001,119.01242937853107]
[null,null,"Ja","SEE937052769589","befristete Strommarktrückkehr","Uniper Kraftwerke GmbH","Heyden 4","1987-01-01","Steinkohle",0.39250000000000002,700,119.38968152866241]
[null,null,"Ja","SEE903153060207","In Betrieb","Cerdia Produktions GmbH","Dampfturbine9","2020-04-18","GuD",0.53100000000000003,15.954929999999999,119.51242937853107]
[null,null,"Ja","SEE972356296461","In Betrieb","Cerdia Produktions GmbH","Gasturbine","1998-10-01","GuD",0.53100000000000003,33.493259999999999,119.51242937853107]
[null,null,"Ja","SEE961660070034","In Betrieb","RheinEnergie AG","Block 4 Merkenich RheinEnergie","2010-10-12","GuD",0.53,13.484999999999999,119.73509433962263]
[null,null,"Ja","SEE978207781308","In Betrieb","RheinEnergie AG","GuD Merkenich RheinEnergie","2004-01-27","GuD",0.53,94.134,119.73509433962263]
[null,null,"Ja","SEE923421872301","In Betrieb","BASF SE","GuD Süd GT2","1997-07-14","GuD",0.52649999999999997,143.98499999999999,120.52108262108263]
[null,null,"Ja","SEE932265704129","In Betrieb","Neubrandenburger Stadtwerke GmbH","GT2","1997-05-16","GuD",0.52649999999999997,20.118749999999999,120.52108262108263]
[null,null,"Ja","SEE943309807898","In Betrieb","BASF SE","GuD Süd DT","1997-07-14","GuD",0.52649999999999997,62.204999999999998,120.52108262108263]
[null,null,"Ja","SEE944122961347","In Betrieb","BASF SE","GuD Süd GT1","1997-07-14","GuD",0.52649999999999997,150.51,120.52108262108263]
[null,null,"Ja","SEE964935453853","In Betrieb","Neubrandenburger Stadtwerke GmbH","DT","1997-05-16","GuD",0.52649999999999997,23.01933,120.52108262108263]
[null,null,"Ja","SEE975464070619","In Betrieb","Neubrandenburger Stadtwerke GmbH","GT1","1997-05-16","GuD",0.52649999999999997,20.672069999999998,120.52108262108263]
[null,null,"Ja","SEE900403199748","In Betrieb","Heizkraftwerk Halle-Trotha GmbH","Heizkraftwerk Halle-Trotha - Dampfturbine","1994-04-01","GuD",0.52500000000000002,10.577866289999999,120.86114285714285]
[null,null,"Ja","SEE965768299069","In Betrieb","Heizkraftwerk Halle-Trotha GmbH","Heizkraftwerk Halle-Trotha - Gasturbine","1994-04-01","GuD",0.52500000000000002,47.704303710000005,120.86114285714285]
[null,null,"Ja","SEE917432813484","In Betrieb","Volkswagen AG","HKW West Block 2","1985-05-01","Steinkohle",0.38750000000000001,110.80000000000001,120.91341935483869]
[null,null,"Ja","SEE959000487536","In Betrieb","Volkswagen AG","HKW West Block 1","1985-01-31","Steinkohle",0.38750000000000001,110.80000000000001,120.91341935483869]
[null,null,"Ja","SEE908746529123","In Betrieb","Stadtwerke Rostock Aktiengesellschaft","GuD-Block 3","1996-10-01","GuD",0.52200000000000002,31.32,121.5471264367816]
[null,null,"Ja","SEE916662059105","In Betrieb","Stadtwerke Rostock Aktiengesellschaft","GuD-Block 1","1996-06-13","GuD",0.52200000000000002,31.32,121.5471264367816]
[null,null,"Ja","SEE942226311273","In Betrieb","Stadtwerke Rostock Aktiengesellschaft","GuD-Block 2","1996-08-15","GuD",0.52200000000000002,31.32,121.5471264367816]
[null,null,"Ja","SEE959025997980","In Betrieb","TEAG Thüringer Energie AG","Gasturbine 3 Jena","1996-09-26","GuD",0.52200000000000002,33.93,121.5471264367816]
[null,null,"Ja","SEE963454497492","In Betrieb","TEAG Thüringer Energie AG","Dampfturbine 2 Jena","1996-09-26","GuD",0.52200000000000002,33.93,121.5471264367816]
[null,null,"Ja","SEE991087959599","In Betrieb","TEAG Thüringer Energie AG","Dampfturbine 1 Jena","1996-09-26","GuD",0.52200000000000002,21.75,121.5471264367816]
[null,null,"Ja","SEE994538470544","In Betrieb","TEAG Thüringer Energie AG","Gasturbine 2 Jena","1996-09-26","GuD",0.52200000000000002,33.93,121.5471264367816]
[null,null,"Ja","SEE998644964959","In Betrieb","TEAG Thüringer Energie AG","Gasturbine 1 Jena","1996-09-26","GuD",0.52200000000000002,33.93,121.5471264367816]
[null,null,"Ja","SEE905714722562","In Betrieb","EnBW Energie Baden-Württemberg AG","Heizkraftwerk Stuttgart-Münster DT 15","1984-01-01","Steinkohle",0.38500000000000001,36,121.69012987012987]
[null,null,"Ja","SEE954971534470","befristete Strommarktrückkehr","STEAG Power GmbH","Bexbach","1983-10-01","Steinkohle",0.38250000000000001,580.80000000000007,122.47699346405228]
[null,null,"Ja","SEE901410470721","In Betrieb","DREWAG - Stadtwerke Dresden GmbH","GT3","1995-03-29","GuD",0.51749999999999996,53.94,122.59101449275363]
[null,null,"Ja","SEE919296928137","In Betrieb","Kraftwerk Obernburg","Sammelschienen-Kraftwerk Gas- und Dampfturbinen","1956-06-01","GuD",0.51749999999999996,98.065529999999995,122.59101449275363]
[null,null,"Ja","SEE950477241393","In Betrieb","DREWAG - Stadtwerke Dresden GmbH","DT","1995-04-21","GuD",0.51749999999999996,64.38,122.59101449275363]
[null,null,"Ja","SEE967194778880","In Betrieb","DREWAG - Stadtwerke Dresden GmbH","GT1","1995-04-14","GuD",0.51749999999999996,53.94,122.59101449275363]
[null,null,"Ja","SEE968254365774","In Betrieb","DREWAG - Stadtwerke Dresden GmbH","GT2","1995-03-14","GuD",0.51749999999999996,53.94,122.59101449275363]
[null,null,"Ja","SEE998383491525","In Betrieb","EnBW Energie Baden-Württemberg AG","Heizkraftwerk Stuttgart-Münster DT 12","1982-01-01","Steinkohle",0.38,36,123.27421052631578]
[null,null,"Ja","SEE902267138956","In Betrieb","Uniper Kraftwerke GmbH","Kirchmöser GT 2","1994-01-01","GuD",0.51300000000000001,52.2,123.65321637426899]
[null,null,"Ja","SEE904165703137","In Betrieb","BASF Schwarzheide GmbH","GT1","1994-11-28","GuD",0.51300000000000001,44.744969999999995,123.65321637426899]
[null,null,"Ja","SEE905035807238","In Betrieb","Uniper Kraftwerke GmbH","Kirchmöser GT 1","1994-01-01","GuD",0.51300000000000001,52.2,123.65321637426899]
[null,null,"Ja","SEE912160334607","In Betrieb","TotalEnergies Raffinerie Mitteldeutschland GmbH","Leuna GT2","1994-07-01","GuD",0.51300000000000001,32.19,123.65321637426899]
[null,null,"Ja","SEE918705951896","In Betrieb","BASF Schwarzheide GmbH","GT2","1994-11-28","GuD",0.51300000000000001,35.22804,123.65321637426899]
[null,null,"Ja","SEE930522848685","In Betrieb","InfraLeuna GmbH","GT3","1994-07-01","GuD",0.51300000000000001,33.408000000000001,123.65321637426899]
[null,null,"Ja","SEE947225300921","In Betrieb","InfraLeuna GmbH","GT1","1994-07-01","GuD",0.51300000000000001,32.19,123.65321637426899]
[null,null,"Ja","SEE961788817153","In Betrieb","BASF Schwarzheide GmbH","DT2","1997-12-05","GuD",0.51300000000000001,10.44,123.65321637426899]
[null,null,"Ja","SEE963827374382","In Betrieb","Uniper Kraftwerke GmbH","Kirchmöser DT","1994-01-01","GuD",0.51300000000000001,48.72,123.65321637426899]
[null,null,"Ja","SEE971164680486","In Betrieb","BASF Schwarzheide GmbH","DT1","1994-11-28","GuD",0.51300000000000001,22.234589999999997,123.65321637426899]
[null,null,"Ja","SEE930673793902","befristete Strommarktrückkehr","STEAG Power GmbH","Bergkamen A","1981-10-01","Steinkohle",0.3775,576,124.08198675496688]
[null,null,"Ja","SEE981220191160","In Betrieb","Koehler Oberkirch GmbH","HKW Oberkirch","1987-05-26","Steinkohle",0.375,14.8,124.90053333333331]
[null,null,"Ja",null,"In Betrieb","Nicht-EEG-Anlagen < 10 MW",null,null,"Steinkohle",0.375,8.8765199999999993,124.90053333333331]
[null,null,"Ja","SEE958827094903","In Betrieb","Moritz J. Weig GmbH & Co. KG","Gasturbine 1","2015-10-01","GuD",0.504,2.61,125.8345238095238]
[null,null,"Ja","SEE987838157994","befristete Strommarktrückkehr","STEAG Power GmbH","Fenne HKV","1989-11-30","Steinkohle",0.37,168.8,126.57081081081081]
[null,null,"Ja","SEE909886576275","In Betrieb","RWE Power AG","Weisweiler G VGT","2006-08-04","GuD",0.5,174,126.82919999999999]
[null,null,"Ja","SEE940780197517","In Betrieb","Felix Schoeller GmbH & Co. KG","Felix Schoeller GmbH & Co.KG Osnabrück","1994-01-01","GuD",0.5,12.587160000000001,126.82919999999999]
[null,null,"Ja","SEE944095305490","In Betrieb","Stadtwerke Würzburg AG","Heizkraftwerk an der Friedensbrücke GasturbineII","2009-02-13","GuD",0.5,26.1,126.82919999999999]
[null,null,"Ja","SEE947712976042","In Betrieb","K+S Minerals and Agriculture GmbH","Kraftwerk NE GT KW","1990-07-02","GuD",0.5,1.131,126.82919999999999]
[null,null,"Ja","SEE967844487346","In Betrieb","Stadtwerke Würzburg AG","Heizkraftwerk an der Friedensbrücke GasturbineI","2005-02-21","GuD",0.5,44.37,126.82919999999999]
[null,null,"Ja","SEE986633590692","In Betrieb","Smurfit Kappa Hoya Papier und Karton GmbH","GT1 CTX","1996-01-01","GuD",0.5,4.4848499999999998,126.82919999999999]
[null,null,"Ja","SEE994055148599","In Betrieb","Stadtwerke Würzburg AG","Heizkraftwerk an der Friedensbrücke DampfturbineIV","2021-11-12","GuD",0.5,17.399999999999999,126.82919999999999]
[null,null,"Ja","SEE999117793854","In Betrieb","RWE Power AG","Weisweiler H VGT","2006-12-19","GuD",0.5,174,126.82919999999999]
[null,null,"Ja","SEE966530598731","In Betrieb","Solvay Chemicals GmbH","Gegendruckdampfturbine Industriekraftwerk","1994-12-30","GuD",0.495,18.878999999999998,128.09515151515151]
[null,null,"Ja","SEE977834211387","In Betrieb","MM Neuss GmbH","MM Neuss GmbH GT2","1992-07-01","GuD",0.495,4.1760000000000002,128.09515151515151]
[null,null,"Ja","SEE906326984744","befristete Strommarktrückkehr","STEAG Power GmbH","Weiher 3","1976-09-24","Steinkohle",0.36499999999999999,524.48,128.28684931506851]
[null,null,"Ja","SEE904819420762","In Betrieb","Vattenfall Wärme Berlin AG","HKW Mitte Gasturbine 1","1997-09-08","GuD",0.49,142.68,129.3869387755102]
[null,null,"Ja","SEE948541471333","In Betrieb","Vattenfall Wärme Berlin AG","HKW Mitte Gasturbine 2","1997-09-08","GuD",0.49,142.68,129.3869387755102]
[null,null,"Ja","SEE992187994404","In Betrieb","Vattenfall Wärme Berlin AG","HKW Mitte Dampfturbine","1997-09-08","GuD",0.49,100.92,129.3869387755102]
[null,null,"Ja","SEE934530018092","In Betrieb","Hamburger Energiewerke GmbH","HKW Wedel Block 2","1993-11-25","Steinkohle",0.36,92.800000000000011,130.05055555555558]
[null,null,"Ja","SEE960100973492","In Betrieb","Hamburger Energiewerke GmbH","HKW Wedel Block 1","1993-11-25","Steinkohle",0.36,109.60000000000001,130.05055555555558]
[null,null,"Ja","SEE975793104498","In Betrieb","Stadtwerke Rosenheim GmbH & Co. KG","GM4","2013-04-10","GuD",0.48699999999999999,8.9462099999999989,130.17474332648871]
[null,null,"Ja","SEE900549498521","In Betrieb","Stadtwerke Frankfurt (Oder) GmbH","HKW FFO GM4","2022-04-01","GuD",0.48,8.786999999999999,132.05125000000001]
[null,null,"Ja","SEE937997291855","In Betrieb","Stadtwerke Frankfurt (Oder) GmbH","HKW FFO GM3","2022-04-01","GuD",0.48,8.786999999999999,132.05125000000001]
[null,null,"Ja","SEE939848582457","In Betrieb","Stadtwerke Frankfurt (Oder) GmbH","HKW FFO GM5","2022-04-01","GuD",0.48,8.786999999999999,132.05125000000001]
[null,null,"Ja","SEE946069613440","In Betrieb","Stadtwerke Frankfurt (Oder) GmbH","HKW FFO GM1","2022-04-01","GuD",0.48,8.786999999999999,132.05125000000001]
[null,null,"Ja","SEE969511682320","In Betrieb","Stadtwerke Frankfurt (Oder) GmbH","HKW FFO GM2","2022-04-01","GuD",0.48,8.786999999999999,132.05125000000001]
[null,null,"Ja","SEE969616938483","In Betrieb","swb Erzeugung AG & Co. KG","BHKW Hastedt","2023-06-06","GuD",0.47899999999999998,92.200859999999992,132.32379958246347]
[null,null,"Ja","SEE911850657996","In Betrieb","Currenta GmbH & Co. OHG","UER N230 VST1","1963-01-28","Steinkohle",0.35249999999999998,5.2,132.78992907801421]
[null,null,"Ja","SEE988421065542","In Betrieb","Currenta GmbH & Co. OHG","UER N230 NST2","1964-03-02","Steinkohle",0.35249999999999998,12.16,132.78992907801421]
[null,null,"Ja","SEE994134561226","In Betrieb","Currenta GmbH & Co. OHG","UER N230 VST2","1964-03-02","Steinkohle",0.35249999999999998,6.56,132.78992907801421]
[null,null,"Ja","SEE907282834715","In Betrieb","Evonik Operations GmbH","Kraftwerk VI, Block 61, GT611","2022-09-09","Gasturbine",0.47,46.545000000000002,134.32893617021276]
[null,null,"Ja","SEE917960395155","In Betrieb","Nordland Papier GmbH","Nordland GuD-Anlage Gasturbine","2022-05-03","Gasturbine",0.47,51.05247,134.32893617021276]
[null,null,"Ja","SEE920575296687","In Betrieb","Evonik Operations GmbH","Kraftwerk VII, Block 71, GT711","2022-12-12","Gasturbine",0.47,46.545000000000002,134.32893617021276]
[null,null,"Ja","SEE926313104276","In Betrieb","Evonik Operations GmbH","Kraftwerk VI, Block 62, GT621","2022-09-09","Gasturbine",0.47,46.545000000000002,134.32893617021276]
[null,null,"Ja","SEE946736241334","In Betrieb","Palm Power GmbH & Co. KG","HKW Aalen","2021-11-03","Gasturbine",0.47,67.11614999999999,134.32893617021276]
[null,null,"Ja","SEE948351715917","In Betrieb","GuD Herne","GuD Herne","2022-10-24","Gasturbine",0.47,571.59,134.32893617021276]
[null,null,"Ja","SEE933236950972","befristete Strommarktrückkehr","Uniper Kraftwerke GmbH","Scholven C","1969-01-01","Steinkohle",0.34749999999999998,276,134.68187050359714]
[null,null,"Ja","SEE961847934449","In Betrieb","Volkswagen AG","VW Baunatal Gasturbine","2013-02-18","GuD",0.47,39.210900000000002,134.82893617021276]
[null,null,"Ja","SEE998387657606","In Betrieb","Volkswagen AG","VW Baunatal Dampfturbine","2013-02-18","GuD",0.47,25.494479999999999,134.82893617021276]
[null,null,"Ja","SEE952352206145","In Betrieb","Uniper Kraftwerke GmbH","Scholven B","1968-01-01","Steinkohle",0.34499999999999997,276,135.64840579710147]
[null,null,"Ja","SEE964450365167","In Betrieb","Solvay Chemicals GmbH","Solvay Rb TA9","1976-01-01","Steinkohle",0.34210000000000002,21.76,136.78728441976031]
[null,null,"Ja","SEE970931306376","In Betrieb","Solvay Chemicals GmbH","Solvay Rb TA10","1983-01-01","Steinkohle",0.34210000000000002,21.76,136.78728441976031]
[null,null,"Ja","SEE986520256656","In Betrieb","Solvay Chemicals GmbH","Solvay Rb TA7","1989-01-01","Steinkohle",0.34210000000000002,10.240000000000002,136.78728441976031]
[null,null,"Ja","SEE993292613167","In Betrieb","Solvay Chemicals GmbH","Solvay Rb TA8","2021-07-01","Steinkohle",0.34210000000000002,12.752000000000001,136.78728441976031]
[null,null,"Ja","SEE921098709050","In Betrieb","RWE Generation SE","Emsland C GT1","2011-12-23","GuD",0.46,50.46,137.7273913043478]
[null,null,"Ja","SEE925192446583","In Betrieb","RWE Generation SE","Emsland C GT2","2011-12-23","GuD",0.46,50.46,137.7273913043478]
[null,null,"Ja","SEE933564106935","In Betrieb","RWE Generation SE","Emsland B GT1","2011-12-23","GuD",0.46,50.46,137.7273913043478]
[null,null,"Ja","SEE951620659119","In Betrieb","RWE Generation SE","Emsland B GT2","2011-12-23","GuD",0.46,50.46,137.7273913043478]
[null,null,"Ja","SEE985908351792","In Betrieb","RWE Generation SE","Emsland B DT","1974-01-01","GuD",0.46,312.33,137.7273913043478]
[null,null,"Ja","SEE994418588468","In Betrieb","RWE Generation SE","Emsland C DT","1975-01-01","GuD",0.46,312.33,137.7273913043478]
[null,null,"Ja","SEE903508467828","In Betrieb","FairEnergie GmbH","BHKW Hauffstraße","2011-02-21","GuD",0.45739999999999997,1.7121599999999999,138.50174901617839]
[null,null,"Ja","SEE921399860047","In Betrieb","Stadtwerke Rosenheim GmbH & Co. KG","GM2","2011-08-01","GuD",0.45739999999999997,2.8579500000000002,138.50174901617839]
[null,null,"Ja","SEE921888721163","In Betrieb","FairEnergie GmbH","BHKW Hauffstraße","2011-02-21","GuD",0.45739999999999997,1.7121599999999999,138.50174901617839]
[null,null,"Ja","SEE932929596862","In Betrieb","FairEnergie GmbH","BHKW Hauffstraße","2011-02-21","GuD",0.45739999999999997,1.7121599999999999,138.50174901617839]
[null,null,"Ja","SEE939597247393","In Betrieb","FairEnergie GmbH","BHKW Hauffstraße","2011-02-21","GuD",0.45739999999999997,1.7121599999999999,138.50174901617839]
[null,null,"Ja","SEE945563004310","In Betrieb","Stadtwerke Rosenheim GmbH & Co. KG","GM3","2011-08-01","GuD",0.45739999999999997,2.8579500000000002,138.50174901617839]
[null,null,"Ja","SEE951279779923","In Betrieb","FairEnergie GmbH","BHKW Hauffstraße","2011-02-21","GuD",0.45739999999999997,1.7121599999999999,138.50174901617839]
[null,null,"Ja","SEE902686859227","In Betrieb","Nordzucker AG Werk Uelzen","Generator 2","1965-09-01","Steinkohle",0.33750000000000002,11.920000000000002,138.63392592592592]
[null,null,"Ja","SEE945740636167","In Betrieb","Nordzucker AG Werk Uelzen","Generator 1","1965-09-01","Steinkohle",0.33750000000000002,16,138.63392592592592]
[null,null,"Ja","SEE959343099212","In Betrieb","Energieservice Westfalen Weser GmbH","Kraftwerk Kirchlengern_GT1","1981-01-16","GuD",0.45450000000000002,72.209999999999994,139.37590759075906]
[null,null,"Ja","SEE901789931854","In Betrieb","SWM Services GmbH","SWM HKW Sued GuD1 GT2","1980-10-01","GuD",0.45,85.173000000000002,140.75466666666665]
[null,null,"Ja","SEE907223904750","In Betrieb","SWM Services GmbH","SWM HKW Sued GuD1 DT1","1980-10-01","GuD",0.45,69.338999999999999,140.75466666666665]
[null,null,"Ja","SEE908070409573","In Betrieb","Iqony Gasmotoren Fenne 3 GmbH","Gasmotor 5 Mod.","2021-11-05","GuD",0.45,2.9005800000000002,140.75466666666665]
[null,null,"Ja","SEE913600410226","In Betrieb","Iqony Gasmotoren Fenne 2 GmbH","Gasmotor 4 Mod.","2021-11-05","GuD",0.45,2.9005800000000002,140.75466666666665]
[null,null,"Ja","SEE914740925915","In Betrieb","SWP Stadtwerke Pforzheim","MOT 2","2021-06-15","GuD",0.45,8.8739999999999988,140.75466666666665]
[null,null,"Ja","SEE916830465356","In Betrieb","Kraftwerke Mainz-Wiesbaden AG","BHKW KW5 5A","2020-12-23","GuD",0.45,8.6390999999999991,140.75466666666665]
[null,null,"Ja","SEE916877868585","In Betrieb","thyssenkrupp Steel Europe AG","Hamborn 4","1976-01-01","GuD",0.45,88.131,140.75466666666665]
[null,null,"Ja","SEE920825895844","In Betrieb","Kraftwerke Mainz-Wiesbaden AG","BHKW KW5 54","2020-12-23","GuD",0.45,8.6390999999999991,140.75466666666665]
[null,null,"Ja","SEE929068766096","In Betrieb","UPM GmbH","UPM Schongau HKW 2 T1","1979-01-01","GuD",0.45,2.4795000000000003,140.75466666666665]
[null,null,"Ja","SEE934337929126","In Betrieb","Iqony Gasmotoren Fenne 1 GmbH","Gasmotor 2 Mod.","2021-11-05","GuD",0.45,2.9005800000000002,140.75466666666665]
[null,null,"Ja","SEE939218038409","In Betrieb","UPM GmbH","UPM Schongau HKW 2 T2","1989-01-21","GuD",0.45,5.4375,140.75466666666665]
[null,null,"Ja","SEE939242219362","In Betrieb","Hüttenwerke Krupp Mannesmann GmbH","Huckingen A","1975-09-01","GuD",0.45,263.61,140.75466666666665]
[null,null,"Ja","SEE943764365964","In Betrieb","Iqony Gasmotoren Fenne 3 GmbH","Gasmotor 6 Mod.","2021-11-05","GuD",0.45,2.9005800000000002,140.75466666666665]
[null,null,"Ja","SEE945401341942","In Betrieb","Kraftwerke Mainz-Wiesbaden AG","BHKW KW5 56","2020-12-23","GuD",0.45,8.6390999999999991,140.75466666666665]
[null,null,"Ja","SEE945569399960","In Betrieb","Kraftwerke Mainz-Wiesbaden AG","BHKW KW5 59","2020-12-23","GuD",0.45,8.6390999999999991,140.75466666666665]
[null,null,"Ja","SEE951582148140","In Betrieb","Kraftwerke Mainz-Wiesbaden AG","BHKW KW5 51","2020-12-23","GuD",0.45,8.6390999999999991,140.75466666666665]
[null,null,"Ja","SEE956308510836","In Betrieb","SWP Stadtwerke Pforzheim","MOT 3","2021-06-15","GuD",0.45,8.8739999999999988,140.75466666666665]
[null,null,"Ja","SEE963197749315","In Betrieb","SWP Stadtwerke Pforzheim","MOT 4","2021-06-15","GuD",0.45,8.8739999999999988,140.75466666666665]
[null,null,"Ja","SEE964290104919","In Betrieb","Kraftwerke Mainz-Wiesbaden AG","BHKW KW5 53","2020-12-23","GuD",0.45,8.6390999999999991,140.75466666666665]
[null,null,"Ja","SEE966089822219","In Betrieb","Kraftwerke Mainz-Wiesbaden AG","BHKW KW5 58","2020-12-23","GuD",0.45,8.6390999999999991,140.75466666666665]
[null,null,"Ja","SEE967243760361","In Betrieb","Smurfit Kappa Herzberg Solid Board GmbH","Dampfturbine 3","1983-01-01","GuD",0.45,11.7363,140.75466666666665]
[null,null,"Ja","SEE968581935343","In Betrieb","Iqony Gasmotoren Fenne 2 GmbH","Gasmotor 3 Mod.","2021-11-05","GuD",0.45,2.9005800000000002,140.75466666666665]
[null,null,"Ja","SEE976252866650","In Betrieb","SWP Stadtwerke Pforzheim","MOT 5","2021-06-15","GuD",0.45,8.8739999999999988,140.75466666666665]
[null,null,"Ja","SEE977368296324","In Betrieb","SWP Stadtwerke Pforzheim","MOT 1","2021-06-15","GuD",0.45,8.8739999999999988,140.75466666666665]
[null,null,"Ja","SEE977622942226","In Betrieb","Iqony Gasmotoren Fenne 1 GmbH","Gasmotor 1 Mod.","2021-11-05","GuD",0.45,2.9005800000000002,140.75466666666665]
[null,null,"Ja","SEE979557966681","In Betrieb","Kraftwerke Mainz-Wiesbaden AG","BHKW KW5 55","2020-12-23","GuD",0.45,8.6390999999999991,140.75466666666665]
[null,null,"Ja","SEE983509659989","In Betrieb","Kraftwerke Mainz-Wiesbaden AG","BHKW KW5 52","2020-12-23","GuD",0.45,8.6390999999999991,140.75466666666665]
[null,null,"Ja","SEE983807255883","In Betrieb","Buchmann Karton","KWK Anlage","1976-01-24","GuD",0.45,17.208600000000001,140.75466666666665]
[null,null,"Ja","SEE985585573104","In Betrieb","SWM Services GmbH","SWM HKW Sued GuD1 GT3","1980-10-01","GuD",0.45,85.173000000000002,140.75466666666665]
[null,null,"Ja","SEE992213654456","In Betrieb","Hüttenwerke Krupp Mannesmann GmbH","Huckingen B","1976-12-01","GuD",0.45,263.61,140.75466666666665]
[null,null,"Ja","SEE997770651436","In Betrieb","Kraftwerke Mainz-Wiesbaden AG","BHKW KW5 57","2020-12-23","GuD",0.45,8.6390999999999991,140.75466666666665]
[null,null,"Ja","SEE934591835126","In Betrieb","SWN Stadtwerke Neumünster GmbH","T4","1974-11-07","Steinkohle",0.33,11.284000000000001,141.75515151515151]
[null,null,"Ja","SEE941166182769","In Betrieb","Currenta GmbH & Co. OHG","LEV KWG G22","1991-10-29","Steinkohle",0.33,10.136800000000001,141.75515151515151]
[null,null,"Ja","SEE943766131437","In Betrieb","GKS-Gemeinschaftskraftwerk Schweinfurt GmbH","Turbine 1","1990-06-01","Steinkohle",0.33,11.36,141.75515151515151]
[null,null,"Ja","SEE956216040883","In Betrieb","GKS-Gemeinschaftskraftwerk Schweinfurt GmbH","Turbine 2","1990-06-01","Steinkohle",0.33,8.16,141.75515151515151]
[null,null,"Ja","SEE956973616802","In Betrieb","Currenta GmbH & Co. OHG","LEV KWG G12","1958-01-01","Steinkohle",0.33,13.788,141.75515151515151]
[null,null,"Ja","SEE962877818310","In Betrieb","EnBW Energie Baden-Württemberg AG","Heizkraftwerk Stuttgart-Münster DT 19","2009-01-01","Steinkohle",0.33,15.600000000000001,141.75515151515151]
[null,null,"Ja","SEE969707026280","In Betrieb","Currenta GmbH & Co. OHG","LEV KWG G23","1999-12-16","Steinkohle",0.33,4.3872,141.75515151515151]
[null,null,"Ja","SEE976193474983","In Betrieb","Currenta GmbH & Co. OHG","LEV KWG G21","1989-07-28","Steinkohle",0.33,10.136800000000001,141.75515151515151]
[null,null,"Ja","SEE976489828827","In Betrieb","Currenta GmbH & Co. OHG","LEV KWG G11","1955-10-25","Steinkohle",0.33,15.388,141.75515151515151]
[null,null,"Ja","SEE989771083484","In Betrieb","Currenta GmbH & Co. OHG","LEV KWG G02","1970-11-17","Steinkohle",0.33,6.5872000000000002,141.75515151515151]
[null,null,"Ja","SEE907828499484","befristete Strommarktrückkehr","Henkel AG & Co. KGaA","F13G6","1983-01-01","Steinkohle",0.32779999999999998,14.4,142.69780353874316]
[null,null,"Ja","SEE976415135319","In Betrieb","Cargill Deutschland GmbH","BHKW Kre","1996-06-30","GuD",0.44059999999999999,12.18,143.72560145256466]
[null,null,"Ja","SEE901050642113","In Betrieb","EVH GmbH","Heizkraftwerk Dieselstraße Block C","2020-10-01","GuD",0.44,49.870139999999999,143.91954545454544]
[null,null,"Ja","SEE975556152230","In Betrieb","EnBW Energie Baden-Württemberg AG","Heizkraftwerk Altbach/Deizisau HKW 2 GT E (Solobetrieb)","1997-04-30","GuD",0.44,56.55,143.91954545454544]
[null,null,"Ja","SEE918609979057","In Betrieb","Stadtwerke Leipzig GmbH","Heizkraftwerk Leipzig Süd GTA 9A","2022-11-03","Gasturbine",0.432,58.725000000000001,146.05694444444444]
[null,null,"Ja","SEE936502086450","In Betrieb","Infraserv GmbH & Co. Höchst KG","IPH Strom GTX 7","2022-07-04","Gasturbine",0.432,80.040000000000006,146.05694444444444]
[null,null,"Ja","SEE938587513135","In Betrieb","Uniper Kraftwerke GmbH","Scholven 1 GT2","2023-12-01","Gasturbine",0.432,46.049100000000003,146.05694444444444]
[null,null,"Ja","SEE939692270074","In Betrieb","Uniper Kraftwerke GmbH","Scholven 1 GT1","2023-12-01","Gasturbine",0.432,46.049100000000003,146.05694444444444]
[null,null,"Ja","SEE950689982695","In Betrieb","Energieversorgung Schwerin GmbH & Co. Erzeugung KG","SN-Süd-GUD-GT02","2022-11-02","Gasturbine",0.432,21.75,146.05694444444444]
[null,null,"Ja","SEE970579995963","In Betrieb","Uniper Kraftwerke GmbH","Scholven 1 DT","2023-12-01","Gasturbine",0.432,24.210359999999998,146.05694444444444]
[null,null,"Ja","SEE970667868155","In Betrieb","Stadtwerke Flensburg","Gasturbine 13","2022-11-03","Gasturbine",0.432,52.2,146.05694444444444]
[null,null,"Ja","SEE974805767829","In Betrieb","Infraserv GmbH & Co. Höchst KG","IPH Strom GTX 8","2022-07-22","Gasturbine",0.432,80.040000000000006,146.05694444444444]
[null,null,"Ja","SEE977613214097","In Betrieb","Energieversorgung Schwerin GmbH & Co. Erzeugung KG","SN-Süd-GUD-GT01","2022-11-10","Gasturbine",0.432,21.75,146.05694444444444]
[null,null,"Ja","SEE978654614532","In Betrieb","RWE Generation SE","Gersteinwerk H1","2022-12-14","Gasturbine",0.432,40.020000000000003,146.05694444444444]
[null,null,"Ja","SEE980915157566","In Betrieb","Stadtwerke Leipzig GmbH","Heizkraftwerk Leipzig Süd GTA 9B","2022-11-03","Gasturbine",0.432,58.725000000000001,146.05694444444444]
[null,null,"Ja","SEE983237534152","In Betrieb","INEOS Manufacturing Deutschland","GT13800","2022-12-01","Gasturbine",0.432,25.708500000000001,146.05694444444444]
[null,null,"Ja","SEE992864019192","In Betrieb","InfraLeuna GmbH","GT5","2022-06-02","Gasturbine",0.432,48.198,146.05694444444444]
[null,null,"Ja","SEE922477386435","in Betrieb","Uniper Kraftwerke GmbH","Franken DT2","1975-01-01","GuD",0.432,336.69,146.55694444444444]
[null,null,"Ja","SEE982367992610","In Betrieb","Uniper Kraftwerke GmbH","Franken GT2","1975-01-01","GuD",0.432,46.11,146.55694444444444]
[null,null,"Ja","SEE982563254987","In Betrieb","Kraftwerke Mainz-Wiesbaden AG","KW2 GT26","1977-01-01","GuD",0.432,78.3,146.55694444444444]
[null,null,"Ja","SEE914414538991","In Betrieb","BASF SE","GuD Mitte GT12","2005-05-12","GuD",0.43,177.48,147.23162790697674]
[null,null,"Ja","SEE920494524915","In Betrieb","BASF SE","GuD Mitte GT11","2005-05-12","GuD",0.43,177.48,147.23162790697674]
[null,null,"Ja","SEE976850689781","In Betrieb","BASF SE","GuD Mitte DT10","2005-05-12","GuD",0.43,77.864999999999995,147.23162790697674]
[null,null,"Ja","SEE910161577337","In Betrieb","Currenta GmbH & Co. OHG","UER L57 M1","1993-12-15","Steinkohle",0.3175,13.677600000000002,147.2848818897638]
[null,null,"Ja","SEE916683222854","In Betrieb","Currenta GmbH & Co. OHG","UER L57 M3","1964-04-07","Steinkohle",0.3175,5.78,147.2848818897638]
[null,null,"Ja","SEE906830618081","In Betrieb","RWE Power AG","Fab Fortuna","1948-06-01","Braunkohle",0.25359999999999999,13.05,148.69684542586751]
[null,null,"Ja","SEE974201537415","In Betrieb","Uniper Kraftwerke GmbH","Huntorf GT","1978-01-01","Gasturbine",0.42,279.27,150.20142857142855]
[null,null,"Ja","SEE955310827123","In Betrieb","Stadtwerke Leipzig GmbH","Heizkraftwerk Leipzig Nord DT8B","2022-06-01","GuD",0.42,21.966629999999999,150.70142857142855]
[null,null,"Ja","SEE986249505394","In Betrieb","Stadtwerke Leipzig GmbH","Heizkraftwerk Leipzig Nord DT8C","2022-06-01","GuD",0.42,22.27983,150.70142857142855]
[null,null,"Ja","SEE911764038249","in Betrieb","Uniper Kraftwerke GmbH","Franken DT1","1973-01-01","GuD",0.41849999999999998,333.21,151.23620071684587]
[null,null,"Ja","SEE940081190514","In Betrieb","Fresenius Medical Care Deutschland GmbH","Gasturbine 3","2017-11-28","GuD",0.41639999999999999,3.8001600000000004,151.99135446685878]
[null,null,"Ja","SEE991036415459","In Betrieb","Fresenius Medical Care Deutschland GmbH","Gasturbine 1","2014-01-24","GuD",0.41639999999999999,6.5754599999999996,151.99135446685878]
[null,null,"Ja","SEE997248724068","In Betrieb","Fresenius Medical Care Deutschland GmbH","Gasturbine 2","2014-01-24","GuD",0.41639999999999999,6.5754599999999996,151.99135446685878]
[null,null,"Ja","SEE917497526305","In Betrieb","Aluminium Oxid Stade GmbH","KWK GT1","2012-05-01","GuD",0.41120000000000001,13.363199999999999,153.89445525291828]
[null,null,"Ja","SEE989834346082","In Betrieb","Aluminium Oxid Stade GmbH","KWK GT2","2012-05-01","GuD",0.41120000000000001,13.363199999999999,153.89445525291828]
[null,null,"Ja","SEE995899706617","In Betrieb","RWE Generation SE","Gersteinwerk I GT (I1)","1974-01-01","GuD",0.41,47.85,154.34048780487805]
[null,null,"Ja","SEE965327731764","In Betrieb","Pfeifer & Langen GmbH ＆ Co. KG","BHKW Jülich","2002-10-10","GuD",0.40960000000000002,1.20669,154.48974609375]
[null,null,"Ja","SEE998558143099","In Betrieb","Pfeifer & Langen GmbH ＆ Co. KG","Generator Jülich","2004-09-20","GuD",0.40960000000000002,19.888199999999998,154.48974609375]
[null,null,"Ja","SEE975094128629","In Betrieb","Braunschweiger Versorgungs-AG & Co. KG","HKW Mitte Kessel 12","1971-07-15","GuD",0.40949999999999998,17.399999999999999,154.52710622710623]
[null,null,"Ja","SEE902845037787","In Betrieb","BMW AG","Werk 1.1 KWK 3","2019-02-20","GuD",0.40589999999999998,3.915,155.88433111603842]
[null,null,"Ja","SEE904076796426","In Betrieb","Stadtwerke Kiel AG","Küstenkraftwerk K.I.E.L Motor 4","2018-11-23","GuD",0.40589999999999998,8.2267200000000003,155.88433111603842]
[null,null,"Ja","SEE905939296770","In Betrieb","Stadtwerke Kiel AG","Küstenkraftwerk K.I.E.L Motor 13","2018-08-21","GuD",0.40589999999999998,8.2267200000000003,155.88433111603842]
[null,null,"Ja","SEE910823411191","In Betrieb","BMW AG","Werk 1.1 KWK 1","2019-02-20","GuD",0.40589999999999998,3.915,155.88433111603842]
[null,null,"Ja","SEE916115669219","In Betrieb","Stadtwerke Kiel AG","Küstenkraftwerk K.I.E.L Motor 11","2018-08-21","GuD",0.40589999999999998,8.2267200000000003,155.88433111603842]
[null,null,"Ja","SEE916435406600","In Betrieb","Stadtwerke Kiel AG","Küstenkraftwerk K.I.E.L Motor 9","2018-10-04","GuD",0.40589999999999998,8.2267200000000003,155.88433111603842]
[null,null,"Ja","SEE917331286914","In Betrieb","BMW AG","Werk 1.1 KWK 2","2019-02-20","GuD",0.40589999999999998,3.915,155.88433111603842]
[null,null,"Ja","SEE918100281437","In Betrieb","BMW AG","KWK 7","2019-03-26","GuD",0.40589999999999998,3.915,155.88433111603842]
[null,null,"Ja","SEE918583974024","In Betrieb","Stadtwerke Kiel AG","Küstenkraftwerk K.I.E.L Motor 2","2018-11-21","GuD",0.40589999999999998,8.2267200000000003,155.88433111603842]
[null,null,"Ja","SEE921059219284","In Betrieb","Stadtwerke Kiel AG","Küstenkraftwerk K.I.E.L Motor 7","2018-09-28","GuD",0.40589999999999998,8.2267200000000003,155.88433111603842]
[null,null,"Ja","SEE923401813959","In Betrieb","Vattenfall Wärme Berlin AG","GuD Lichterfelde Gasturbine","2019-04-11","GuD",0.40589999999999998,160.94999999999999,155.88433111603842]
[null,null,"Ja","SEE927436598478","In Betrieb","BMW AG","Werk 1.5 KWK 4","2019-04-30","GuD",0.40589999999999998,2.9232,155.88433111603842]
[null,null,"Ja","SEE929077603696","In Betrieb","Vattenfall Wärme Berlin AG","GuD Lichterfelde Dampfturbine","2019-04-11","GuD",0.40589999999999998,100.05,155.88433111603842]
[null,null,"Ja","SEE932569905017","In Betrieb","Stadtwerke Kiel AG","Küstenkraftwerk K.I.E.L Motor 17","2018-07-13","GuD",0.40589999999999998,8.2267200000000003,155.88433111603842]
[null,null,"Ja","SEE934242259776","In Betrieb","Stadtwerke Kiel AG","Küstenkraftwerk K.I.E.L Motor 8","2018-10-01","GuD",0.40589999999999998,8.2267200000000003,155.88433111603842]
[null,null,"Ja","SEE937791832391","In Betrieb","Stadtwerke Kiel AG","Küstenkraftwerk K.I.E.L Motor 16","2018-06-05","GuD",0.40589999999999998,8.2267200000000003,155.88433111603842]
[null,null,"Ja","SEE939823727910","In Betrieb","Stadtwerke Kiel AG","Küstenkraftwerk K.I.E.L Motor 3","2018-11-16","GuD",0.40589999999999998,8.2267200000000003,155.88433111603842]
[null,null,"Ja","SEE940475173918","In Betrieb","Stadtwerke Kiel AG","Küstenkraftwerk K.I.E.L Motor 5","2018-11-09","GuD",0.40589999999999998,8.2267200000000003,155.88433111603842]
[null,null,"Ja","SEE941552924256","In Betrieb","Stadtwerke Kiel AG","Küstenkraftwerk K.I.E.L Motor 15","2018-08-10","GuD",0.40589999999999998,8.2267200000000003,155.88433111603842]
[null,null,"Ja","SEE946583344691","In Betrieb","BMW AG","KWK 6","2019-03-26","GuD",0.40589999999999998,3.915,155.88433111603842]
[null,null,"Ja","SEE951839779134","In Betrieb","Stadtwerke Kiel AG","Küstenkraftwerk K.I.E.L Motor 1","2018-12-07","GuD",0.40589999999999998,8.2267200000000003,155.88433111603842]
[null,null,"Ja","SEE953574430066","In Betrieb","Stadtwerke Kiel AG","Küstenkraftwerk K.I.E.L Motor 12","2018-08-23","GuD",0.40589999999999998,8.2267200000000003,155.88433111603842]
[null,null,"Ja","SEE963125615224","In Betrieb","Stadtwerke Kiel AG","Küstenkraftwerk K.I.E.L Motor 14","2018-08-13","GuD",0.40589999999999998,8.2267200000000003,155.88433111603842]
[null,null,"Ja","SEE967283752913","In Betrieb","BMW AG","Werk 1.5 KWK 1","2019-04-30","GuD",0.40589999999999998,2.9232,155.88433111603842]
[null,null,"Ja","SEE967544153657","In Betrieb","Stadtwerke Kiel AG","Küstenkraftwerk K.I.E.L Motor 6","2018-09-27","GuD",0.40589999999999998,8.2267200000000003,155.88433111603842]
[null,null,"Ja","SEE972750176482","In Betrieb","BMW AG","KWK 5 Geb. 192.0","2019-03-26","GuD",0.40589999999999998,3.8019000000000003,155.88433111603842]
[null,null,"Ja","SEE979353792927","In Betrieb","Stadtwerke Kiel AG","Küstenkraftwerk K.I.E.L Motor 18","2018-07-09","GuD",0.40589999999999998,8.2267200000000003,155.88433111603842]
[null,null,"Ja","SEE982889459141","In Betrieb","BMW AG","Werk 1.5 KWK 3","2019-04-30","GuD",0.40589999999999998,2.9232,155.88433111603842]
[null,null,"Ja","SEE985206646330","In Betrieb","Stadtwerke Kiel AG","Küstenkraftwerk K.I.E.L Motor 10","2018-10-05","GuD",0.40589999999999998,8.2267200000000003,155.88433111603842]
[null,null,"Ja","SEE987324322059","In Betrieb","Stadtwerke Kiel AG","Küstenkraftwerk K.I.E.L Motor 20","2018-07-13","GuD",0.40589999999999998,8.2267200000000003,155.88433111603842]
[null,null,"Ja","SEE994826833730","In Betrieb","Stadtwerke Kiel AG","Küstenkraftwerk K.I.E.L Motor 19","2018-07-12","GuD",0.40589999999999998,8.2267200000000003,155.88433111603842]
[null,null,"Ja","SEE995752550746","In Betrieb","BMW AG","Werk 1.5 KWK 2","2019-04-30","GuD",0.40589999999999998,2.9232,155.88433111603842]
[null,null,"Ja","SEE985331675700","befristete Strommarktrückkehr","Fernwärme Ulm GmbH","HKW Magirusstraße","1992-11-09","GuD",0.40500000000000003,10.962,156.22740740740738]
[null,null,"Ja","SEE901246020381","In Betrieb","TEAG Thüringer Energie AG","Gasmotor Bad Salzungen","2018-12-04","GuD",0.40479999999999999,8.70261,156.30385375494069]
[null,null,"Ja","SEE904748267797","In Betrieb","ENGIE Deutschland GmbH",70001314.010000005,"2018-11-20","GuD",0.40479999999999999,3.8166899999999995,156.30385375494069]
[null,null,"Ja","SEE907667929555","In Betrieb","DREWAG - Stadtwerke Dresden GmbH","HKW Dresden-Nord","2018-12-07","GuD",0.40479999999999999,10.005000000000001,156.30385375494069]
[null,null,"Ja","SEE929808661773","In Betrieb","ENGIE Deutschland GmbH",70001313.010000005,"2018-12-05","GuD",0.40479999999999999,3.8906400000000003,156.30385375494069]
[null,null,"Ja","SEE948545926433","In Betrieb","ENGIE Deutschland GmbH",70001313.010000005,"2018-12-06","GuD",0.40479999999999999,3.8906400000000003,156.30385375494069]
[null,null,"Ja","SEE949816813650","In Betrieb","ENGIE Deutschland GmbH",70001314.010000005,"2018-11-21","GuD",0.40479999999999999,3.8166899999999995,156.30385375494069]
[null,null,"Ja","SEE953235539855","In Betrieb","EnBW Energie Baden-Württemberg AG","Heizkraftwerk Stuttgart-Gaisburg HKW 3 Motor 1","2018-08-29","GuD",0.40479999999999999,8.4537899999999997,156.30385375494069]
[null,null,"Ja","SEE956808243722","In Betrieb","ENGIE Deutschland GmbH",70001313.010000005,"2018-12-05","GuD",0.40479999999999999,3.8906400000000003,156.30385375494069]
[null,null,"Ja","SEE957602727647","In Betrieb","ENGIE Deutschland GmbH",70001313.010000005,"2018-12-06","GuD",0.40479999999999999,3.8906400000000003,156.30385375494069]
[null,null,"Ja","SEE957769851605","In Betrieb","Mainova AG","HKW West Turbine 5","2017-12-07","GuD",0.40479999999999999,34.049190000000003,156.30385375494069]
[null,null,"Ja","SEE968905685947","In Betrieb","ENGIE Deutschland GmbH",70001314.010000005,"2018-11-19","GuD",0.40479999999999999,3.8166899999999995,156.30385375494069]
[null,null,"Ja","SEE971156902916","In Betrieb","ENGIE Deutschland GmbH",70001314.010000005,"2018-11-26","GuD",0.40479999999999999,3.8166899999999995,156.30385375494069]
[null,null,"Ja","SEE972346658903","In Betrieb","EnBW Energie Baden-Württemberg AG","Heizkraftwerk Stuttgart-Gaisburg HKW 3 Motor 3","2018-08-29","GuD",0.40479999999999999,8.4537899999999997,156.30385375494069]
[null,null,"Ja","SEE974615285285","In Betrieb","EnBW Energie Baden-Württemberg AG","Heizkraftwerk Stuttgart-Gaisburg HKW 3 Motor 2","2018-08-29","GuD",0.40479999999999999,8.4537899999999997,156.30385375494069]
[null,null,"Ja","SEE984068604342","In Betrieb","ENGIE Deutschland GmbH",70001313.010000005,"2018-12-05","GuD",0.40479999999999999,3.8906400000000003,156.30385375494069]
[null,null,"Ja","SEE933402065318","In Betrieb","BMW AG","KWK 4 Geb. 192.0","2017-11-15","GuD",0.4037,3.5583,156.72566262075799]
[null,null,"Ja","SEE934531299087","In Betrieb","DSM Nutritional Products GmbH","Gasturbine GT","2017-11-07","GuD",0.4037,19.14,156.72566262075799]
[null,null,"Ja","SEE955111508221","In Betrieb","DSM Nutritional Products GmbH","Dampfturbine DT5","2018-03-21","GuD",0.4037,7.3306199999999997,156.72566262075799]
[null,null,"Ja","SEE965333653821","In Betrieb","Vattenfall Wärme Berlin AG","HKW Klingenberg Dampfturbine 3","1982-08-19","GuD",0.4037,48.72,156.72566262075799]
[null,null,"Ja","SEE975166535577","In Betrieb","DSM Nutritional Products GmbH","Dampfturbine DT4","1979-01-01","GuD",0.4037,6.96,156.72566262075799]
[null,null,"Ja","SEE986959633936","In Betrieb","Pfeifer & Langen GmbH ＆ Co. KG","Lage Generator 1","1981-08-31","GuD",0.4037,7.7273399999999999,156.72566262075799]
[null,null,"Ja","SEE988684097793","In Betrieb","Vattenfall Wärme Berlin AG","HKW Klingenberg Dampfturbine 2","1981-11-24","GuD",0.4037,48.72,156.72566262075799]
[null,null,"Ja","SEE993922966908","In Betrieb","BMW AG","KWK 3 Geb. 192.0","2017-11-15","GuD",0.4037,3.5583,156.72566262075799]
[null,null,"Ja","SEE997719859992","In Betrieb","Vattenfall Wärme Berlin AG","HKW Klingenberg Dampfturbine 1","1981-08-13","GuD",0.4037,45.24,156.72566262075799]
[null,null,"Ja","SEE928797247012","In Betrieb","BMW AG","Regensburg KWK 5","2016-08-22","GuD",0.40260000000000001,2.3072400000000002,157.14977645305513]
[null,null,"Ja","SEE931050475398","In Betrieb","RheinEnergie AG","GuD Niehl 3 RheinEnergie","2016-04-29","GuD",0.40260000000000001,394.02299999999997,157.14977645305513]
[null,null,"Ja","SEE945093389369","In Betrieb","Evonik Operations GmbH","Kraftwerk IV, GT 421","2016-02-13","GuD",0.40260000000000001,40.89,157.14977645305513]
[null,null,"Ja","SEE958184152735","In Betrieb","Stadtwerke Flensburg","Dampfturbine 7","1980-10-21","GuD",0.40260000000000001,24.36,157.14977645305513]
[null,null,"Ja","SEE977273010268","In Betrieb","Evonik Operations GmbH","Kraftwerk IV, DT 411","2016-02-13","GuD",0.40260000000000001,9.57,157.14977645305513]
[null,null,"Ja","SEE977956291342","In Betrieb","Ford-Werke GmbH","BHKW Ford Saarlouis Modul 1","2016-10-28","GuD",0.40260000000000001,3.7601399999999998,157.14977645305513]
[null,null,"Ja","SEE926418118239","In Betrieb","Crespel & Deiters GmbH ＆ Co. KG","GTS4","2013-06-07","Gasturbine",0.4,1.5854010000000001,157.66149999999999]
[null,null,"Ja","SEE938018666973","In Betrieb","K+S Minerals and Agriculture GmbH","Fabrik NE GT Tr.","2009-07-02","Gasturbine",0.4,4.4369999999999994,157.66149999999999]
[null,null,"Ja","SEE939524649245","In Betrieb","K+S Minerals and Agriculture GmbH","ZI Tr GT1","2017-07-02","Gasturbine",0.4,4.7850000000000001,157.66149999999999]
[null,null,"Ja","SEE953048986860","In Betrieb","K+S Minerals and Agriculture GmbH","Fabrik NE GT Tr","2009-07-02","Gasturbine",0.4,4.4369999999999994,157.66149999999999]
[null,null,"Ja","SEE908119179962","In Betrieb","J. M. Voith SE & Co. KG","HDH_004_Industrieheizkraftwerk-Heidenheim_GM4","1999-01-01","GuD",0.40039999999999998,3.2407500000000002,158.00499500499501]
[null,null,"Ja","SEE912975333499","In Betrieb","UPM GmbH","UPM Schongau HKW 3 GT","2014-12-20","GuD",0.40039999999999998,38.565360000000005,158.00499500499501]
[null,null,"Ja","SEE925623713673","In Betrieb","Flughafen München GmbH","BHKW 2 - GOM 4","2014-12-11","GuD",0.40039999999999998,3.6600899999999998,158.00499500499501]
[null,null,"Ja","SEE925705511180","In Betrieb","Flughafen München GmbH","BHKW 2 - GOM 3","2014-12-10","GuD",0.40039999999999998,3.6600899999999998,158.00499500499501]
[null,null,"Ja","SEE925723270861","In Betrieb","J. M. Voith SE & Co. KG","HDH_004_Industrieheizkraftwerk-Heidenheim_GM1","2014-01-01","GuD",0.40039999999999998,3.6757499999999999,158.00499500499501]
[null,null,"Ja","SEE933094075404","In Betrieb","UPM GmbH","UPM Schongau HKW 3 DT","2014-12-20","GuD",0.40039999999999998,25.812900000000003,158.00499500499501]
[null,null,"Ja","SEE942581404276","In Betrieb","J. M. Voith SE & Co. KG","HDH_004_Industrieheizkraftwerk-Heidenheim_GM2","2014-01-01","GuD",0.40039999999999998,3.6757499999999999,158.00499500499501]
[null,null,"Ja","SEE964121468647","In Betrieb","J. M. Voith SE & Co. KG","HDH_004_Industrieheizkraftwerk-Heidenheim_GM5","2004-01-01","GuD",0.40039999999999998,3.2442299999999999,158.00499500499501]
[null,null,"Ja","SEE971995083203","In Betrieb","Volkswagen AG","BHKW Braunschweig","2014-07-27","GuD",0.40039999999999998,9.048,158.00499500499501]
[null,null,"Ja","SEE976877764072","In Betrieb","Flughafen München GmbH","BHKW 2 - GOM 2","2014-12-04","GuD",0.40039999999999998,3.6600899999999998,158.00499500499501]
[null,null,"Ja","SEE980130244065","In Betrieb","Flughafen München GmbH","BHKW 2 - GOM 1","2014-12-03","GuD",0.40039999999999998,3.6600899999999998,158.00499500499501]
[null,null,"Ja","SEE999306148830","In Betrieb","J. M. Voith SE & Co. KG","HDH_004_Industrieheizkraftwerk-Heidenheim_GM3","2014-01-01","GuD",0.40039999999999998,3.6757499999999999,158.00499500499501]
[null,null,"Ja","SEE900348277440","In Betrieb","Jäckering Mühlen- und Nährmittelwerke GmbH","BHKW Hafen - Modul 4","2013-04-01","GuD",0.4,1.8905100000000001,158.16149999999999]
[null,null,"Ja","SEE900364034072","In Betrieb","EnBW Energie Baden-Württemberg AG","Heizkraftwerk Heilbronn FHT 1","2003-01-01","GuD",0.4,5.6550000000000002,158.16149999999999]
[null,null,"Ja","SEE900559860912","In Betrieb","WUN Pellets GmbH","WUN Pellets - BHKW - Modul II","2018-10-01","GuD",0.4,3.8367,158.16149999999999]
[null,null,"Ja","SEE901196452256","In Betrieb","essity Operations Mainz-Kostheim GmbH","Turbine 4","1983-06-30","GuD",0.4,5.8376999999999999,158.16149999999999]
[null,null,"Ja","SEE902114639810","In Betrieb","envia THERM GmbH","Bitterfeld BHKW","2016-04-11","GuD",0.4,1.74,158.16149999999999]
[null,null,"Ja","SEE906462907775","In Betrieb","K+S Minerals and Agriculture GmbH","Kraftwerk HA GT2","2017-07-02","GuD",0.4,4.9329000000000001,158.16149999999999]
[null,null,"Ja","SEE906681939748","In Betrieb","Jäckering Mühlen- und Nährmittelwerke GmbH","BHKW Hafen - Modul 1","2013-04-01","GuD",0.4,1.8905100000000001,158.16149999999999]
[null,null,"Ja","SEE907064154956","In Betrieb","K+S Minerals and Agriculture GmbH","Kraftwerk HA GT1","2017-07-02","GuD",0.4,4.9329000000000001,158.16149999999999]
[null,null,"Ja","SEE907892165506","In Betrieb","Mark-E Aktiengesellschaft","Cuno Heizkraftwerk Herdecke BHKW1","2004-01-01","GuD",0.4,1.6964999999999999,158.16149999999999]
[null,null,"Ja","SEE908040387344","In Betrieb","DFS Energy GmbH","BHKW1","2014-10-15","GuD",0.4,1.7230349999999999,158.16149999999999]
[null,null,"Ja","SEE909963484639","In Betrieb","BMW AG","BMW Landshut KWK 3","2014-07-31","GuD",0.4,2.2184999999999997,158.16149999999999]
[null,null,"Ja","SEE911689709217","In Betrieb","Smurfit Kappa Herzberg Solid Board GmbH","Dampfturbine 2","1957-01-01","GuD",0.4,5.22,158.16149999999999]
[null,null,"Ja","SEE914143996840","In Betrieb","Sasol Germany GmbH","GT3","2020-10-02","GuD",0.4,6.4623600000000003,158.16149999999999]
[null,null,"Ja","SEE914688001801","In Betrieb","Smurfit Kappa Hoya Papier und Karton GmbH","DT 2 (KKK)","1996-01-01","GuD",0.4,3.7749300000000003,158.16149999999999]
[null,null,"Ja","SEE916733797554","In Betrieb","Julius Glatz","Turbine 1","1955-01-01","GuD",0.4,3.6105000000000005,158.16149999999999]
[null,null,"Ja","SEE917568874298","In Betrieb","Sachsenmilch Leppersdorf GmbH","7710MKA10-DT","2014-07-21","GuD",0.4,5.1103799999999993,158.16149999999999]
[null,null,"Ja","SEE919286948329","In Betrieb","Gunvor Raffinerie Ingolstadt GmbH","Kraftwerk GRI","1964-01-01","GuD",0.4,6.7859999999999996,158.16149999999999]
[null,null,"Ja","SEE919395394109","In Betrieb","BMW AG","Leipzig KWK 2","2016-12-14","GuD",0.4,2.9232,158.16149999999999]
[null,null,"Ja","SEE920560912882","In Betrieb","SWM Services GmbH","SWM HKW Freimann GT12","2021-01-01","GuD",0.4,45.908160000000002,158.16149999999999]
[null,null,"Ja","SEE926582462244","In Betrieb","WUN Pellets GmbH","WUN Pellets - BHKW-Modul III","2018-10-01","GuD",0.4,3.8367,158.16149999999999]
[null,null,"Ja","SEE926990956885","In Betrieb","Fernheizwerk Neukölln AG","Fernheizwerk 2-BHKW 5","2013-11-05","GuD",0.4,1.7643599999999999,158.16149999999999]
[null,null,"Ja","SEE928983473973","In Betrieb","Westag AG","BHKW-G","2012-10-10","GuD",0.4,1.7391300000000001,158.16149999999999]
[null,null,"Ja","SEE929826629465","In Betrieb","FFR Fernwärmeversorgung Flugplatz Ramstein","BHKW Ramstein","2018-12-13","GuD",0.4,11.092499999999999,158.16149999999999]
[null,null,"Ja","SEE933714674710","In Betrieb","Gunvor Raffinerie Ingolstadt GmbH","Kraftwerk GRI","1964-01-01","GuD",0.4,8.6999999999999993,158.16149999999999]
[null,null,"Ja","SEE934292362181","In Betrieb","Fernheizwerk Neukölln AG","Fernheizwerk 6-BHKW 8","2020-07-14","GuD",0.4,1.7189460000000001,158.16149999999999]
[null,null,"Ja","SEE935253303649","In Betrieb","BMW AG","BMW Landshut KWK 6","2018-07-08","GuD",0.4,3.7409999999999997,158.16149999999999]
[null,null,"Ja","SEE936112096313","In Betrieb","SWISS KRONO TEX","BHKW","2016-01-21","GuD",0.4,1.70259,158.16149999999999]
[null,null,"Ja","SEE937830141170","In Betrieb","Volkswagen Sachsen GmbH","BHKW-G66-KWK-klein","2017-11-28","GuD",0.4,3.2503200000000003,158.16149999999999]
[null,null,"Ja","SEE938449433663","In Betrieb","Gunvor Raffinerie Ingolstadt GmbH","Kraftwerk GRI","1964-01-01","GuD",0.4,6.2640000000000002,158.16149999999999]
[null,null,"Ja","SEE939211785720","In Betrieb","OMV Deutschland Operations GmbH & Co. KG","Dampfgeneratorturbine 1","1970-04-06","GuD",0.4,6.7859999999999996,158.16149999999999]
[null,null,"Ja","SEE941055812814","In Betrieb","MAN Energy Solutions SE","SI-Gasmotor (12 V 32/40)","2005-05-04","GuD",0.4,4.5544500000000001,158.16149999999999]
[null,null,"Ja","SEE941875842596","In Betrieb","Salzgitter Flachstahl GmbH","Ma 1","1941-03-01","GuD",0.4,30.45,158.16149999999999]
[null,null,"Ja","SEE942234222677","In Betrieb","Jäckering Mühlen- und Nährmittelwerke GmbH","BHKW Hafen - Modul 5","2013-04-01","GuD",0.4,1.8905100000000001,158.16149999999999]
[null,null,"Ja","SEE942954514045","In Betrieb","Merck KGaA","DA_BHKW_01","2014-07-11","GuD",0.4,2.6448,158.16149999999999]
[null,null,"Ja","SEE943007353727","In Betrieb","Airbus Operations","BHKW 1 Hamburg","2016-07-11","GuD",0.4,1.7139,158.16149999999999]
[null,null,"Ja","SEE943109996648","In Betrieb","BMW AG","BMW Landshut KWK 4","2018-07-08","GuD",0.4,3.7409999999999997,158.16149999999999]
[null,null,"Ja","SEE945217244789","In Betrieb","SWM Services GmbH","SWM HKW Freimann GT11","2021-01-01","GuD",0.4,45.632370000000002,158.16149999999999]
[null,null,"Ja","SEE945807171310","In Betrieb","BMW AG","BMW Landshut KWK 2","2009-04-01","GuD",0.4,1.1745000000000001,158.16149999999999]
[null,null,"Ja","SEE945933440847","In Betrieb","3M Deutschland GmbH","3M Wuppetal Kraftwerk T4","1963-06-10","GuD",0.4,4.7850000000000001,158.16149999999999]
[null,null,"Ja","SEE946476002431","In Betrieb","Kelheim Fibres GmbH","Turbine 6","1970-07-16","GuD",0.4,18.10905,158.16149999999999]
[null,null,"Ja","SEE947745452346","In Betrieb","OMV Deutschland Operations GmbH & Co. KG","Dampfgeneratorturbine 2","1969-07-01","GuD",0.4,6.8730000000000002,158.16149999999999]
[null,null,"Ja","SEE947763810036","In Betrieb","H&R Chemisch Pharmazeutische Spezialitäten GmbH","HuR-IKW-G5","2016-12-30","GuD",0.4,7.8552299999999997,158.16149999999999]
[null,null,"Ja","SEE947894664195","In Betrieb","DFS Energy GmbH","GT2","2014-06-05","GuD",0.4,3.8793299999999995,158.16149999999999]
[null,null,"Ja","SEE949685414514","In Betrieb","Caterpillar Energy Solutions","P87","2004-01-21","GuD",0.4,1.5399,158.16149999999999]
[null,null,"Ja","SEE951802406722","In Betrieb","Crespel & Deiters GmbH ＆ Co. KG","GTS5","2017-12-20","GuD",0.4,6.4185555000000001,158.16149999999999]
[null,null,"Ja","SEE952857304476","In Betrieb","MAN Energy Solutions SE","Prüfstand 32","2013-09-01","GuD",0.4,1.5486,158.16149999999999]
[null,null,"Ja","SEE956207547964","In Betrieb","Jäckering Mühlen- und Nährmittelwerke GmbH","BHKW Hafen - Modul 3","2013-04-01","GuD",0.4,1.8905100000000001,158.16149999999999]
[null,null,"Ja","SEE956674158182","In Betrieb","BMW AG","BMW Landshut KWK 1","2009-04-01","GuD",0.4,1.1745000000000001,158.16149999999999]
[null,null,"Ja","SEE957639615832","In Betrieb","MAN Energy Solutions SE","Prüfstand 15","2009-05-01","GuD",0.4,12.040799999999999,158.16149999999999]
[null,null,"Ja","SEE957844983702","In Betrieb","Salzgitter Flachstahl GmbH","Ma A","1941-01-01","GuD",0.4,7.83,158.16149999999999]
[null,null,"Ja","SEE957939399869","In Betrieb","BASF Personal Care and Nutrition GmbH","BHKW BASF F17","2016-07-22","GuD",0.4,1.7121599999999999,158.16149999999999]
[null,null,"Ja","SEE958897712714","In Betrieb","DFS Energy GmbH","BHKW2","2014-09-24","GuD",0.4,1.7230349999999999,158.16149999999999]
[null,null,"Ja","SEE959229794460","In Betrieb","SWE Energie GmbH","DT","1999-12-17","GuD",0.4,29.58,158.16149999999999]
[null,null,"Ja","SEE960162708360","In Betrieb","Kelheim Fibres GmbH","Turbine 4","1952-09-01","GuD",0.4,4.6362299999999994,158.16149999999999]
[null,null,"Ja","SEE960935066536","In Betrieb","INEOS SOLVENTS GERMANY GMBH","TG7","1974-11-14","GuD",0.4,6.5250000000000004,158.16149999999999]
[null,null,"Ja","SEE964821359092","In Betrieb","DFS Energy GmbH","GT1","2014-06-05","GuD",0.4,3.8793299999999995,158.16149999999999]
[null,null,"Ja","SEE965444118547","In Betrieb","Crespel & Deiters GmbH ＆ Co. KG","GTS3","2009-07-03","GuD",0.4,4.6275300000000001,158.16149999999999]
[null,null,"Ja","SEE965711846036","In Betrieb","Ferrero OHG mbH","KWK 2 - Kesselhaus","2010-12-27","GuD",0.4,6.5250000000000004,158.16149999999999]
[null,null,"Ja","SEE967448123107","In Betrieb","Jäckering Mühlen- und Nährmittelwerke GmbH","BHKW Hafen - Modul 2","2013-04-01","GuD",0.4,1.8905100000000001,158.16149999999999]
[null,null,"Ja","SEE968984873471","In Betrieb","Caterpillar Energy Solutions","P34","2007-06-27","GuD",0.4,1.1484000000000001,158.16149999999999]
[null,null,"Ja","SEE969074173341","In Betrieb","Salzgitter Flachstahl GmbH","Ma 3","1941-02-01","GuD",0.4,30.45,158.16149999999999]
[null,null,"Ja","SEE972128015696","In Betrieb","RheinEnergie AG","BHKW Merheim RheinEnergie","2020-06-01","GuD",0.4,27.057000000000002,158.16149999999999]
[null,null,"Ja","SEE973271553004","In Betrieb","essity Operations Mainz-Kostheim GmbH","Turbine 5","2013-01-09","GuD",0.4,4.8459000000000003,158.16149999999999]
[null,null,"Ja","SEE975854838485","In Betrieb","BMW AG","BMW Landshut KWK 7","2018-07-08","GuD",0.4,3.7409999999999997,158.16149999999999]
[null,null,"Ja","SEE977583940965","In Betrieb","Jäckering Mühlen- und Nährmittelwerke GmbH","BHKW Hafen - Modul 7","2017-12-28","GuD",0.4,1.8931200000000001,158.16149999999999]
[null,null,"Ja","SEE979791664664","In Betrieb","Salzgitter Flachstahl GmbH","Ma 2","2006-07-15","GuD",0.4,43.064999999999998,158.16149999999999]
[null,null,"Ja","SEE980823248912","In Betrieb","Kelheim Fibres GmbH","Turbine 7","2014-08-05","GuD",0.4,22.558229999999998,158.16149999999999]
[null,null,"Ja","SEE981577567892","In Betrieb","Julius Glatz","Turbine 2","1955-01-01","GuD",0.4,6.0203999999999995,158.16149999999999]
[null,null,"Ja","SEE982138852266","In Betrieb","Stadtwerke Greifswald GmbH","BHKW-Süd","2020-12-16","GuD",0.4,3.5669999999999997,158.16149999999999]
[null,null,"Ja","SEE982412379564","In Betrieb","Jäckering Mühlen- und Nährmittelwerke GmbH","BHKW Hafen - Modul 6","2017-12-28","GuD",0.4,1.2162599999999999,158.16149999999999]
[null,null,"Ja","SEE984352856976","In Betrieb","BMW AG","Leipzig KWK 1","2009-03-09","GuD",0.4,2.71353,158.16149999999999]
[null,null,"Ja","SEE986400818790","In Betrieb","Airbus Operations","BHKW 2 Hamburg Modul 1","2013-02-28","GuD",0.4,3.5835299999999997,158.16149999999999]
[null,null,"Ja","SEE986561991462","In Betrieb","Mark-E Aktiengesellschaft","Cuno Heizkraftwerk Herdecke BHKW2","2005-01-01","GuD",0.4,1.6964999999999999,158.16149999999999]
[null,null,"Ja","SEE987278903410","In Betrieb","Salzgitter Flachstahl GmbH","Ma 4","2022-04-12","GuD",0.4,27.405000000000001,158.16149999999999]
[null,null,"Ja","SEE987729168146","In Betrieb","Ferrero OHG mbH","KWK 1 - Kesselhaus","2007-04-01","GuD",0.4,4.3499999999999996,158.16149999999999]
[null,null,"Ja","SEE989342161450","In Betrieb","Smurfit Kappa Hoya Papier und Karton GmbH","Gasturbine 2 (TBM)","2014-05-01","GuD",0.4,5.67936,158.16149999999999]
[null,null,"Ja","SEE990308000553","In Betrieb","Fernheizwerk Neukölln AG","Fernheizwerk 1-BHKW 4","2013-11-05","GuD",0.4,1.7678400000000001,158.16149999999999]
[null,null,"Ja","SEE990935582224","In Betrieb","K+S Minerals and Agriculture GmbH","Kraftwerk HA GT3","2006-07-02","GuD",0.4,5.22,158.16149999999999]
[null,null,"Ja","SEE994281911899","In Betrieb","Fernheizwerk Neukölln AG","Fernheizwerk 3-BHKW 6","2013-11-05","GuD",0.4,1.7660999999999998,158.16149999999999]
[null,null,"Ja","SEE995184160995","In Betrieb","Mark-E Aktiengesellschaft","Cuno Heizkraftwerk Herdecke BHKW3","2014-01-01","GuD",0.4,1.8531,158.16149999999999]
[null,null,"Ja","SEE995596088894","In Betrieb","3M Deutschland GmbH","3M Deutschland GmbH T3 Wuppertal","1957-07-19","GuD",0.4,4.7850000000000001,158.16149999999999]
[null,null,"Ja","SEE996431301710","In Betrieb","BMW AG","BMW Landshut KWK 5","2018-07-08","GuD",0.4,3.7409999999999997,158.16149999999999]
[null,null,"Ja","SEE997674469793","In Betrieb","Caterpillar Energy Solutions","P35","2007-06-27","GuD",0.4,1.9488000000000001,158.16149999999999]
[null,null,"Ja","SEE998028907619","In Betrieb","Fernheizwerk Neukölln AG","Fernheizwerk 4-BHKW 7","2014-06-12","GuD",0.4,1.7469600000000001,158.16149999999999]
[null,null,"Ja","SEE998778600532","In Betrieb","WUN Pellets GmbH","WUN Pellets - BHKW-Modul I","2018-10-01","GuD",0.4,3.8367,158.16149999999999]
[null,null,"Ja","SEE900240101683","In Betrieb","Daimler Truck AG","129870 Modul 3","2013-02-20","GuD",0.39929999999999999,3.8628000000000005,158.43613824192335]
[null,null,"Ja","SEE911283118750","In Betrieb","Industriekraftwerk Greifswald GmbH","Industriekraftwerk Greifswald GmbH","2013-12-17","GuD",0.39929999999999999,33.234000000000002,158.43613824192335]
[null,null,"Ja","SEE913280112274","In Betrieb","K+S Minerals and Agriculture GmbH","Kraftwerk HA DT4","1962-07-02","GuD",0.39929999999999999,18.27,158.43613824192335]
[null,null,"Ja","SEE914749097217","In Betrieb","Daimler Truck AG","129870 Modul 1","2013-02-20","GuD",0.39929999999999999,3.8628000000000005,158.43613824192335]
[null,null,"Ja","SEE916865356940","In Betrieb","K+S Minerals and Agriculture GmbH","Kraftwerk HA GT4","2012-02-01","GuD",0.39929999999999999,27.84,158.43613824192335]
[null,null,"Ja","SEE923729511377","In Betrieb","Freiberger Erdgas GmbH","BHKW2 Chemnitzer Straße 40","2013-07-01","GuD",0.39929999999999999,3.7523099999999996,158.43613824192335]
[null,null,"Ja","SEE924343365650","In Betrieb","Mercedes-Benz AG","W050-TS_Mercedes-Benz Werk Sindelfingen HKW Gasturbine 1","2013-11-07","GuD",0.39929999999999999,26.048669999999998,158.43613824192335]
[null,null,"Ja","SEE940178738247","In Betrieb","Freiberger Erdgas GmbH","GT Chemnitzer Straße 40","2013-07-01","GuD",0.39929999999999999,4.1385899999999998,158.43613824192335]
[null,null,"Ja","SEE942845579245","In Betrieb","Stadtwerke Bochum Holding GmbH","KWK Hiltrop","1975-08-20","GuD",0.39929999999999999,37.768439999999998,158.43613824192335]
[null,null,"Ja","SEE949085992346","In Betrieb","Mercedes-Benz AG","W050-TS_Mercedes-Benz Werk Sindelfingen HKW Turbine 2","1963-02-13","GuD",0.39929999999999999,14.972700000000001,158.43613824192335]
[null,null,"Ja","SEE952488583202","In Betrieb","K+S Minerals and Agriculture GmbH","Kraftwerk HA DT1","1967-03-02","GuD",0.39929999999999999,24.36,158.43613824192335]
[null,null,"Ja","SEE963962520354","In Betrieb","Freiberger Erdgas GmbH","BHKW1 Chemnitzer Straße 40","2013-07-01","GuD",0.39929999999999999,3.7523099999999996,158.43613824192335]
[null,null,"Ja","SEE969792129750","In Betrieb","Daimler Truck AG","129870 Modul 2","2013-02-20","GuD",0.39929999999999999,3.8628000000000005,158.43613824192335]
[null,null,"Ja","SEE970554561831","In Betrieb","K+S Minerals and Agriculture GmbH","Kraftwerk HA DT2","2017-12-14","GuD",0.39929999999999999,18.596250000000001,158.43613824192335]
[null,null,"Ja","SEE986713152253","In Betrieb","Mercedes-Benz AG","W050-TS_Mercedes-Benz Werk Sindelfingen HKW Turbine 4","1971-11-04","GuD",0.39929999999999999,24.299099999999999,158.43613824192335]
[null,null,"Ja","SEE990603147649","In Betrieb","Energie- und Wasserversorgung Bonn/Rhein-Sieg GmbH","Heizkraftwerk Bonn-Nord, Gasturbine 1 der GuD-Anlage","1998-08-19","GuD",0.39929999999999999,17.835000000000001,158.43613824192335]
[null,null,"Ja","SEE993713255198","In Betrieb","Mercedes-Benz AG","W050-TS_Mercedes-Benz Werk Sindelfingen HKW Turbine 5","1981-07-23","GuD",0.39929999999999999,17.200770000000002,158.43613824192335]
[null,null,"Ja","SEE994027750690","In Betrieb","Mercedes-Benz AG","W050-TS_Mercedes-Benz Werk Sindelfingen HKW Turbine 3","1971-06-01","GuD",0.39929999999999999,4.1325000000000003,158.43613824192335]
[null,null,"Ja","SEE997867646000","In Betrieb","Energie- und Wasserversorgung Bonn/Rhein-Sieg GmbH","Heizkraftwerk Bonn-Nord, Dampfturbine GuD-Anlage","2013-11-01","GuD",0.39929999999999999,63.945,158.43613824192335]
[null,null,"Ja","SEE902725989434","In Betrieb","BMW AG","Regensburg KWK 4","2012-10-29","GuD",0.3982,2.28288,158.86966348568558]
[null,null,"Ja","SEE906385906152","In Betrieb","Mercedes-Benz AG","W065-Gebäude 120 / BHKW Modul 04","2012-10-31","GuD",0.3982,3.6539999999999999,158.86966348568558]
[null,null,"Ja","SEE908927793930","In Betrieb","BMW AG","Regensburg KWK 2","2011-07-05","GuD",0.3982,2.28288,158.86966348568558]
[null,null,"Ja","SEE910326850336","In Betrieb","BMW AG","Regensburg KWK 1","2011-07-05","GuD",0.3982,2.28288,158.86966348568558]
[null,null,"Ja","SEE911257641864","In Betrieb","Mercedes-Benz AG","W065-Gebäude 120 / BHKW Modul 02","2012-10-31","GuD",0.3982,3.6539999999999999,158.86966348568558]
[null,null,"Ja","SEE914989602134","In Betrieb","Infraserv GmbH & Co. Höchst KG","IPH Strom GTX2","2011-01-06","GuD",0.3982,43.326000000000001,158.86966348568558]
[null,null,"Ja","SEE932621971301","In Betrieb","Papierfabrik Adolf Jass GmbH & Co. KG","GT2","2012-09-01","GuD",0.3982,6.2205000000000004,158.86966348568558]
[null,null,"Ja","SEE943297204990","In Betrieb","Stadtwerke Saarbrücken GmbH","ZF-SBR-GuD-Heizkraftwerk","2012-03-29","GuD",0.3982,33.590873999999999,158.86966348568558]
[null,null,"Ja","SEE945436960576","In Betrieb","Papierfabrik Adolf Jass GmbH & Co. KG","GT1","2012-09-01","GuD",0.3982,6.2205000000000004,158.86966348568558]
[null,null,"Ja","SEE951458309484","In Betrieb","Mercedes-Benz AG","W065-Gebäude 120 / BHKW Modul 01","2012-10-31","GuD",0.3982,3.6539999999999999,158.86966348568558]
[null,null,"Ja","SEE966481430050","In Betrieb","Mercedes-Benz AG","W065-Gebäude 120 / BHKW Modul 05","2014-12-19","GuD",0.3982,3.6539999999999999,158.86966348568558]
[null,null,"Ja","SEE969540726491","In Betrieb","Infraserv GmbH & Co. Höchst KG","IPH Strom GTX3","2011-01-09","GuD",0.3982,43.326000000000001,158.86966348568558]
[null,null,"Ja","SEE989785638618","In Betrieb","BMW AG","Regensburg KWK 3","2012-10-29","GuD",0.3982,2.28288,158.86966348568558]
[null,null,"Ja","SEE993957305321","In Betrieb","Papierfabrik Adolf Jass GmbH & Co. KG","G25","1992-01-03","GuD",0.3982,11.7624,158.86966348568558]
[null,null,"Ja","SEE999839188105","In Betrieb","Mercedes-Benz AG","W065-Gebäude 120 / BHKW Modul 03","2012-10-31","GuD",0.3982,3.6539999999999999,158.86966348568558]
[null,null,"Ja","SEE919137629452","In Betrieb","Infraserv GmbH & Co. Höchst KG","IPH Strom VT1","1982-01-01","GuD",0.39750000000000002,15.1206,159.14679245283017]
[null,null,"Ja","SEE928072880231","In Betrieb","Infraserv GmbH & Co. Höchst KG","IPH Strom VT5","1980-01-01","GuD",0.39750000000000002,12.006,159.14679245283017]
[null,null,"Ja","SEE948546582201","In Betrieb","Infraserv GmbH & Co. Höchst KG","IPH Strom VT2","1983-08-26","GuD",0.39750000000000002,15.1206,159.14679245283017]
[null,null,"Ja","SEE930322571356","In Betrieb","SWK ENERGIE GmbH","KWK006-2","2013-02-06","GuD",0.39710000000000001,3.6896699999999996,159.30559053135229]
[null,null,"Ja","SEE970980016073","In Betrieb","SWK ENERGIE GmbH","KWK006-1","2013-02-06","GuD",0.39710000000000001,3.6896699999999996,159.30559053135229]
[null,null,"Ja","SEE979899728817","In Betrieb","SWK ENERGIE GmbH","KWK006-3","2013-02-06","GuD",0.39710000000000001,3.6896699999999996,159.30559053135229]
[null,null,"Ja","SEE907508778663","In Betrieb","MVV Enamic Ludwigshafen GmbH","Motor 3","2007-11-23","GuD",0.39379999999999998,2.7840000000000003,160.62798374809549]
[null,null,"Ja","SEE912906399075","In Betrieb","Palm Power GmbH & Co. KG","HKW Eltmann","2017-02-07","GuD",0.39269999999999999,54.642960000000002,161.07372039724982]
[null,null,"Ja","SEE995077047419","In Betrieb","Palm Power GmbH & Co. KG","HKW Wörth","2007-11-30","GuD",0.39269999999999999,50.46,161.07372039724982]
[null,null,"Ja","SEE913609763316","In Betrieb","Infraserv GmbH & Co. Wiesbaden KG","Generator 1 Erdgas","1981-08-31","GuD",0.3916,6.3075000000000001,161.52196118488251]
[null,null,"Ja","SEE919189403703","In Betrieb","Infraserv GmbH & Co. Wiesbaden KG","Generator 7","2021-03-31","GuD",0.3916,19.23657,161.52196118488251]
[null,null,"Ja","SEE964717210810","In Betrieb","Infraserv GmbH & Co. Wiesbaden KG","Generator 3","1977-11-30","GuD",0.3916,9.1985100000000006,161.52196118488251]
[null,null,"Ja","SEE968474056711","In Betrieb","Infraserv GmbH & Co. Wiesbaden KG","Generator 6","2021-03-31","GuD",0.3916,19.23657,161.52196118488251]
[null,null,"Ja","SEE969023487444","In Betrieb","Infraserv GmbH & Co. Wiesbaden KG","Generator 2","1978-11-30","GuD",0.3916,3.7844999999999995,161.52196118488251]
[null,null,"Ja","SEE988616317180","In Betrieb","Infraserv GmbH & Co. Wiesbaden KG","Generator 4","1996-02-29","GuD",0.3916,10.1442,161.52196118488251]
[null,null,"Ja","SEE914438115895","In Betrieb","EVH GmbH","Heizkraftwerk Dieselstraße Block A","2020-04-01","GuD",0.39050000000000001,49.455149999999996,161.97272727272727]
[null,null,"Ja","SEE920193460095","In Betrieb","Stadtwerke Kiel AG","HKWH Gasturbine 6","2005-04-27","GuD",0.39050000000000001,4.7188800000000004,161.97272727272727]
[null,null,"Ja","SEE939329445868","In Betrieb","Stadtwerke Kiel AG","HKWH Gasturbine 8","2014-10-01","GuD",0.39050000000000001,4.6423200000000007,161.97272727272727]
[null,null,"Ja","SEE946568262484","In Betrieb","EVH GmbH","Heizkraftwerk Dieselstraße Block B","2020-12-01","GuD",0.39050000000000001,49.71528,161.97272727272727]
[null,null,"Ja","SEE989392899242","In Betrieb","Stadtwerke Kiel AG","HKWH Gasturbine 7","2014-10-01","GuD",0.39050000000000001,4.6423200000000007,161.97272727272727]
[null,null,"Ja","SEE999181532861","In Betrieb","Stadtwerke Kiel AG","HKWH Gasturbine 5","2005-04-27","GuD",0.39050000000000001,4.7188800000000004,161.97272727272727]
[null,null,"Ja","SEE918373264410","In Betrieb","Stadtwerke Augsburg Energie GmbH","BHKW GT-Ost","2004-01-15","GuD",0.39040000000000002,26.709,162.01383196721309]
[null,null,"Ja","SEE971867565370","In Betrieb","Mainova AG","HKW Niederrad Block 1","2005-09-20","GuD",0.38940000000000002,60.9,162.42604006163327]
[null,null,"Ja","SEE946394519998","In Betrieb","Terminal 2 Gesellschaft & Co. oHG","BHKW M8","2002-06-05","GuD",0.38829999999999998,3.3196163699999999,162.88192119495235]
[null,null,"Ja","SEE946744372112","In Betrieb","Infraserv GmbH & Co. Höchst KG","IPH Strom GTX1","2003-11-26","GuD",0.38829999999999998,46.631999999999998,162.88192119495235]
[null,null,"Ja","SEE949201577754","In Betrieb","Terminal 2 Gesellschaft & Co. oHG","BHKW M9","2002-06-05","GuD",0.38829999999999998,3.3196163699999999,162.88192119495235]
[null,null,"Ja","SEE987326760026","In Betrieb","Nordzucker","Generator 1","2008-09-01","GuD",0.38829999999999998,15.355499999999999,162.88192119495235]
[null,null,"Ja","SEE927473609168","In Betrieb","InfraServ GmbH & Co. Gendorf KG","BNA0174","1967-07-01","GuD",0.38719999999999999,63.040199999999992,163.34039256198346]
[null,null,"Ja","SEE945071514516","In Betrieb","Pfeifer & Langen GmbH ＆ Co. KG","Appeldorn Generator 2","1979-08-30","GuD",0.38719999999999999,4.9746600000000001,163.34039256198346]
[null,null,"Ja","SEE964745752825","In Betrieb","Stadtwerke Duisburg AG","HKW III  Block A","1974-12-01","GuD",0.38719999999999999,34.974000000000004,163.34039256198346]
[null,null,"Ja","SEE977708202411","In Betrieb","Pfeifer & Langen GmbH ＆ Co. KG","Appeldorn Generator 1","1977-09-01","GuD",0.38719999999999999,4.9746600000000001,163.34039256198346]
[null,null,"Ja","SEE901884895389","In Betrieb","Universitätsklinkum Freiburg Standort Bad Krozingen","Dampfturbine 1","2012-12-01","GuD",0.3861,11.136000000000001,163.80147630147627]
[null,null,"Ja","SEE922981583535","In Betrieb","Stadtwerke Lemgo GmbH","HKW-West Gasturbine 1","1988-07-01","GuD",0.3861,4.4369999999999994,163.80147630147627]
[null,null,"Ja","SEE946029200710","In Betrieb","Universitätsklinkum Freiburg Standort Bad Krozingen","Dampfturbine 2","1970-01-01","GuD",0.3861,7.0731000000000011,163.80147630147627]
[null,null,"Ja","SEE953991032447","In Betrieb","E.ON Energy Solutions GmbH","KWKK Heidelberg","2001-12-21","GuD",0.3861,11.560560000000001,163.80147630147627]
[null,null,"Ja","SEE975024902015","In Betrieb","Stadtwerke Lemgo GmbH","KWK-0004","1995-09-01","GuD",0.3861,2.1053999999999999,163.80147630147627]
[null,null,"Ja","SEE982694984074","In Betrieb","Universitätsklinkum Freiburg Standort Bad Krozingen","BHKW 1","2015-12-15","GuD",0.3861,1.7391300000000001,163.80147630147627]
[null,null,"Ja","SEE982892019516","In Betrieb","Stadtwerke Lemgo GmbH","KWK-0003","1995-09-01","GuD",0.3861,4.4108999999999998,163.80147630147627]
[null,null,"Ja","SEE991039408854","In Betrieb","Universitätsklinkum Freiburg Standort Bad Krozingen","Gasturbine 1","2001-01-01","GuD",0.3861,4.7763,163.80147630147627]
[null,null,"Ja","SEE997682781566","In Betrieb","HBB Heizkraftwerk Bauernfeind Betreibergesellschaft mbH","HBB Heizkraftwerk Bauernfeind Betreibergesellschaft mbH (Stromerzeugung)","2001-02-01","GuD",0.3861,5.22,163.80147630147627]
[null,null,"Ja","SEE900295294101","In Betrieb","Stadtwerke Tübingen GmbH","BHKW Obere Viehweide M4 (Waldhäuser Str 100)","2013-11-07","GuD",0.38500000000000001,2.81271,164.2651948051948]
[null,null,"Ja","SEE921316314745","In Betrieb","Stadtwerke Tübingen GmbH","BHKW Obere Viehweide M3 (Waldhäuser Str 100)","2013-11-07","GuD",0.38500000000000001,2.86056,164.2651948051948]
[null,null,"Ja","SEE957952105034","In Betrieb","MEGGLE GmbH & Co. KG","Heizkraftwerk Meggle","2016-07-02","GuD",0.38500000000000001,11.831999999999999,164.2651948051948]
[null,null,"Ja","SEE961328936443","In Betrieb","Stadtwerke Tübingen GmbH","BHKW Obere Viehweide M2 (Waldhäuser Str 100)","2013-08-16","GuD",0.38500000000000001,2.8588200000000001,164.2651948051948]
[null,null,"Ja","SEE997562455938","In Betrieb","Stadtwerke Tübingen GmbH","BHKW Obere Viehweide M1 (Waldhäuser Str 100)","2013-08-16","GuD",0.38500000000000001,2.8649100000000001,164.2651948051948]
[null,null,"Ja","SEE918407219966","In Betrieb","Neptune Energy Deutschland GmbH","GuD Steinitz - HKW 1","1994-07-01","GuD",0.38390000000000002,10.092000000000001,164.73157072154206]
[null,null,"Ja","SEE926239714443","In Betrieb","Cargill Deutschland GmbH","DT Kre","1964-04-29","GuD",0.38390000000000002,22.371179999999999,164.73157072154206]
[null,null,"Ja","SEE961057667205","In Betrieb","Pirelli Deutschland","Gasturbine Kraftwerk","2017-12-14","GuD",0.38390000000000002,9.0218999999999987,164.73157072154206]
[null,null,"Ja","SEE970401548961","In Betrieb","Neptune Energy Deutschland GmbH","GuD Steinitz - HKW 2","1994-07-01","GuD",0.38390000000000002,10.092000000000001,164.73157072154206]
[null,null,"Ja","SEE918916993708","In Betrieb","envia THERM GmbH","Wolfen GT","1996-12-31","Gasturbine",0.38169999999999998,43.5,165.17238669111867]
[null,null,"Ja","SEE903406002589","In Betrieb","GLOBALFOUNDRIES Dresden Module Two LLC & Co. KG","Gasmotoren-Blockheizkraftwerk I (Generator 5)","1998-09-01","GuD",0.38279999999999997,3.37473,165.20062695924764]
[null,null,"Ja","SEE914224312040","In Betrieb","GLOBALFOUNDRIES Dresden Module Two LLC & Co. KG","Gasmotoren-Blockheizkraftwerk I (Generator 1)","1998-09-01","GuD",0.38279999999999997,3.37473,165.20062695924764]
[null,null,"Ja","SEE923918497345","In Betrieb","GLOBALFOUNDRIES Dresden Module Two LLC & Co. KG","Gasmotoren-Blockheizkraftwerk I (Generator 4)","1998-09-01","GuD",0.38279999999999997,3.37473,165.20062695924764]
[null,null,"Ja","SEE932664806912","In Betrieb","GLOBALFOUNDRIES Dresden Module Two LLC & Co. KG","Gasmotoren-Blockheizkraftwerk I (Generator 2)","1998-09-01","GuD",0.38279999999999997,3.37473,165.20062695924764]
[null,null,"Ja","SEE956441736957","In Betrieb","GLOBALFOUNDRIES Dresden Module Two LLC & Co. KG","Gasmotoren-Blockheizkraftwerk I (Generator 6)","1998-09-01","GuD",0.38279999999999997,3.37473,165.20062695924764]
[null,null,"Ja","SEE970377695522","In Betrieb","GLOBALFOUNDRIES Dresden Module Two LLC & Co. KG","Gasmotoren-Blockheizkraftwerk I (Generator 7)","1998-09-01","GuD",0.38279999999999997,3.37473,165.20062695924764]
[null,null,"Ja","SEE973250051972","In Betrieb","Georg-August-Universität Göttingen","Gasturbine HKW","1998-01-01","GuD",0.38279999999999997,16.356000000000002,165.20062695924764]
[null,null,"Ja","SEE987679030500","In Betrieb","GLOBALFOUNDRIES Dresden Module Two LLC & Co. KG","Gasmotoren-Blockheizkraftwerk I (Generator 3)","1998-09-01","GuD",0.38279999999999997,3.37473,165.20062695924764]
[null,null,"Ja","SEE992079247007","In Betrieb","GLOBALFOUNDRIES Dresden Module Two LLC & Co. KG","Gasmotoren-Blockheizkraftwerk I (Generator 8)","1998-09-01","GuD",0.38279999999999997,3.37473,165.20062695924764]
[null,null,"Ja","SEE995527175044","In Betrieb","GLOBALFOUNDRIES Dresden Module Two LLC & Co. KG","Gasmotoren-Blockheizkraftwerk I (Generator 9)","1998-09-01","GuD",0.38279999999999997,3.37473,165.20062695924764]
[null,null,"Ja","SEE934554511586","In Betrieb","Felix Schoeller GmbH & Co. KG","Felix Schoeller GmbH & Co.KG Weißenborn GT2","1976-01-01","GuD",0.38169999999999998,4.4222099999999998,165.67238669111867]
[null,null,"Ja","SEE936873341158","In Betrieb","Felix Schoeller GmbH & Co. KG","Felix Schoeller GmbH & Co.KG Weißenborn GT1","1976-01-01","GuD",0.38169999999999998,3.8532300000000004,165.67238669111867]
[null,null,"Ja","SEE952340290002","In Betrieb","Felix Schoeller GmbH & Co. KG","Felix Schoeller GmbH & Co.KG Weißenborn DT","1976-01-01","GuD",0.38169999999999998,2.9084099999999999,165.67238669111867]
[null,null,"Ja","SEE958711841521","In Betrieb","Felix Schoeller GmbH & Co. KG","Felix Schoeller GmbH & Co.KG Weißenborn GT3","1996-01-01","GuD",0.38169999999999998,2.4795000000000003,165.67238669111867]
[null,null,"Ja","SEE987361570932","In Betrieb","StWB Stadtwerke Brandenburg an der Havel","HKW BRB","1997-08-25","GuD",0.38169999999999998,32.015999999999998,165.67238669111867]
[null,null,"Ja","SEE915098640406","In Betrieb","K+S Minerals and Agriculture GmbH","ZI TR GT2","1997-07-02","Gasturbine",0.38,4.7850000000000001,165.90684210526314]
[null,null,"Ja","SEE985412461604","In Betrieb","Crespel & Deiters GmbH ＆ Co. KG","GTS2","1994-08-15","Gasturbine",0.38,0.97692299999999999,165.90684210526314]
[null,null,"Ja","SEE990877363660","In Betrieb","Crespel & Deiters GmbH ＆ Co. KG","GTS1","1994-08-15","Gasturbine",0.38,0.94656000000000007,165.90684210526314]
[null,null,"Ja","SEE994968008959","In Betrieb","K+S Minerals and Agriculture GmbH","ZI Tr GT3","2005-06-02","Gasturbine",0.38,1.3224,165.90684210526314]
[null,null,"Ja","SEE914878135613","In Betrieb","Energie und Wasser Potsdam GmbH","HKW Potsdam-Süd Block2","1996-01-01","GuD",0.38059999999999999,35.582999999999998,166.14687335785601]
[null,null,"Ja","SEE922579581844","In Betrieb","Smurfit Kappa Zülpich Papier GmbH","GT2","1996-04-01","GuD",0.38059999999999999,4.3030200000000001,166.14687335785601]
[null,null,"Ja","SEE950355589975","In Betrieb","K+S Minerals and Agriculture GmbH","Kraftwerk ZI DT 2","2010-07-02","GuD",0.38059999999999999,25.656299999999998,166.14687335785601]
[null,null,"Ja","SEE955837429145","In Betrieb","K+S Minerals and Agriculture GmbH","KW ZI Austausch-Geno","1995-07-02","GuD",0.38059999999999999,4.5674999999999999,166.14687335785601]
[null,null,"Ja","SEE960254517375","In Betrieb","BP Europa SE","TG6","1996-12-06","GuD",0.38059999999999999,8.786999999999999,166.14687335785601]
[null,null,"Ja","SEE968206101610","In Betrieb","Smurfit Kappa Zülpich Papier GmbH","GT3","1997-12-01","GuD",0.38059999999999999,4.3030200000000001,166.14687335785601]
[null,null,"Ja","SEE976907281142","In Betrieb","Fernwärmeversorgungs- GmbH Dessau","HKW Dessau","1996-01-01","GuD",0.38059999999999999,34.034399999999998,166.14687335785601]
[null,null,"Ja","SEE979396678813","In Betrieb","K+S Minerals and Agriculture GmbH","Kraftwerk ZI DT1","1980-07-02","GuD",0.38059999999999999,15.747000000000002,166.14687335785601]
[null,null,"Ja","SEE998356674993","In Betrieb","Smurfit Kappa Zülpich Papier GmbH","GT1","1996-04-01","GuD",0.38059999999999999,4.3030200000000001,166.14687335785601]
[null,null,"Ja","SEE999966551940","In Betrieb","Energie und Wasser Potsdam GmbH","HKW Potsdam-Süd Block1","1996-01-01","GuD",0.38059999999999999,35.582999999999998,166.14687335785601]
[null,null,"Ja","SEE906120609386","In Betrieb","Essity Operations Mannheim GmbH","DTS 2","1969-11-21","GuD",0.38,24.749760000000002,166.40684210526314]
[null,null,"Ja","SEE908836263777","In Betrieb","AUDI","IN_N19_KWKK_GT2","1998-08-05","GuD",0.38,4.3369499999999999,166.40684210526314]
[null,null,"Ja","SEE918111432224","In Betrieb","Sappi Ehingen GmbH","Turbinengenerator3-SiemensT1915","1961-08-07","GuD",0.38,4.4978999999999996,166.40684210526314]
[null,null,"Ja","SEE919366422664","In Betrieb","Essity Operations Mannheim GmbH","DTS 3","2012-11-21","GuD",0.38,14.797829999999999,166.40684210526314]
[null,null,"Ja","SEE925388069183","In Betrieb","TWS Thüringer Wärme Service GmbH","HKW Schwarza GT 6","1992-07-23","GuD",0.38,4.2969299999999997,166.40684210526314]
[null,null,"Ja","SEE931197865137","In Betrieb","Sasol Germany GmbH","GT2","1996-06-04","GuD",0.38,4.4918100000000001,166.40684210526314]
[null,null,"Ja","SEE933639931950","In Betrieb","K+S Minerals and Agriculture GmbH","Kraftwerk NE GT KW","1990-07-02","GuD",0.38,1.5660000000000001,166.40684210526314]
[null,null,"Ja","SEE936364054154","In Betrieb","Caterpillar Energy Solutions","P18","1939-11-22","GuD",0.38,3.7540500000000003,166.40684210526314]
[null,null,"Ja","SEE937617144974","In Betrieb","AUDI","IN_N19_KWKK_GT1","1998-08-05","GuD",0.38,4.3369499999999999,166.40684210526314]
[null,null,"Ja","SEE940809994431","In Betrieb","Sasol Germany GmbH","GT1","1987-10-23","GuD",0.38,3.8854200000000003,166.40684210526314]
[null,null,"Ja","SEE945811865984","In Betrieb","Caterpillar Energy Solutions","P13","1939-11-22","GuD",0.38,1.3049999999999999,166.40684210526314]
[null,null,"Ja","SEE962906846994","In Betrieb","TWS Thüringer Wärme Service GmbH","HKW Schwarza GT 7","1991-11-26","GuD",0.38,4.2925800000000001,166.40684210526314]
[null,null,"Ja","SEE975815924073","In Betrieb","Caterpillar Energy Solutions","P37","1994-05-02","GuD",0.38,2.8301099999999999,166.40684210526314]
[null,null,"Ja","SEE979811488683","In Betrieb","K+S Minerals and Agriculture GmbH","Kraftwerk SI GT1","1993-07-02","GuD",0.38,4.7850000000000001,166.40684210526314]
[null,null,"Ja","SEE988996320985","In Betrieb","Caterpillar Energy Solutions","P31","1994-05-02","GuD",0.38,1.35111,166.40684210526314]
[null,null,"Ja","SEE996946209945","In Betrieb","Caterpillar Energy Solutions","P12","1939-11-22","GuD",0.38,3.7540500000000003,166.40684210526314]
[null,null,"Ja","SEE926471060193","In Betrieb","K+S Minerals and Agriculture GmbH","Kraftwerk UB DT1","2002-07-02","GuD",0.3795,9.8310000000000013,166.62411067193676]
[null,null,"Ja","SEE946501569267","In Betrieb","INEOS SOLVENTS GERMANY GMBH","TG8","1995-09-01","GuD",0.3795,10.44,166.62411067193676]
[null,null,"Ja","SEE970114818481","In Betrieb","K+S Minerals and Agriculture GmbH","Kraftwerk UB DT3","1964-07-02","GuD",0.3795,10.44,166.62411067193676]
[null,null,"Ja","SEE991627285584","In Betrieb","Martinswerk GmbH","KWK-Anlage: Generator 4 (Gas)","1971-01-01","GuD",0.3795,3.915,166.62411067193676]
[null,null,"Ja","SEE901925227438","In Betrieb","Mohn Media Mohndruck GmbH","DT","1994-03-28","GuD",0.37840000000000001,5.53146,167.10412262156444]
[null,null,"Ja","SEE908154984538","In Betrieb","Mohn Media Mohndruck GmbH","GT 1","1994-03-28","GuD",0.37840000000000001,4.4952899999999998,167.10412262156444]
[null,null,"Ja","SEE909727831365","In Betrieb","TEAG Thüringer Energie AG","Gasturbine Bad Salzungen","1993-10-28","GuD",0.37840000000000001,8.5512300000000003,167.10412262156444]
[null,null,"Ja","SEE935952275827","In Betrieb","Nordzucker, Werk Klein Wanzleben","Dampfturbine","1994-07-04","GuD",0.37840000000000001,12.336599999999999,167.10412262156444]
[null,null,"Ja","SEE941053107073","In Betrieb","Cargill Deutschland GmbH","Stromerzeugung Barby","2013-05-09","GuD",0.37840000000000001,15.4686,167.10412262156444]
[null,null,"Ja","SEE943682372433","In Betrieb","Nordzucker, Werk Klein Wanzleben","Gasturbine 2","2007-08-27","GuD",0.37840000000000001,4.8980999999999995,167.10412262156444]
[null,null,"Ja","SEE960916622249","In Betrieb","Mohn Media Mohndruck GmbH","GT 2","1994-03-28","GuD",0.37840000000000001,4.4952899999999998,167.10412262156444]
[null,null,"Ja","SEE964073339897","In Betrieb","Stadtwerke - Altmärkische Gas-, Wasser-und Elektrizitätswerke GmbH Stendal","Heizkraftwerk Stendal","2018-12-18","GuD",0.37840000000000001,11.484,167.10412262156444]
[null,null,"Ja","SEE966835021620","In Betrieb","Mohn Media Mohndruck GmbH","GM 1","2017-11-24","GuD",0.37840000000000001,1.33284,167.10412262156444]
[null,null,"Ja","SEE968058469012","In Betrieb","Mohn Media Mohndruck GmbH","GT 3","1994-03-28","GuD",0.37840000000000001,4.4952899999999998,167.10412262156444]
[null,null,"Ja","SEE976376888927","In Betrieb","Nordzucker, Werk Klein Wanzleben","Gasturbine 1","1994-07-04","GuD",0.37840000000000001,4.2804000000000002,167.10412262156444]
[null,null,"Ja","SEE985288285472","In Betrieb","Mohn Media Mohndruck GmbH","GM 2","2017-11-24","GuD",0.37840000000000001,1.33284,167.10412262156444]
[null,null,"Ja","SEE994429144455","In Betrieb","Mainova AG","HKW West Block 4","1994-02-28","GuD",0.37840000000000001,96.356849999999994,167.10412262156444]
[null,null,"Ja","SEE998526561375","In Betrieb","Energieversorgung Schwerin GmbH & Co. Erzeugung KG","SN-Süd-GUD-DT","1994-06-01","GuD",0.37840000000000001,20.010000000000002,167.10412262156444]
[null,null,"Ja","SEE961620762023","In Betrieb","Merck KGaA","DA_HKW_01","1999-12-20","GuD",0.37740000000000001,8.6999999999999993,167.5429252782194]
[null,null,"Ja","SEE900758207372","In Betrieb","Opel Automobile GmbH / Werk Eisenach","HKW Wiesengrund","1993-10-13","GuD",0.37730000000000002,8.2650000000000006,167.58693347468855]
[null,null,"Ja","SEE905257392765","In Betrieb","Cosun Beet Company GmbH & Co. KG","Kesselhaus","1993-09-26","GuD",0.37730000000000002,13.05,167.58693347468855]
[null,null,"Ja","SEE906231810480","In Betrieb","ADM Hamburg Aktiengesellschaft","GT1","2013-11-25","GuD",0.37730000000000002,4.81806,167.58693347468855]
[null,null,"Ja","SEE911097916719","In Betrieb","Model Sachsen Papier GmbH","Gasturbine Model Sachsen Papier","2009-12-15","GuD",0.37730000000000002,26.664856199999999,167.58693347468855]
[null,null,"Ja","SEE945682618689","In Betrieb","Model Sachsen Papier GmbH","Dampfturbine Model Sachsen Papier","1994-08-31","GuD",0.37730000000000002,14.138744099999998,167.58693347468855]
[null,null,"Ja","SEE954367504490","In Betrieb","ADM Hamburg Aktiengesellschaft","GT3","2008-10-15","GuD",0.37730000000000002,4.4108999999999998,167.58693347468855]
[null,null,"Ja","SEE972598164399","In Betrieb","ADM Hamburg Aktiengesellschaft","Dampfturbine","2009-04-02","GuD",0.37730000000000002,1.7747999999999999,167.58693347468855]
[null,null,"Ja","SEE972612434835","In Betrieb","Südzucker AG","Dampfturbine V Südzucker Zeitz","2016-12-23","GuD",0.37730000000000002,4.9076700000000004,167.58693347468855]
[null,null,"Ja","SEE975217906967","In Betrieb","ADM Hamburg Aktiengesellschaft","GT4","2013-02-05","GuD",0.37730000000000002,4.81806,167.58693347468855]
[null,null,"Ja","SEE991299080678","In Betrieb","ADM Hamburg Aktiengesellschaft","GT2","2013-07-10","GuD",0.37730000000000002,4.81806,167.58693347468855]
[null,null,"Ja","SEE910951087138","In Betrieb","MM Neuss GmbH","MM Neuss GmbH GT1","1992-07-01","GuD",0.37619999999999998,4.1760000000000002,168.07256778309409]
[null,null,"Ja","SEE957488519732","In Betrieb","MM Neuss GmbH","MM Neuss GmbH DT","1971-01-01","GuD",0.37619999999999998,8.2650000000000006,168.07256778309409]
[null,null,"Ja","SEE900100287427","In Betrieb","Grace GmbH","GT2","1991-08-27","GuD",0.37509999999999999,5.5766999999999998,168.56105038656358]
[null,null,"Ja","SEE924235173530","In Betrieb","Grace GmbH","GT1","1991-08-27","GuD",0.37509999999999999,5.5766999999999998,168.56105038656358]
[null,null,"Ja","SEE903702464654","In Betrieb","Papier- u. Kartonfabrik Varel GmbH & Co. KG","PKV Dampfsammelschienen-KWK-Anlage Generator / Turbine GT 5","1989-01-01","GuD",0.37290000000000001,4.5570600000000008,169.54666130329846]
[null,null,"Ja","SEE927766801477","In Betrieb","Papier- u. Kartonfabrik Varel GmbH & Co. KG","PKV Dampfsammelschienen-KWK-Anlage Generator / Turbine DT 11","1965-08-25","GuD",0.37290000000000001,3.1728899999999998,169.54666130329846]
[null,null,"Ja","SEE953784241926","In Betrieb","Papier- u. Kartonfabrik Varel GmbH & Co. KG","PKV Dampfsammelschienen-KWK-Anlage Generator / Turbine DT 9","2011-09-09","GuD",0.37290000000000001,11.45529,169.54666130329846]
[null,null,"Ja","SEE957723162266","In Betrieb","SWK Stadtwerke Kaiserslautern Versorgungs-AG","HKW Karcherstraße","1900-01-01","GuD",0.37290000000000001,52.025999999999996,169.54666130329846]
[null,null,"Ja","SEE961202959384","In Betrieb","Papier- u. Kartonfabrik Varel GmbH & Co. KG","PKV Dampfsammelschienen-KWK-Anlage Generator / Turbine GT 8b","2007-06-29","GuD",0.37290000000000001,5.3304900000000002,169.54666130329846]
[null,null,"Ja","SEE980976424690","In Betrieb","Papier- u. Kartonfabrik Varel GmbH & Co. KG","PKV Dampfsammelschienen-KWK-Anlage Generator/ Turbine GT 6","2003-06-01","GuD",0.37290000000000001,6.66594,169.54666130329846]
[null,null,"Ja","SEE987913244618","In Betrieb","Papier- u. Kartonfabrik Varel GmbH & Co. KG","PKV Dampfsammelschienen-KWK-Anlage Generator / Turbine DT 7","2003-06-01","GuD",0.37290000000000001,10.46175,169.54666130329846]
[null,null,"Ja","SEE995754822537","In Betrieb","Papier- u. Kartonfabrik Varel GmbH & Co. KG","PKV Dampfsammelschienen-KWK-Anlage Generator / Turbine GT 8a","2007-06-29","GuD",0.37290000000000001,5.3304900000000002,169.54666130329846]
[null,null,"Ja","SEE997216629753","In Betrieb","Papier- u. Kartonfabrik Varel GmbH & Co. KG","PKV Dampfsammelschienen-KWK-Anlage Generator / Turbine DT 13","1973-03-29","GuD",0.37290000000000001,6.1430699999999998,169.54666130329846]
[null,null,"Ja","SEE906061539261","In Betrieb","Universität Stuttgart","HKW Pfaffenwald, Generator 42","1988-01-01","GuD",0.37180000000000002,4.2629999999999999,170.04384077460998]
[null,null,"Ja","SEE961687984079","In Betrieb","Universität Stuttgart","HKW Pfaffenwald, Generator 41","1988-01-01","GuD",0.37180000000000002,4.2629999999999999,170.04384077460998]
[null,null,"Ja","SEE963192915654","In Betrieb","Universität Stuttgart","HKW Pfaffenwald, Generator 43","1963-01-01","GuD",0.37180000000000002,2.0880000000000001,170.04384077460998]
[null,null,"Ja","SEE982127973149","In Betrieb","Städtische Werke Energie + Wärme GmbH","Kombi-HKW GT2","2005-12-05","GuD",0.37180000000000002,27.1005,170.04384077460998]
[null,null,"Ja","SEE994210380116","In Betrieb","Städtische Werke Energie + Wärme GmbH","Kombi-HKW DT","1988-07-18","GuD",0.37180000000000002,8.4911999999999992,170.04384077460998]
[null,null,"Ja","SEE974045584156","In Betrieb","EGGER Holzwerkstoffe Brilon GmbH & Co. KG","GT6","1998-06-01","Gasturbine",0.36959999999999998,4.3499999999999996,170.5470779220779]
[null,null,"Ja","SEE975248607116","In Betrieb","LEIPA Georg Leinfelder GmbH","Dampfturbine GWK Kuhheide 34","2005-09-01","GuD",0.37,4.0890000000000004,170.86378378378379]
[null,null,"Ja","SEE980608407671","In Betrieb","N-ERGIE Kraftwerke GmbH","HKW Sandreuth (DT1)","2010-01-05","GuD",0.37,13.568519999999999,170.86378378378379]
[null,null,"Ja","SEE905229048430","In Betrieb","EGGER Holzwerkstoffe Brilon GmbH & Co. KG","GT8","1998-06-01","GuD",0.36959999999999998,4.3499999999999996,171.0470779220779]
[null,null,"Ja","SEE964447287038","In Betrieb","Stadtwerke Greifswald GmbH","HKW Gasturbine 2","1996-01-01","GuD",0.36959999999999998,4.2577800000000003,171.0470779220779]
[null,null,"Ja","SEE971914041024","In Betrieb","Basell Polyolefine GmbH","Gasturbine Basell Wesseling","1996-07-03","GuD",0.36959999999999998,45.152999999999999,171.0470779220779]
[null,null,"Ja","SEE940039139749","In Betrieb","Stadtwerke Karlsruhe GmbH","SW Karlsruhe Heizkraftwerk West Generator 3","1984-02-01","GuD",0.3674,28.71,172.06232988568317]
[null,null,"Ja","SEE901120268069","befristete Strommarktrückkehr","Evonik Operations GmbH","Kraftwerk I, GT11","1942-02-22","Steinkohle",0.27,14.719999999999999,172.96740740740742]
[null,null,"Ja","SEE952266131625","befristete Strommarktrückkehr","Evonik Operations GmbH","Kraftwerk I, KT13","1949-12-16","Steinkohle",0.27,16.411200000000001,172.96740740740742]
[null,null,"Ja","SEE953373967701","befristete Strommarktrückkehr","Evonik Operations GmbH","Kraftwerk I, GT9","1941-06-13","Steinkohle",0.27,12.600000000000001,172.96740740740742]
[null,null,"Ja","SEE991559435767","befristete Strommarktrückkehr","Evonik Operations GmbH","Kraftwerk I, KT5","1940-08-12","Steinkohle",0.27,12.510400000000001,172.96740740740742]
[null,null,"Ja","SEE993408840296","befristete Strommarktrückkehr","Evonik Operations GmbH","Kraftwerk I, EKT16","1972-12-15","Steinkohle",0.27,36.792000000000002,172.96740740740742]
[null,null,"Ja","SEE993836152862","befristete Strommarktrückkehr","Evonik Operations GmbH","Kraftwerk I, KT7","1941-11-04","Steinkohle",0.27,14.057600000000001,172.96740740740742]
[null,null,"Ja","SEE925631744058","In Betrieb","Papierfabrik Adolf Jass GmbH & Co. KG","G20","1982-03-30","GuD",0.36520000000000002,6.5093399999999999,173.08981380065714]
[null,null,"Ja","SEE968234156613","In Betrieb","Currenta GmbH & Co. OHG","LEV KWX G20","1981-03-01","GuD",0.36409999999999998,21.75,173.60821202966218]
[null,null,"Ja","SEE997242656822","In Betrieb","SWE Energie GmbH","GT 3","2014-09-26","GuD",0.36399999999999999,28.71,173.65549450549452]
[null,null,"Ja","SEE903050601572","In Betrieb","Wacker Chemie AG","Turbine/Generator 9","1987-01-01","GuD",0.3619,11.744999999999999,174.65446255871785]
[null,null,"Ja","SEE913556136355","In Betrieb","Evonik Operations GmbH","Rheinfelden Dampfturbine","2006-01-01","GuD",0.3619,5.5941000000000001,174.65446255871785]
[null,null,"Ja","SEE921503407342","In Betrieb","Wacker Chemie AG","Turbine/Generator 10","2014-07-17","GuD",0.3619,32.712000000000003,174.65446255871785]
[null,null,"Ja","SEE929198153032","In Betrieb","Evonik Operations GmbH","Rheinfelden Gasturbine","1979-08-13","GuD",0.3619,8.0474999999999994,174.65446255871785]
[null,null,"Ja","SEE956085205437","In Betrieb","Wacker Chemie AG","Turbine/Generator 8","1979-05-14","GuD",0.3619,39.845999999999997,174.65446255871785]
[null,null,"Ja","SEE945038569870","In Betrieb","Sappi Ehingen GmbH","Turbinengenerator4-SiemensT5471","1977-07-01","GuD",0.35970000000000002,2.9579999999999997,175.71351125938281]
[null,null,"Ja","SEE985796237000","In Betrieb","Stadtwerke Bielefeld GmbH","HKW Schildescher Str GT","1977-05-20","GuD",0.35970000000000002,20.445,175.71351125938281]
[null,null,"Ja","SEE982512881400","In Betrieb","Stadtwerke Augsburg Energie GmbH","HKW, Dampfturbine 2","1976-12-15","GuD",0.35859999999999997,17.747999999999998,176.24790853318461]
[null,null,"Ja","SEE926090463146","In Betrieb","Vattenfall Wärme Berlin AG","HKW Charlottenburg Gasturbine 4","1976-02-03","GuD",0.35749999999999998,62.64,176.7855944055944]
[null,null,"Ja","SEE962934119541","In Betrieb","Vattenfall Wärme Berlin AG","HKW Charlottenburg Gasturbine 5","1976-08-20","GuD",0.35749999999999998,62.64,176.7855944055944]
[null,null,"Ja","SEE910102553963","In Betrieb","Rain Carbon Germany GmbH","Gasturbinenanlage Castrop-Rauxel","1992-06-15","GuD",0.35659999999999997,8.6999999999999993,177.2279865395401]
[null,null,"Ja","SEE950309975076","In Betrieb","K+S Minerals and Agriculture GmbH","Kraftwerk SI DT3","1997-07-02","GuD",0.35639999999999999,6.5250000000000004,177.32659932659934]
[null,null,"Ja","SEE933709962471","In Betrieb","BTB Blockheizkraftwerks-, Träger- und Betreibergesellschaft","Gasturbine Adlershof","1996-11-01","Gasturbine",0.35399999999999998,3.9567600000000001,178.01864406779663]
[null,null,"Ja","SEE972969049737","In Betrieb","K+S Minerals and Agriculture GmbH","KW ZI GT 1","1995-07-02","Gasturbine",0.35399999999999998,4.4108999999999998,178.01864406779663]
[null,null,"Ja",null,"In Betrieb","Nicht-EEG-Anlagen < 10 MW",null,null,"Gasturbine",0.35399999999999998,3728.0505806999977,178.01864406779663]
[null,null,"Ja","SEE908238702164","In Betrieb","Bayer AG Berlin","Turboeinheit 1 Dampfturbine 60 t Gen 10 MW","1973-06-01","GuD",0.35420000000000001,8.1780000000000008,178.41869000564651]
[null,null,"Ja","SEE971801168636","In Betrieb","Bayer AG Berlin","Turboeinheit 2 Dampfturbine 40 t Gen 6 MW","1973-06-01","GuD",0.35420000000000001,4.9590000000000005,178.41869000564651]
[null,null,"Ja","SEE922153723905","In Betrieb","Energieversorgung Oberhausen","Heizkraftwerk I","1971-01-20","GuD",0.35310000000000002,18.6615,178.96983857264229]
[null,null,"Ja","SEE917033307511","In Betrieb","Currenta GmbH & Co. OHG","UER N230 VST4","1967-07-03","GuD",0.35249999999999998,11.571,179.27191489361704]
[null,null,"Ja","SEE980525088564","In Betrieb","Currenta GmbH & Co. OHG","UER N230 NST3","1971-01-15","GuD",0.35249999999999998,28.014000000000003,179.27191489361704]
[null,null,"Ja","SEE993301547841","In Betrieb","Currenta GmbH & Co. OHG","UER N230 NST4","1967-07-03","GuD",0.35249999999999998,25.23,179.27191489361704]
[null,null,"Ja","SEE914931712744","In Betrieb","EnBW Contracting GmbH","HK_001_Industrieheizkraftwerk-Walsrode_BHKW-GM1","2019-01-01","GuD",0.35089999999999999,2.7840000000000003,180.08250213736108]
[null,null,"Ja","SEE955802157592","In Betrieb","EnBW Contracting GmbH","HK_001_Industrieheizkraftwerk-Walsrode_BHKW-GM2","2019-01-01","GuD",0.35089999999999999,2.7840000000000003,180.08250213736108]
[null,null,"Ja","SEE960507530304","In Betrieb","Universität Stuttgart","HKW Pfaffenwald, Generator 50","1969-01-01","GuD",0.35089999999999999,9.8310000000000013,180.08250213736108]
[null,null,"Ja","SEE963301495572","In Betrieb","EnBW Contracting GmbH","HK_001_Industrieheizkraftwerk-Walsrode_GT6","2004-06-01","GuD",0.35089999999999999,5.5244999999999997,180.08250213736108]
[null,null,"Ja","SEE901516014812","In Betrieb","Smurfit Kappa Herzberg Solid Board GmbH","Dampfturbine 1","1955-01-01","GuD",0.35,2.2968000000000002,180.54171428571431]
[null,null,"Ja","SEE908658611688","In Betrieb","H&R Chemisch Pharmazeutische Spezialitäten GmbH","HuR-IKW-G4","1977-01-14","GuD",0.35,5.2373999999999992,180.54171428571431]
[null,null,"Ja","SEE911507913505","In Betrieb","Kelheim Fibres GmbH","Turbine 2","1990-07-18","GuD",0.35,2.3681399999999999,180.54171428571431]
[null,null,"Ja","SEE931044787582","In Betrieb","Nordzucker AG Werk Schladen","Generator 3","1978-09-01","GuD",0.35,2.61,180.54171428571431]
[null,null,"Ja","SEE935809614632","In Betrieb","Infraserv GmbH & Co. Höchst KG","IPH Strom GT4","1956-01-01","GuD",0.35,5.35311,180.54171428571431]
[null,null,"Ja","SEE948869114622","In Betrieb","Gebr. Lang GmbH Papierfabrik","Turbosatz 4","1999-12-17","GuD",0.35,5.7510393000000004,180.54171428571431]
[null,null,"Ja","SEE980794086872","In Betrieb","Nordzucker AG Werk Schladen","Generator 4","1978-09-01","GuD",0.35,7.3949999999999996,180.54171428571431]
[null,null,"Ja","SEE994477053693","In Betrieb","Gebr. Lang GmbH Papierfabrik","Turbosatz 3","1985-02-14","GuD",0.35,4.2029700000000005,180.54171428571431]
[null,null,"Ja","SEE994422897143","In Betrieb","Universität Stuttgart","HKW Pfaffenwald, Generator 60","1968-01-01","GuD",0.3498,10.092000000000001,180.64408233276157]
[null,null,"Ja","SEE953718174887","In Betrieb","Allgäuer Überlandwerk GmbH","Spitzenlastkraftwerk Veits Gasturbine","1988-06-29","Gasturbine",0.3488,17.399999999999999,180.65768348623854]
[null,null,"Ja","SEE958518628752","In Betrieb","Stadtwerke Bielefeld GmbH","HKW Schildescher Straße DT 3","1966-12-01","GuD",0.34760000000000002,17.399999999999999,181.77790563866512]
[null,null,"Ja","SEE995462815548","In Betrieb","Stadtwerke Bielefeld GmbH","HKW Schildescher Straße DT 4","1966-12-01","GuD",0.34760000000000002,24.794999999999998,181.77790563866512]
[null,null,"Ja","SEE940616845582","In Betrieb","BENEO-Palatinit GmbH","Gasturbine Beneo-Palatinit Offstein","1993-08-01","Gasturbine",0.34210000000000002,4.2978000000000005,184.17626425021922]
[null,null,"Ja","SEE952058615067","In Betrieb","Solvay Chemicals GmbH","Solvay Rb TA1","1996-12-31","GuD",0.34210000000000002,46.98,184.67626425021922]
[null,null,"Ja","SEE969051180959","In Betrieb","Südzucker AG","Dampfturbine I Südzucker Offstein","1981-01-01","GuD",0.34210000000000002,10.521084000000002,184.67626425021922]
[null,null,"Ja","SEE900341307519","In Betrieb","Venator Germany GmbH","HKW Venator Germany","1960-05-20","GuD",0.34100000000000003,7.7430000000000003,185.26715542521993]
[null,null,"Ja","SEE936262825863","In Betrieb","thyssenkrupp Steel Europe AG","Ruhrort 4","1969-01-01","GuD",0.34100000000000003,143.28899999999999,185.26715542521993]
[null,null,"Ja","SEE949799257847","In Betrieb","thyssenkrupp Steel Europe AG","Ruhrort 3","1963-01-01","GuD",0.34100000000000003,81.78,185.26715542521993]
[null,null,"Ja","SEE964242179781","In Betrieb","RWE Generation SE","Gersteinwerk K","1984-06-01","Gasturbine",0.33839999999999998,97.44,186.1790780141844]
[null,null,"Ja","SEE986331287955","In Betrieb","RWE Power AG","Fab Berrenrath","1992-02-28","Braunkohle",0.20080000000000001,85.26,187.34940239043823]
[null,null,"Ja","SEE930751125922","In Betrieb","Nordzucker AG Werk Nordstemmen","Generator 2","1993-11-23","GuD",0.33329999999999999,11.31,189.51260126012602]
[null,null,"Ja","SEE948481095354","In Betrieb","Nordzucker AG Werk Nordstemmen","Generator 1","1988-09-28","GuD",0.33329999999999999,11.31,189.51260126012602]
[null,null,"Ja","SEE904364883227","In Betrieb","Röhm GmbH","KonTu","2012-03-12","GuD",0.33,6.0030000000000001,191.39272727272726]
[null,null,"Ja","SEE912020488365","In Betrieb","thyssenkrupp Steel Europe AG","Ruhrort 2","1955-01-01","GuD",0.33,51.852000000000004,191.39272727272726]
[null,null,"Ja","SEE912994271871","In Betrieb","thyssenkrupp Steel Europe AG","Hamborn 3","1958-01-01","GuD",0.33,51.852000000000004,191.39272727272726]
[null,null,"Ja","SEE918857857947","In Betrieb","Technische Werke Ludwigshafen am Rhein","FHKW GT4","1995-08-26","GuD",0.33,3.8186649000000004,191.39272727272726]
[null,null,"Ja","SEE945462188876","In Betrieb","Currenta GmbH & Co. OHG","LEV KWG G19","1971-09-10","GuD",0.33,23.898899999999998,191.39272727272726]
[null,null,"Ja","SEE956884287917","In Betrieb","Röhm GmbH","Generator 2","1990-11-20","GuD",0.33,10.353,191.39272727272726]
[null,null,"Ja","SEE987512757786","In Betrieb","ArcelorMittal Eisenhüttenstadt GmbH","IKW GuD Block","1954-01-01","GuD",0.33,53.591999999999999,191.39272727272726]
[null,null,"Ja","SEE990015251552","In Betrieb","DS Smith Paper Deutschland GmbH","ABR990388771138","1975-07-01","GuD",0.33,11.136000000000001,191.39272727272726]
[null,null,"Ja","SEE945580171361","befristete Strommarktrückkehr","Henkel AG & Co. KGaA","F13G5","1980-01-01","GuD",0.32779999999999998,15.66,192.66717510677242]
[null,null,"Ja","SEE949722134498","In Betrieb","Henkel AG & Co. KGaA","F03G2","1965-01-01","GuD",0.32779999999999998,10.335600000000001,192.66717510677242]
[null,null,"Ja","SEE952807166543","In Betrieb","Henkel AG & Co. KGaA","F03G3","1965-01-01","GuD",0.32779999999999998,10.335600000000001,192.66717510677242]
[null,null,"Ja","SEE956631893736","In Betrieb","Henkel AG & Co. KGaA","F03G1","1963-01-01","GuD",0.32779999999999998,7.83,192.66717510677242]
[null,null,"Ja","SEE964215288830","In Betrieb","Henkel AG & Co. KGaA","Gasturbine","2012-02-24","GuD",0.32779999999999998,7.4819999999999993,192.66717510677242]
[null,null,"Ja","SEE992491089179","In Betrieb","Henkel AG & Co. KGaA","F18BHKW","2016-07-22","GuD",0.32779999999999998,1.7121599999999999,192.66717510677242]
[null,null,"Ja","SEE902796244388","In Betrieb","Sappi Alfeld","Turbine 4","1970-09-21","GuD",0.32669999999999999,9.57,193.31083562901745]
[null,null,"Ja","SEE932235962276","In Betrieb","Airbus Operations","BHKW 2 Modul 2","2013-02-28","GuD",0.32500000000000001,3.5835299999999997,194.31415384615383]
[null,null,"Ja","SEE955526290162","In Betrieb","Karlsruher Institut für Technologie","KIT_CN_BHKW_266_MPP2","2016-12-12","GuD",0.32500000000000001,3.8558400000000002,194.31415384615383]
[null,null,"Ja","SEE979557573551","In Betrieb","Karlsruher Institut für Technologie","KIT_CN_BHKW_612","2016-12-05","GuD",0.32500000000000001,1.7225999999999999,194.31415384615383]
[null,null,"Ja","SEE985657410085","In Betrieb","Karlsruher Institut für Technologie","KIT_CN_BHKW_266_MPP1","2016-12-16","GuD",0.32500000000000001,3.8558400000000002,194.31415384615383]
[null,null,"Ja","SEE988467810380","In Betrieb","Karlsruher Institut für Technologie","KIT_CN_BHKW_255","2011-04-14","GuD",0.32500000000000001,1.7225999999999999,194.31415384615383]
[null,null,"Ja","SEE904161631090","In Betrieb","EnBW Energie Baden-Württemberg AG","Heizkraftwerk Altbach/Deizisau GT C","1975-09-01","Gasturbine",0.315,70.47,199.93523809523808]
[null,null,"Ja","SEE972458947407","In Betrieb","Stadtwerke Düsseldorf AG","SWD KWL GTE2","1975-02-21","Gasturbine",0.315,56.289000000000001,199.93523809523808]
[null,null,"Ja","SEE973793127974","In Betrieb","ArcelorMittal Bremen GmbH","KW Mittelsbüren Block 4","1975-12-15","GuD",0.315,139.19999999999999,200.43523809523808]
[null,null,"Ja","SEE900040609433","In Betrieb","R.D.M. Arnsberg GmbH","SSW-NT","1957-02-27","Steinkohle",0.23250000000000001,4.9119999999999999,200.65569892473115]
[null,null,"Ja","SEE909339504022","In Betrieb","R.D.M. Arnsberg GmbH","SSW-VT","1957-02-27","Steinkohle",0.23250000000000001,4.9119999999999999,200.65569892473115]
[null,null,"Ja","SEE993385162510","In Betrieb","R.D.M. Arnsberg GmbH","BVI-NT","1957-02-27","Steinkohle",0.23250000000000001,4.6288,200.65569892473115]
[null,null,"Ja","SEE989503748513","In Betrieb","Stadtwerke Düsseldorf AG","SWD KWL GTE1","1974-11-19","Gasturbine",0.31240000000000001,58.029000000000003,201.59090909090907]
[null,null,"Ja","SEE950041295098","In Betrieb","Hamburger Energiewerke GmbH","GTKW Wedel","1972-07-23","Öl",0.55000000000000004,43.35,202.55999999999997]
[null,null,"Ja","SEE963975943188","In Betrieb","EnBW Energie Baden-Württemberg AG","Heizkraftwerk Altbach/Deizisau GT B","1973-11-01","Gasturbine",0.30980000000000002,49.589999999999996,203.27437056165266]
[null,null,"Ja","SEE971282697380","In Betrieb","EnBW Energie Baden-Württemberg AG","Heizkraftwerk Altbach/Deizisau Block 4 GT A (solo)","1971-09-01","Gasturbine",0.30459999999999998,39.15,206.72751149047932]
[null,null,"Ja","SEE963817764100","In Betrieb","Braunschweiger Versorgungs-AG & Co. KG","HKW Nord GT","1990-12-18","GuD",0.28899999999999998,21.75,218.3325259515571]
[null,null,"Ja","SEE918056935682","In Betrieb","Evonik Operations GmbH","Kraftwerk III, DT310","1973-08-01","GuD",0.27,30.841500000000003,233.59111111111108]
[null,null,"Ja","SEE997526539162","In Betrieb","Energieservice Westfalen Weser GmbH","Kraftwerk-Kirchlengern_GT2","1973-06-06","Öl",0.45450000000000002,16.149999999999999,244.91199119911991]
[null,null,"Ja","SEE902418917676","In Betrieb","Henkel AG & Co. KGaA","Z39NEA","2004-01-01","Öl",0.442,1.19,251.80995475113122]
[null,null,"Ja","SEE910471578864","In Betrieb","Stadtwerke Würzburg AG","Heizkraftwerk an der Friedensbrücke DampfturbineII","1993-10-26","GuD",0.25,21.75,252.15839999999997]
[null,null,"Ja","SEE972526098451","In Betrieb","Stadtwerke Würzburg AG","Heizkraftwerk an der Friedensbrücke DampfturbineIII","1971-10-08","GuD",0.25,20.010000000000002,252.15839999999997]
[null,null,"Ja","SEE900452778307","In Betrieb","Salzgitter Flachstahl GmbH","GGT HO B","2012-04-15","Sonstige",0.4,6.9699999999999989,263.43599999999998]
[null,null,"Ja","SEE931652054403","In Betrieb","Infraserv GmbH & Co. Höchst KG","IPH Strom GT2","2011-10-12","Sonstige",0.4,3.57,263.43599999999998]
[null,null,"Ja","SEE943210695102","In Betrieb","Volkswagen AG","DT30 GuD Süd Wolfsburg","2021-12-27","Sonstige",0.4,30.770000000000003,263.43599999999998]
[null,null,"Ja","SEE988071059649","In Betrieb","BASF SE","V159 ET","2013-06-14","Sonstige",0.4,1.9124999999999999,263.43599999999998]
[null,null,"Ja","SEE998623498277","In Betrieb","InfraLeuna GmbH","DT3","2022-07-25","Sonstige",0.4,20.314999999999998,263.43599999999998]
[null,null,"Ja","SEE900957573537","In Betrieb","InfraLeuna GmbH","KT1","2010-04-30","Sonstige",0.39600000000000002,17,266.08686868686868]
[null,null,"Ja","SEE956943312185","In Betrieb","BASF SE","A718 KT9","2008-04-30","Sonstige",0.39600000000000002,38.674999999999997,266.08686868686868]
[null,null,"Ja","SEE906899424722","In Betrieb","BASF SE","S300 NT7","2001-11-21","Sonstige",0.38500000000000001,20.399999999999999,273.6607792207792]
[null,null,"Ja","SEE910877433255","In Betrieb","ExxonMobil Production Deutschland GmbH","Expansionsturbinen S2","1992-01-01","Sonstige",0.38500000000000001,1.02,273.6607792207792]
[null,null,"Ja","SEE916689752430","In Betrieb","BASF SE","N822 GE2","1991-01-01","Sonstige",0.38500000000000001,2.2524999999999999,273.6607792207792]
[null,null,"Ja","SEE923597137761","In Betrieb","Sasol Germany GmbH","DT1","1993-01-15","Sonstige",0.38500000000000001,1.1134999999999999,273.6607792207792]
[null,null,"Ja","SEE956217502250","In Betrieb","Salzgitter Flachstahl GmbH","GGT HO A","1998-08-15","Sonstige",0.38500000000000001,6.8,273.6607792207792]
[null,null,"Ja","SEE974889284021","In Betrieb","ExxonMobil Production Deutschland GmbH","Expansionsturbinen S","1992-01-01","Sonstige",0.38500000000000001,1.02,273.6607792207792]
[null,null,"Ja","SEE974910236807","In Betrieb","BASF SE","N822 GE1","1991-01-01","Sonstige",0.38500000000000001,2.2524999999999999,273.6607792207792]
[null,null,"Ja","SEE975925776395","In Betrieb","Klingele Paper Weener SE & Co. KG","GDT","2008-10-10","Sonstige",0.38500000000000001,2.1165000000000003,273.6607792207792]
[null,null,"Ja","SEE978267393503","In Betrieb","Hamburger Stadtentwässerung","VERA Dampfturbine","1997-11-26","Sonstige",0.38500000000000001,3.06,273.6607792207792]
[null,null,"Ja","SEE985651122366","In Betrieb","AIR LIQUIDE Deutschland GmbH","Oberhausen - Entspannungsturbine","2005-01-01","Sonstige",0.38500000000000001,0.97749999999999992,273.6607792207792]
[null,null,"Ja","SEE988296656760","In Betrieb","Südzucker AG","Dampfturbine III Südzucker Plattling","2001-05-01","Sonstige",0.38500000000000001,6.5662499999999993,273.6607792207792]
[null,null,"Ja","SEE991050894971","In Betrieb","InfraLeuna GmbH","EKT","2000-02-14","Sonstige",0.38500000000000001,11.9,273.6607792207792]
[null,null,"Ja","SEE904455926604","In Betrieb","Maxauer Papierfarbik GmbH","Turbine 4","2010-10-27","Sonstige",0.38,34,277.24842105263156]
[null,null,"Ja","SEE949133098242","In Betrieb","Maxauer Papierfarbik GmbH","Turbine 7","1968-01-01","Sonstige",0.38,15.299999999999999,277.24842105263156]
[null,null,"Ja","SEE980046698020","In Betrieb","Maxauer Papierfarbik GmbH","Turbine 5","2020-08-20","Sonstige",0.38,45.9,277.24842105263156]
[null,null,"Ja","SEE901935169124","In Betrieb","Salzgitter Flachstahl GmbH","SSD2","2013-11-12","Öl",0.4,2.1063000000000001,278.14499999999998]
[null,null,"Ja","SEE923340224045","In Betrieb","SWN Stadtwerke Neumünster GmbH","D4","2021-01-18","Öl",0.4,1.4841,278.14499999999998]
[null,null,"Ja","SEE923485223774","In Betrieb","STEAG Power GmbH","Fenne MKV Gasturbine","1982-08-01","Öl",0.4,29.631,278.14499999999998]
[null,null,"Ja","SEE948375642084","In Betrieb","Salzgitter Flachstahl GmbH","SSD1","2013-11-05","Öl",0.4,2.1063000000000001,278.14499999999998]
[null,null,"Ja","SEE982082292286","In Betrieb","Salzgitter Flachstahl GmbH","SSD3","2013-11-20","Öl",0.4,2.1063000000000001,278.14499999999998]
[null,null,"Ja","SEE976944273018","In Betrieb","Daimler Truck AG","Rollenprüfstand 1, Gebäude 38","2019-09-18","Öl",0.39929999999999999,1.1560000000000001,278.63085399449039]
[null,null,"Ja","SEE918541277334","In Betrieb","RhönEnergie Fulda GmbH","Kraftwerk Fulda Aggregat 3C","2010-01-01","Öl",0.39710000000000001,2.3459999999999996,280.1689750692521]
[null,null,"Ja","SEE918548652318","In Betrieb","RhönEnergie Fulda GmbH","Kraftwerk Fulda Aggregat 1","2010-01-01","Öl",0.39710000000000001,3.06,280.1689750692521]
[null,null,"Ja","SEE943750140889","In Betrieb","PCK Raffinerie GmbH","4MKA","2011-09-04","Öl",0.39710000000000001,50.15,280.1689750692521]
[null,null,"Ja","SEE959614237596","In Betrieb","RhönEnergie Fulda GmbH","Kraftwerk Fulda Aggregat 4B","2011-12-12","Öl",0.39710000000000001,2.3459999999999996,280.1689750692521]
[null,null,"Ja","SEE967464788519","In Betrieb","RhönEnergie Fulda GmbH","Kraftwerk Fulda Aggregat 4A","2011-12-12","Öl",0.39710000000000001,2.3459999999999996,280.1689750692521]
[null,null,"Ja","SEE970444408703","In Betrieb","RhönEnergie Fulda GmbH","Kraftwerk Fulda Aggregat 3B","2010-01-01","Öl",0.39710000000000001,2.3459999999999996,280.1689750692521]
[null,null,"Ja","SEE976995281321","In Betrieb","RhönEnergie Fulda GmbH","Kraftwerk Fulda Aggregat 3A","2010-01-01","Öl",0.39710000000000001,2.3459999999999996,280.1689750692521]
[null,null,"Ja","SEE978426302629","In Betrieb","RhönEnergie Fulda GmbH","Kraftwerk Fulda Aggregat 2","2010-01-01","Öl",0.39710000000000001,5.3464999999999998,280.1689750692521]
[null,null,"Ja","SEE982248430859","In Betrieb","RhönEnergie Fulda GmbH","Kraftwerk Fulda Aggregat 5","2010-01-01","Öl",0.39710000000000001,0.95200000000000007,280.1689750692521]
[null,null,"Ja","SEE904887370686","In Betrieb","InfraLeuna GmbH","DT1","1994-07-01","Sonstige",0.374,7.3949999999999996,281.68021390374332]
[null,null,"Ja","SEE959802115149","In Betrieb","KG Deutsche Gasrusswerke GmbH u Co","DGW TG 10","1983-12-01","Sonstige",0.37,7.1051500000000001,284.71459459459459]
[null,null,"Ja","SEE997020557907","In Betrieb","KG Deutsche Gasrusswerke GmbH u Co","DGW TG 15","1989-12-01","Sonstige",0.37,14.1236,284.71459459459459]
[null,null,"Ja","SEE982928435068","In Betrieb","Vattenfall Wärme Berlin AG","GuD Marzahn Dampfturbine","2020-05-07","Sonstige",0.36499999999999999,58.904999999999994,288.60109589041099]
[null,null,"Ja","SEE954086855965","In Betrieb","PCK Raffinerie GmbH","1MKA","1998-06-04","Öl",0.38279999999999997,90.1,290.59770114942529]
[null,null,"Ja","SEE995943794058","In Betrieb","PCK Raffinerie GmbH","2MKA","1998-06-04","Öl",0.38279999999999997,90.1,290.59770114942529]
[null,null,"Ja","SEE986145450682","In Betrieb","Kreis Weseler Abfallgesellschaft mbH & Co.KG","Notstromdiesel","1997-01-01","Öl",0.38169999999999998,4.08,291.43227665706053]
[null,null,"Ja","SEE909297051026","In Betrieb","BP Europa SE","GT2","1996-12-06","Öl",0.38059999999999999,19.294999999999998,292.27167630057806]
[null,null,"Ja","SEE950981928360","In Betrieb","BP Europa SE","TG4","1996-12-06","Öl",0.38059999999999999,9.2650000000000006,292.27167630057806]
[null,null,"Ja","SEE967441234602","In Betrieb","BP Europa SE","GT1","1996-12-06","Öl",0.38059999999999999,19.04,292.27167630057806]
[null,null,"Ja","SEE905714982744","In Betrieb","GKS-Gemeinschaftskraftwerk Schweinfurt GmbH","VMA 2","1997-07-23","Öl",0.38,3.4849999999999994,292.7315789473684]
[null,null,"Ja","SEE912935247576","In Betrieb","TotalEnergies Raffinerie Mitteldeutschland GmbH","Raffineriekraftwerk Leuna MDT","1997-01-01","Öl",0.38,28.389999999999997,292.7315789473684]
[null,null,"Ja","SEE920556442270","In Betrieb","BASF SE","NSD-102","1988-05-12","Öl",0.38,4.1437499999999998,292.7315789473684]
[null,null,"Ja","SEE922559384908","In Betrieb","BASF SE","NSD-101","1988-05-12","Öl",0.38,4.1437499999999998,292.7315789473684]
[null,null,"Ja","SEE961021885321","In Betrieb","SWN Stadtwerke Neumünster GmbH","D3","1986-01-01","Öl",0.38,4.6749999999999998,292.7315789473684]
[null,null,"Ja","SEE969775213346","In Betrieb","Shell Deutschland GmbH","Shell Energy and Chemicals Park, Kraftwerk Godorf","2016-01-01","Öl",0.38,78.2,292.7315789473684]
[null,null,"Ja","SEE970928898099","In Betrieb","GKS-Gemeinschaftskraftwerk Schweinfurt GmbH","VMA 1","1990-04-23","Öl",0.38,3.145,292.7315789473684]
[null,null,"Ja","SEE974711013546","In Betrieb","TotalEnergies Raffinerie Mitteldeutschland GmbH","Raffineriekraftwerk Leuna NDT","1997-01-01","Öl",0.38,25.33,292.7315789473684]
[null,null,"Ja","SEE982556430190","In Betrieb","TotalEnergies Raffinerie Mitteldeutschland GmbH","Raffineriekraftwerk Leuna HDT","1997-01-01","Öl",0.38,24.905000000000001,292.7315789473684]
[null,null,"Ja","SEE902096864651","In Betrieb","Mineraloelraffinerie Oberrhein","Maschine 1","1995-06-17","Öl",0.3795,9.6050000000000004,293.1159420289855]
[null,null,"Ja","SEE907222955227","In Betrieb","envia THERM GmbH","Sermuth BHKW 3","1995-10-01","Öl",0.3795,4.8449999999999998,293.1159420289855]
[null,null,"Ja","SEE909106315790","In Betrieb","Mineraloelraffinerie Oberrhein","TG-1904","1995-06-17","Öl",0.3795,11.475,293.1159420289855]
[null,null,"Ja","SEE912912423627","In Betrieb","Mineraloelraffinerie Oberrhein","Expander","1995-06-17","Öl",0.3795,16.064999999999998,293.1159420289855]
[null,null,"Ja","SEE914187135533","In Betrieb","Mineraloelraffinerie Oberrhein","Maschine 2","1995-06-17","Öl",0.3795,9.6050000000000004,293.1159420289855]
[null,null,"Ja","SEE916030519361","In Betrieb","Mineraloelraffinerie Oberrhein","TG-1902","1995-06-17","Öl",0.3795,6.2050000000000001,293.1159420289855]
[null,null,"Ja","SEE926900618322","In Betrieb","envia THERM GmbH","Sermuth BHKW 1","1995-10-01","Öl",0.3795,4.8449999999999998,293.1159420289855]
[null,null,"Ja","SEE929776487108","In Betrieb","envia THERM GmbH","Sermuth BHKW 2","1995-10-01","Öl",0.3795,4.8449999999999998,293.1159420289855]
[null,null,"Ja","SEE937538401125","In Betrieb","Mineraloelraffinerie Oberrhein","Maschine 3","1995-06-17","Öl",0.3795,10.795,293.1159420289855]
[null,null,"Ja","SEE955482235511","In Betrieb","Mineraloelraffinerie Oberrhein","Maschine 4","1995-06-17","Öl",0.3795,10.795,293.1159420289855]
[null,null,"Ja","SEE974206815730","In Betrieb","Mineraloelraffinerie Oberrhein","TG-1901","1995-06-17","Öl",0.3795,6.2050000000000001,293.1159420289855]
[null,null,"Ja","SEE975369197862","In Betrieb","Martinswerk GmbH","Notstromaggregat","1961-01-01","Öl",0.3795,0.64600000000000002,293.1159420289855]
[null,null,"Ja","SEE960529046555","In Betrieb","PCK Raffinerie GmbH","6MKA","1994-01-10","Öl",0.37840000000000001,29.324999999999999,293.96511627906978]
[null,null,"Ja","SEE921499316925","In Betrieb","Flughafen München GmbH","BHKW 1 - AGG5","1992-05-08","Öl",0.37619999999999998,1.292,295.67836257309943]
[null,null,"Ja","SEE942051897355","In Betrieb","Flughafen München GmbH","BHKW 1 - AGG7","1992-05-08","Öl",0.37619999999999998,1.292,295.67836257309943]
[null,null,"Ja","SEE943668244310","In Betrieb","Flughafen München GmbH","BHKW 1 - AGG4","1992-05-08","Öl",0.37619999999999998,1.292,295.67836257309943]
[null,null,"Ja","SEE945332437417","In Betrieb","Flughafen München GmbH","BHKW 1 - AGG2","1992-05-08","Öl",0.37619999999999998,1.292,295.67836257309943]
[null,null,"Ja","SEE966934929711","In Betrieb","Flughafen München GmbH","BHKW 1 - AGG6","1992-05-08","Öl",0.37619999999999998,1.292,295.67836257309943]
[null,null,"Ja","SEE973218123130","In Betrieb","Flughafen München GmbH","BHKW 1 - AGG3","1992-05-08","Öl",0.37619999999999998,1.292,295.67836257309943]
[null,null,"Ja","SEE990748250273","In Betrieb","Flughafen München GmbH","BHKW 1 - AGG1","1992-05-08","Öl",0.37619999999999998,1.292,295.67836257309943]
[null,null,"Ja","SEE990523934756","In Betrieb","Shell Deutschland GmbH","Shell Energy and Chemicals Park, Kraftwerk Wesseling, Turbine 1","1993-01-01","Öl",0.374,26.349999999999998,297.41176470588238]
[null,null,"Ja",null,"In Betrieb","Nicht-EEG-Anlagen < 10 MW",null,null,"Öl",0.374,993.25818400000003,297.41176470588238]
[null,null,"Ja","SEE902329484380","In Betrieb","Südzucker AG","Dampfturbine I Südzucker Wabern","1976-10-08","Sonstige",0.35,10.09409,300.92685714285716]
[null,null,"Ja","SEE904017020009","In Betrieb","ROGESA Roheisengesellschaft Saar mbH","ET HO5","1984-01-01","Sonstige",0.35,8.0919999999999987,300.92685714285716]
[null,null,"Ja","SEE915096178499","In Betrieb","BASF SE","W118 GTE","1972-02-15","Sonstige",0.35,1.87,300.92685714285716]
[null,null,"Ja","SEE920201147345","In Betrieb","K+S Minerals and Agriculture GmbH","Kraftwerk WI DT5","1974-01-01","Sonstige",0.35,4.25,300.92685714285716]
[null,null,"Ja","SEE925683830624","In Betrieb","Südzucker AG","Dampfturbine II Südzucker Offenau","1971-09-20","Sonstige",0.35,6.2423999999999999,300.92685714285716]
[null,null,"Ja","SEE940821413552","In Betrieb","K+S Minerals and Agriculture GmbH","Kraftwerk NE DT","1979-07-02","Sonstige",0.35,3.74,300.92685714285716]
[null,null,"Ja","SEE941850023651","In Betrieb","Südzucker AG","Dampfturbine III Südzucker Offstein","1975-01-01","Sonstige",0.35,2.20269,300.92685714285716]
[null,null,"Ja","SEE956337212497","In Betrieb","Südzucker AG","Dampfturbine I Südzucker Ochsenfurt","1978-09-01","Sonstige",0.35,11.616949999999999,300.92685714285716]
[null,null,"Ja","SEE958519166192","In Betrieb","ROGESA Roheisengesellschaft Saar mbH","ET HO4","1986-12-18","Sonstige",0.35,8.0919999999999987,300.92685714285716]
[null,null,"Ja","SEE960158091162","In Betrieb","AG der Dillinger Hüttenwerke","T3","1971-12-01","Sonstige",0.35,8.4150000000000009,300.92685714285716]
[null,null,"Ja","SEE962564048280","In Betrieb","TWS Thüringer Wärme Service GmbH","HKW Schwarza TS 5","1986-01-01","Sonstige",0.35,6.6988500000000002,300.92685714285716]
[null,null,"Ja","SEE972239033510","In Betrieb","Südzucker AG","Dampfturbine II Südzucker Wabern","1976-10-08","Sonstige",0.35,3.5176315000000002,300.92685714285716]
[null,null,"Ja","SEE985205009518","In Betrieb","Südzucker AG","Dampfturbine I Südzucker Offenau","1971-09-20","Sonstige",0.35,6.2423999999999999,300.92685714285716]
[null,null,"Ja","SEE985220684011","In Betrieb","K+S Minerals and Agriculture GmbH","Kraftwerk SI DT2","1973-07-02","Sonstige",0.35,7.9050000000000002,300.92685714285716]
[null,null,"Ja","SEE997894865399","In Betrieb","K+S Minerals and Agriculture GmbH","Kraftwerk UB DT2","1971-07-02","Sonstige",0.35,3.8249999999999997,300.92685714285716]
[null,null,"Ja","SEE998479256069","In Betrieb","Südzucker AG","Dampfturbine III Südzucker AG Ochsenfurt","1987-09-01","Sonstige",0.35,14.06495,300.92685714285716]
[null,null,"Ja",null,"In Betrieb","Nicht-EEG-Anlagen < 10 MW",null,null,"Sonstige",0.35,478.49191949999994,300.92685714285716]
[null,null,"Ja","SEE905270326723","In Betrieb","envia THERM GmbH","Großkayna GT3","1994-01-17","Öl",0.3644,38.78125,305.22063666300767]
[null,null,"Ja","SEE941844408532","In Betrieb","envia THERM GmbH","Großkayna GT2","1994-01-17","Öl",0.3644,38.78125,305.22063666300767]
[null,null,"Ja","SEE966844914388","In Betrieb","envia THERM GmbH","Großkayna GT1","1994-01-17","Öl",0.3644,38.78125,305.22063666300767]
[null,null,"Ja","SEE959837176825","In Betrieb","BASF SE","S300 VT2","1964-05-11","Sonstige",0.34499999999999997,24.224999999999998,305.27362318840585]
[null,null,"Ja","SEE976459856379","In Betrieb","BASF SE","S300 VT1","1964-05-11","Sonstige",0.34499999999999997,23.8,305.27362318840585]
[null,null,"Ja","SEE924053403383","In Betrieb","Shell Deutschland GmbH","Shell Energy and Chemicals Park, Kraftwerk Wesseling, Turbine 5","1979-01-01","Öl",0.36299999999999999,25.5,306.39393939393938]
[null,null,"Ja","SEE917962193414","In Betrieb","Vereinigte Wertach Elektrizitätswerke GmbH","DKW Leinau Diesel 2","1979-01-01","Öl",0.36080000000000001,3.23,308.2560975609756]
[null,null,"Ja","SEE922964729325","In Betrieb","Vereinigte Wertach Elektrizitätswerke GmbH","DKW Leinau Diesel 3","1983-01-01","Öl",0.36080000000000001,3.23,308.2560975609756]
[null,null,"Ja","SEE937914003899","In Betrieb","Allgäuer Überlandwerk GmbH","Spitzenlastkraftwerk Veits Dieseltandem 1","1978-08-31","Öl",0.36080000000000001,4.25,308.2560975609756]
[null,null,"Ja","SEE987736068934","In Betrieb","Vereinigte Wertach Elektrizitätswerke GmbH","DKW Leinau Diesel 1","1978-01-01","Öl",0.36080000000000001,3.23,308.2560975609756]
[null,null,"Ja","SEE994661495704","In Betrieb","Allgäuer Überlandwerk GmbH","Spitzenlastkraftwerk Veits Dieseltandem 3","1978-08-31","Öl",0.36080000000000001,4.25,308.2560975609756]
[null,null,"Ja","SEE963541517812","befristete Strommarktrückkehr","Uniper Kraftwerke GmbH","Irsching 3","1974-01-01","Öl",0.35639999999999999,352.75,312.04938271604937]
[null,null,"Ja","SEE987807988154","In Betrieb","Uniper Kraftwerke GmbH","Audorf GT","2004-02-10","Öl",0.3553,76.5,313.0123839009288]
[null,null,"Ja","SEE906257837416","In Betrieb","PCK Raffinerie GmbH","5MKA","1972-01-27","Öl",0.35420000000000001,23.8,313.98136645962734]
[null,null,"Ja","SEE911567250299","In Betrieb","Uniper Kraftwerke GmbH","Itzehoe GT","1972-01-01","Öl",0.35420000000000001,73.95,313.98136645962734]
[null,null,"Ja","SEE910623192382","In Betrieb","Südzucker AG","Dampfturbine II Südzucker Offstein","1969-01-01","Sonstige",0.33,6.3657774999999992,319.10424242424244]
[null,null,"Ja","SEE913282681389","In Betrieb","Südzucker AG","Dampfturbine I Südzucker Plattling","1962-07-09","Sonstige",0.33,5.7710749999999997,319.10424242424244]
[null,null,"Ja","SEE929003106239","In Betrieb","Südzucker AG","Dampfturbine I Südzucker Rain","1957-10-04","Sonstige",0.33,3.993725,319.10424242424244]
[null,null,"Ja","SEE942803645654","In Betrieb","WMF GmbH","Dampfturbine BBC","1956-01-01","Sonstige",0.33,2.0765500000000001,319.10424242424244]
[null,null,"Ja","SEE944335479066","In Betrieb","Südzucker AG","Dampfturbine II Südzucker Plattling","1962-07-09","Sonstige",0.33,5.7710749999999997,319.10424242424244]
[null,null,"Ja","SEE964903137297","In Betrieb","Südzucker AG","Dampfturbine II Südzucker AG Ochsenfurt","1959-09-01","Sonstige",0.33,4.2355499999999999,319.10424242424244]
[null,null,"Ja","SEE974941636973","In Betrieb","TWS Thüringer Wärme Service GmbH","HKW Schwarza TS 6","1962-01-01","Sonstige",0.33,6.6988500000000002,319.10424242424244]
[null,null,"Ja","SEE994929345864","In Betrieb","Südzucker AG","Dampfturbine II Südzucker Rain","1957-10-04","Sonstige",0.33,3.993725,319.10424242424244]
[null,null,"Ja","SEE999705546763","In Betrieb","Südzucker AG","Dampfturbine III Südzucker Rain","1960-10-15","Sonstige",0.33,7.9857499999999995,319.10424242424244]
[null,null,"Ja","SEE915108754215","In Betrieb","Basell Polyolefine GmbH","Kraftwerk Basell Wesseling","1962-07-03","Öl",0.34320000000000001,76.5,324.0128205128205]
[null,null,"Ja","SEE981258814888","In Betrieb","Raffinerie Heide GmbH","Kraftwerk Raffinerie Heide GmbH","1962-05-28","Öl",0.34320000000000001,38.42,324.0128205128205]
[null,null,"Ja","SEE905937514456","In Betrieb","Bayernwerk Natur GmbH","GT 4","1982-11-01","Öl",0.3332,19.72,333.70708283313326]
[null,null,"Ja","SEE925076352665","In Betrieb","Bayernwerk Natur GmbH","GT 2","1982-11-01","Öl",0.3332,19.72,333.70708283313326]
[null,null,"Ja","SEE960317505882","In Betrieb","Bayernwerk Natur GmbH","GT 1","1982-11-01","Öl",0.3332,19.72,333.70708283313326]
[null,null,"Ja","SEE981924913907","In Betrieb","Bayernwerk Natur GmbH","GT 3","1982-11-01","Öl",0.3332,19.72,333.70708283313326]
[null,null,"Ja","SEE911613995433","In Betrieb","EnBW Energie Baden-Württemberg AG","Kraftwerk Walheim GTD","1981-05-13","Öl",0.3306,115.6,336.32365396249247]
[null,null,"Ja","SEE907524301289","In Betrieb","OQ Chemicals Produktion GmbH & Co.KG","T/G 15","1954-01-01","Öl",0.33,8.5,336.93333333333328]
[null,null,"Ja","SEE921785427038","In Betrieb","OQ Chemicals Produktion GmbH & Co.KG","T/G 6","1951-01-01","Öl",0.33,10.199999999999999,336.93333333333328]
[null,null,"Ja","SEE967390177067","In Betrieb","Holcim (Süddeutschland) GmbH","GOES Anlagen Dotternhausen Blöcke 1+2+3+4","2000-01-01","Öl",0.33,12.75,336.93333333333328]
[null,null,"Ja","SEE971740147860","In Betrieb","OQ Chemicals Produktion GmbH & Co.KG","T/G 7","1949-01-01","Öl",0.33,1.7212499999999999,336.93333333333328]
[null,null,"Ja","SEE978934537223","In Betrieb","AMK-Abfallentsorgungsgesellschaft des Märkischen Kreises mbH","Dieselaggregat 3","2005-12-07","Öl",0.33,1.3727499999999999,336.93333333333328]
[null,null,"Ja","SEE917448747254","In Betrieb","Henkel AG & Co. KGaA","F13ND5","2009-01-01","Öl",0.32779999999999998,0.99212,339.18791946308727]
[null,null,"Ja","SEE942008424429","In Betrieb","Henkel AG & Co. KGaA","F13ND4","1988-01-01","Öl",0.32779999999999998,1.2749999999999999,339.18791946308727]
[null,null,"Ja","SEE949509046600","In Betrieb","Onyx Kraftwerk Zolling GmbH &Co. KGaA","Zolling GT2","1976-01-01","Öl",0.31759999999999999,20.824999999999999,350.04911838790929]
[null,null,"Ja","SEE962777669616","In Betrieb","Onyx Kraftwerk Zolling GmbH &Co. KGaA","Zolling GT1","1986-01-01","Öl",0.31759999999999999,20.824999999999999,350.04911838790929]
[null,null,"Ja","SEE924172977710","In Betrieb","swb Erzeugung AG & Co. KG","Mittelsbüren GT3","1975-01-01","Öl",0.315,73.099999999999994,352.93015873015872]
[null,null,"Ja","SEE934897209904","In Betrieb","Uniper Kraftwerke GmbH","Wilhelmshaven GT","1976-01-01","Öl",0.30980000000000002,47.6,358.83731439638473]
[null,null,"Ja","SEE976549634931","In Betrieb","Stadtwerke Düsseldorf AG","SWD KWF GTKW","1972-08-03","Öl",0.30719999999999997,73.27,361.86588541666669]
[null,null,"Ja","SEE963909310185","In Betrieb","Vattenfall Wärme Berlin AG","HKW Moabit Gasturbine 5","1971-10-30","Öl",0.30459999999999998,14.45,364.94615889691397]
[null,null,"Ja","SEE992645841813","In Betrieb","Vattenfall Wärme Berlin AG","HKW Moabit Gasturbine 6","1971-11-27","Öl",0.30459999999999998,14.45,364.94615889691397]
[null,null,"Ja","SEE914662265496","In Betrieb","WMF GmbH","Dampfturbine AEG Kanis","1965-01-01","Sonstige",0.27600000000000002,4.6494999999999997,381.34202898550723]
[null,null,"Ja","SEE918791805134","In Betrieb","INEOS Manufacturing Deutschland","Turbine 23","1963-10-30","Sonstige",0.27600000000000002,13.174999999999999,381.34202898550723]
[null,null,"Ja","SEE929865645150","In Betrieb","INEOS Manufacturing Deutschland","Turbine 24","1966-06-15","Sonstige",0.27600000000000002,8.84,381.34202898550723]
[null,null,"Ja","SEE933851011843","In Betrieb","INEOS Manufacturing Deutschland","Turbine 22","1964-04-14","Sonstige",0.27600000000000002,16.32,381.34202898550723]
[null,null,"Ja","SEE935397901879","In Betrieb","INEOS Manufacturing Deutschland","Turbine 21","1964-01-15","Sonstige",0.27600000000000002,13.174999999999999,381.34202898550723]
[null,null,"Ja","SEE988668060393","In Betrieb","INEOS Manufacturing Deutschland","Turbine 31","1967-03-21","Sonstige",0.27600000000000002,28.56,381.34202898550723]
[null,null,"Ja","SEE951401550147","In Betrieb","EnBW Energie Baden-Württemberg AG","Heizkraftwerk Stuttgart-Münster GT 17","1974-01-01","Öl",0.23,19.805,482.99130434782609]
[null,null,"Ja","SEE985887784048","In Betrieb","EnBW Energie Baden-Württemberg AG","Heizkraftwerk Stuttgart-Münster GT 18","1974-01-01","Öl",0.23,19.889999999999997,482.99130434782609]

{"sheet":"Hilfssheet Abbildung","index":10,"n_rows":26,"n_cols":9,"rows_kept":26,"cut":false,"hidden":true,"merged":[]}
[]
[null,null,"Abfall","Kernenergie","Braunkohle","Steinkohle","GuD","Gasturbine","Öl"]
[null,"Minimalwert",{"$f":"MIN(IF(Kraftwerksliste!$S$11:$S$1178='Hilfssheet Abbildung'!C2,Kraftwerksliste!$Z$11:$Z$1178,\"fail\"))","v":1},{"$f":"MIN(IF(Kraftwerksliste!$S$11:$S$1182='Hilfssheet Abbildung'!D2,Kraftwerksliste!$Z$11:$Z$1182,\"fail\"))","v":0},{"$f":"MIN(IF(Kraftwerksliste!$S$11:$S$1182='Hilfssheet Abbildung'!E2,Kraftwerksliste!$Z$11:$Z$1182,\"fail\"))","v":87.005263157894746},{"$f":"MIN(IF(Kraftwerksliste!$S$11:$S$1182='Hilfssheet Abbildung'!F2,Kraftwerksliste!$Z$11:$Z$1182,\"fail\"))","v":93.264682539682539},{"$f":"MIN(IF(Kraftwerksliste!$S$11:$S$1182='Hilfssheet Abbildung'!G2,Kraftwerksliste!$Z$11:$Z$1182,\"fail\"))","v":100.96761904761904},{"$f":"MIN(IF(Kraftwerksliste!$S$11:$S$1182='Hilfssheet Abbildung'!H2,Kraftwerksliste!$Z$11:$Z$1182,\"fail\"))","v":105.441},{"$f":"MIN(IF(Kraftwerksliste!$S$11:$S$1182='Hilfssheet Abbildung'!I2,Kraftwerksliste!$Z$11:$Z$1182,\"fail\"))","v":202.55999999999997}]
[null,"erstes Quartil",{"$f":"_xlfn.QUARTILE.INC(IF(Kraftwerksliste!$S$11:$S$1178='Hilfssheet Abbildung'!C2,Kraftwerksliste!$Z$11:$Z$1178,\"fail\"),1)","v":1},{"$f":"_xlfn.QUARTILE.INC(IF(Kraftwerksliste!$S$11:$S$1182='Hilfssheet Abbildung'!D2,Kraftwerksliste!$Z$11:$Z$1182,\"fail\"),1)","v":{"$error":"#NUM!"}},{"$f":"_xlfn.QUARTILE.INC(IF(Kraftwerksliste!$S$11:$S$1182='Hilfssheet Abbildung'!E2,Kraftwerksliste!$Z$11:$Z$1182,\"fail\"),1)","v":93.191195121951225},{"$f":"_xlfn.QUARTILE.INC(IF(Kraftwerksliste!$S$11:$S$1182='Hilfssheet Abbildung'!F2,Kraftwerksliste!$Z$11:$Z$1182,\"fail\"),1)","v":113.77988095238095},{"$f":"_xlfn.QUARTILE.INC(IF(Kraftwerksliste!$S$11:$S$1182='Hilfssheet Abbildung'!G2,Kraftwerksliste!$Z$11:$Z$1182,\"fail\"),1)","v":117.54555555555554},{"$f":"_xlfn.QUARTILE.INC(IF(Kraftwerksliste!$S$11:$S$1182='Hilfssheet Abbildung'!H2,Kraftwerksliste!$Z$11:$Z$1182,\"fail\"),1)","v":146.05694444444444},{"$f":"_xlfn.QUARTILE.INC(IF(Kraftwerksliste!$S$11:$S$1182='Hilfssheet Abbildung'!I2,Kraftwerksliste!$Z$11:$Z$1182,\"fail\"),1)","v":292.27167630057806}]
[null,"Median",{"$f":"_xlfn.QUARTILE.INC(IF(Kraftwerksliste!$S$11:$S$1178='Hilfssheet Abbildung'!C2,Kraftwerksliste!$Z$11:$Z$1178,\"fail\"),2)","v":1},{"$f":"_xlfn.QUARTILE.INC(IF(Kraftwerksliste!$S$11:$S$1182='Hilfssheet Abbildung'!D2,Kraftwerksliste!$Z$11:$Z$1182,\"fail\"),2)","v":{"$error":"#NUM!"}},{"$f":"_xlfn.QUARTILE.INC(IF(Kraftwerksliste!$S$11:$S$1182='Hilfssheet Abbildung'!E2,Kraftwerksliste!$Z$11:$Z$1182,\"fail\"),2)","v":100.84468085106383},{"$f":"_xlfn.QUARTILE.INC(IF(Kraftwerksliste!$S$11:$S$1182='Hilfssheet Abbildung'!F2,Kraftwerksliste!$Z$11:$Z$1182,\"fail\"),2)","v":122.08356166709108},{"$f":"_xlfn.QUARTILE.INC(IF(Kraftwerksliste!$S$11:$S$1182='Hilfssheet Abbildung'!G2,Kraftwerksliste!$Z$11:$Z$1182,\"fail\"),2)","v":156.30385375494069},{"$f":"_xlfn.QUARTILE.INC(IF(Kraftwerksliste!$S$11:$S$1182='Hilfssheet Abbildung'!H2,Kraftwerksliste!$Z$11:$Z$1182,\"fail\"),2)","v":148.12918650793648},{"$f":"_xlfn.QUARTILE.INC(IF(Kraftwerksliste!$S$11:$S$1182='Hilfssheet Abbildung'!I2,Kraftwerksliste!$Z$11:$Z$1182,\"fail\"),2)","v":293.96511627906978}]
[null,"Drittes Quartil",{"$f":"_xlfn.QUARTILE.INC(IF(Kraftwerksliste!$S$11:$S$1178='Hilfssheet Abbildung'!C2,Kraftwerksliste!$Z$11:$Z$1178,\"fail\"),3)","v":1},{"$f":"_xlfn.QUARTILE.INC(IF(Kraftwerksliste!$S$11:$S$1182='Hilfssheet Abbildung'!D2,Kraftwerksliste!$Z$11:$Z$1182,\"fail\"),3)","v":{"$error":"#NUM!"}},{"$f":"_xlfn.QUARTILE.INC(IF(Kraftwerksliste!$S$11:$S$1182='Hilfssheet Abbildung'!E2,Kraftwerksliste!$Z$11:$Z$1182,\"fail\"),3)","v":104.82672131147541},{"$f":"_xlfn.QUARTILE.INC(IF(Kraftwerksliste!$S$11:$S$1182='Hilfssheet Abbildung'!F2,Kraftwerksliste!$Z$11:$Z$1182,\"fail\"),3)","v":141.75515151515151},{"$f":"_xlfn.QUARTILE.INC(IF(Kraftwerksliste!$S$11:$S$1182='Hilfssheet Abbildung'!G2,Kraftwerksliste!$Z$11:$Z$1182,\"fail\"),3)","v":163.45566349685666},{"$f":"_xlfn.QUARTILE.INC(IF(Kraftwerksliste!$S$11:$S$1182='Hilfssheet Abbildung'!H2,Kraftwerksliste!$Z$11:$Z$1182,\"fail\"),3)","v":172.41496945850758},{"$f":"_xlfn.QUARTILE.INC(IF(Kraftwerksliste!$S$11:$S$1182='Hilfssheet Abbildung'!I2,Kraftwerksliste!$Z$11:$Z$1182,\"fail\"),3)","v":318.99709348622389}]
[null,"Maximalwert",{"$f":"MAX(IF(Kraftwerksliste!$S$11:$S$1178='Hilfssheet Abbildung'!C2,Kraftwerksliste!$Z$11:$Z$1178,\"fail\"))","v":1},{"$f":"MAX(IF(Kraftwerksliste!$S$11:$S$1182='Hilfssheet Abbildung'!D2,Kraftwerksliste!$Z$11:$Z$1182,\"fail\"))","v":0},{"$f":"MAX(IF(Kraftwerksliste!$S$11:$S$1182='Hilfssheet Abbildung'!E2,Kraftwerksliste!$Z$11:$Z$1182,\"fail\"))","v":187.34940239043823},{"$f":"MAX(IF(Kraftwerksliste!$S$11:$S$1182='Hilfssheet Abbildung'!F2,Kraftwerksliste!$Z$11:$Z$1182,\"fail\"))","v":200.65569892473115},{"$f":"MAX(IF(Kraftwerksliste!$S$11:$S$1182='Hilfssheet Abbildung'!G2,Kraftwerksliste!$Z$11:$Z$1182,\"fail\"))","v":252.15839999999997},{"$f":"MAX(IF(Kraftwerksliste!$S$11:$S$1182='Hilfssheet Abbildung'!H2,Kraftwerksliste!$Z$11:$Z$1182,\"fail\"))","v":206.72751149047932},{"$f":"MAX(IF(Kraftwerksliste!$S$11:$S$1182='Hilfssheet Abbildung'!I2,Kraftwerksliste!$Z$11:$Z$1182,\"fail\"))","v":482.99130434782609}]
[]
[]
[null,null,"Abfall","Kernenergie","Braunkohle","Steinkohle","GuD","Gasturbine","Öl"]
[null,"Q1-Minimum",null,null,{"$f":"E4-E3","v":6.1859319640564792},20.51519841269841,16.577936507936499,40.615944444444438,{"$f":"I4-I3","v":89.711676300578091}]
[null,"Q1",{"$f":"C4","v":1},{"$f":"D4","v":{"$error":"#NUM!"}},{"$f":"E4","v":93.191195121951225},113.77988095238095,117.54555555555554,146.05694444444444,{"$f":"I4","v":292.27167630057806}]
[null,"Median-Q1",{"$f":"C5-C4+0.1","v":0.1},{"$f":"D5-D4+0.1","v":{"$error":"#NUM!"}},{"$f":"E5-E4","v":7.6534857291126031},8.3036807147101257,38.758298199385152,2.0722420634920411,{"$f":"I5-I4","v":1.6934399784917105}]
[null,"Q3-Median",{"$f":"C6-C5+0.1","v":0.1},{"$f":"D6-D5+0.1","v":{"$error":"#NUM!"}},{"$f":"E6-E5","v":3.9820404604115822},19.671589848060435,7.1518097419159687,24.285782950571104,{"$f":"I6-I5","v":25.031977207154114}]
[null,"Maximum-Q3",null,null,{"$f":"E7-E6","v":82.522681078962819},58.900547409579644,88.702736503143313,34.312542031971731,{"$f":"I7-I6","v":163.9942108616022}]
[]
[]
[null,"Teil der Merit Order?","Angenommener Hauptenergieträger","Zuordnung Kraftwerkstyp"]
[null,"Ja","Abfall","Abfall"]
[null,"Nein","Kernenergie","Kernenergie"]
[null,null,"Braunkohle","Braunkohle"]
[null,null,"Steinkohle","Steinkohle"]
[null,null,"Erdgas","GuD"]
[null,null,"Öl","Gasturbine"]
[null,null,"Sonstige","Öl"]
[null,null,null,"Sonstige"]