{"text_format":"1","workbook":"xlsx","n_sheets":11,"sheets":["Anleitung","Start","Merit-Order","Kraftwerksliste","Quellen","Impressum","Start Reset","Backend I","Backend II","Kraftwerksliste Backend","Hilfssheet Abbildung"],"not_rendered":{"charts":4,"images":5,"macros":1,"external_links":0,"defined_names":3,"comments":0,"pivot_tables":0},"unopened":[],"bounds":{"document_bytes":16777216,"sheet_cells":100000,"rows_first":2000,"rows_last":500,"rows_between":2000,"halvings":0,"cell_chars":16384,"cell_head_chars":4096},"cells_cut":0,"cells_raw":0,"read":"whole","date_system":"1900"}

{"sheet":"Anleitung","index":0,"n_rows":32,"n_cols":5,"rows_kept":32,"cut":false,"hidden":false,"merged":[]}
[]
[]
[null,null," EWI Merit-Order Tool 2020"]
[]
[null,null," Kurzanleitung",null,{"$f":"Impressum!F5","v":"Version 2020.1.1 "}]
[]
[]
[null,null,null,"Um alle Funktionen des EWI Merit-Order Tools 2020 nutzen zu können, müssen Makros aktiviert werden."]
[]
[null,null,null,"Die Merit-Order"]
[null,null,null,"Als Merit-Order wird die Einsatzreihenfolge der an der Strombörse anbietenden Kraftwerke bezeichnet. Sie orientiert sich an den Grenzkosten der Kraftwerke, diese werden aufsteigend sortiert. Es handelt sich dabei um eine Annäherung an die tatsächlichen Angebotskurven bspw. der Day-Ahead-Auktion an der Strombörse. Die jährlich mittlere Merit-Order des deutschen Kraftwerksparks gibt einen guten Überblick über die Verhältnisse der Grenzkosten der Kraftwerke entsprechend aktueller Bedingungen. Die Merit-Order wird dabei insbesondere vom Kraftwerkspark und den zugrundeliegenden Brennstoffpreisen und Emissionszertifikatspreisen beeinflusst."]
[null,null,null," "]
[null,null,null,"Das EWI Merit-Order Tool 2020"]
[null,null,null,"Das EWI Merit-Order Tool 2020 ermöglicht die Ermittlung und grafische Repräsentation der jährlichen mittleren Merit-Order basierend auf dem konventionellen Kraftwerkspark 2019. Benutzer*innen können die der Merit-Order zugrundeliegenden Annahmen variieren, um den Effekt veränderter Brennstoffpreise oder anderer Annahmen auf die Merit-Order zu untersuchen. Zusätzlich besteht die Möglichkeit, Kraftwerke aus der Merit-Order zu entfernen oder hinzuzufügen. Nutzer*innen können also auch den Einfluss von Kraftwerksstilllegungen oder -zubauten auf die Merit-Order analysieren und visualisieren. Als Standardeinstellung wird nur die Merit-Order der konventionellen Kraftwerke ausgegeben. Um die Merit-Order in Abhängigkeit konkreter Einspeisesituationen erneuerbarer-Energien-Anlagen (EE-Anlagen) abzubilden, kann außerdem eine Annahme zur verfügbaren EE-Leistung getroffen werden."]
[]
[null,null,null,"Bedienung:"]
[]
[null,null,null," Start:"]
[null,null,null,"Im Tabellenblatt Start können die der Merit-Order zugrundeliegenden Annahmen angepasst werden. Die Standardannahmen\nbilden die Merit-Order konventioneller Kraftwerke des Jahres  2019 ab. Um einen Überblick über die Auswirkungen veränderter Annahmen auf die Merit-Order zu geben, wird die Verteilung der Grenzkosten der Kraftwerke als Boxplot-Diagramm visualisiert. Außerdem kann eine Annahme zur EE-Erzeugung getroffen werden."]
[]
[null,null,null,"Über die Schaltfläche Annahmen zurücksetzen können die Annahmen auf die Standardwerte zurückgesetzt werden."]
[]
[null,null,null,"Bei Aktivierung des Schalters Merit-Order aktualisieren wird die Merit-Order im Tabellenblatt Merit-Order, basierend\nauf den gewählten Annahmen, neu aufgestellt."]
[]
[null,null,null," Merit-Order:"]
[null,null,null,"Im Tabellenblatt Merit-Order wird die Merit-Order visualisiert. Die Darstellung gibt die Merit-Order blockscharf wieder. \nDabei werden die einzelnen Kraftwerkstypen farblich kenntlich gemacht. Zusätzlich wird die Merit-Order als nach\nGrenzkosten sortierte Liste der Kraftwerksblöcke dargestellt. Die Merit-Order wird bei Aktivierung der Schaltfläche \nMerit-Order aktualisieren neu berechnet."]
[]
[null,null,null," Kraftwerksliste:"]
[null,null,null,"In der Kraftwerksliste werden alle Kraftwerksblöcke und die dazugehörigen Annahmen dargestellt. Einzelne Annahmen\nkönnen verändert werden. Zusätzlich können Kraftwerke aus der Merit-Order entfernt oder hinzugefügt werden."]
[]
[null,null,null,"Eine ausführliche Dokumentation gibt es auf unserer Website:"]
[null,null,null,"www.ewi.uni-koeln.de/de/news/ewi-merit-order-tool-2020/"]

{"sheet":"Start","index":1,"n_rows":40,"n_cols":16,"rows_kept":40,"cut":false,"hidden":false,"merged":[[9,7,9,13],[10,7,10,13],[6,2,6,5],[20,2,20,5],[30,7,30,10],[30,12,30,15],[16,2,16,5],[30,2,30,5],[6,7,6,15],[7,7,7,13],[8,7,8,13]]}
[]
[]
[null,null," EWI Merit-Order Tool 2020"]
[]
[null,null," Start",null,null,null,null,null,null,null,null,null,null,null,null,{"$f":"Impressum!F5","v":"Version 2020.1.1 "}]
[]
[null,null,"Brennstoffkosten",null,null,null,null,"Übersicht über die Grenzkosten der Kraftwerke"]
[null,null,"Brennstoff","Kosten","Einheit","Quelle",null,"   Das Boxplot-Diagramm gibt einen ersten Überblick über die Grenzkosten der Kraftwerke. In der Abbildung rechts"]
[null,null,"Kernenergie",5.5,"EUR/MWhth","siehe Dokumentation",null,"   werden die einzelnen Elemente des Diagramms erläutert. Veränderungen der Annahmen gibt das Diagramm"]
[null,null,"Braunkohle",3.1,"EUR/MWhth","EWI (2019)",null,"   augenblicklich wieder. Um die Annahmen in die Merit-Order (Tabellenblatt: Merit-Order) zu übernehmen, muss die"]
[null,null,"Steinkohle",7.92,"EUR/MWhth","VDKi (2020)",null,"   Schaltfläche Aktualisiere Merit-Order aktiviert werden."]
[null,null,"Erdgas",13.57,"EUR/MWhth","Spot TTF"]
[null,null,"Öl",33.14,"EUR/MWhth","SDKW (2019)"]
[null,null,"Abfall",0,"EUR/MWhth","siehe Dokumentation"]
[null,null,"Sonstige",33.14,"EUR/MWhth","siehe Dokumentation"]
[]
[null,null,"Emissionszertifikatspreis"]
[null,null,null,"Kosten","Einheit","Quelle"]
[null,null,"Emissionszertifikatspreis",24.866124031007743,"EUR/tCO2","Sandbag (2020)"]
[]
[null,null,"Transportkosten"]
[null,null,"Kraftwerkstyp","Kosten","Einheit","Quelle"]
[null,null,"Kernenergie",0,"EUR/MWhth","siehe Dokumentation"]
[null,null,"Braunkohle",0,"EUR/MWhth","siehe Dokumentation"]
[null,null,"Steinkohle",1.25,"EUR/MWhth","R2B (2019)"]
[null,null,"Erdgas",0.5,"EUR/MWhth","R2B (2019)"]
[null,null,"Öl",0.3,"EUR/MWhth","R2B (2019)"]
[null,null,"Abfall",0,"EUR/MWhth","siehe Dokumentation"]
[null,null,"Sonstige",0,"EUR/MWhth","siehe Dokumentation",null,"Verfügbare EE-Leistung",0,"MW"]
[]
[null,null,"Sonstige variable Kosten",null,null,null,null,"Nicht-Verfügbarkeit",null,null,null,null,"Emissionsfaktoren"]
[null,null,"Kraftwerkstyp","Kosten","Einheit","Quelle",null,"Kraftwerkstyp",null,"Einheit","Quelle",null,"Brennstoff",null,"Einheit","Quelle"]
[null,null,"Kernenergie",1.2,"EUR/Mwhel","siehe Dokumentation",null,"Kernenergie",7,"%","ENTSO-E (2020)",null,"Kernenergie",0,"tCO2/MWhth","siehe Dokumentation"]
[null,null,"Braunkohle",1.7,"EUR/Mwhel","R2B (2019)",null,"Braunkohle",12,"%","ENTSO-E (2020)",null,"Braunkohle",0.40400000000000003,"tCO2/MWhth","ÜNB (2019)"]
[null,null,"Steinkohle",1.3,"EUR/Mwhel","R2B (2019)",null,"Steinkohle",21,"%","ENTSO-E (2020)",null,"Steinkohle",0.33700000000000002,"tCO2/MWhth","ÜNB (2019)"]
[null,null,"GuD",1.5,"EUR/Mwhel","R2B (2019)",null,"GuD",13,"%","ENTSO-E (2020)",null,"Erdgas",0.20100000000000001,"tCO2/MWhth","ÜNB (2019)"]
[null,null,"Gasturbine",1,"EUR/Mwhel","R2B (2019)",null,"Gasturbine",13,"%","ENTSO-E (2020)",null,"Öl",0.28000000000000003,"tCO2/MWhth","ÜNB (2019)"]
[null,null,"Öl",1,"EUR/Mwhel","siehe Dokumentation",null,"Öl",15,"%","siehe Dokumentation",null,"Abfall",0,"tCO2/MWhth","siehe Dokumentation"]
[null,null,"Abfall",1,"EUR/Mwhel","siehe Dokumentation",null,"Abfall",15,"%","siehe Dokumentation",null,"Sonstige",0.214,"tCO2/MWhth","ÜNB (2019)"]
[null,null,"Sonstige",1,"EUR/Mwhel","siehe Dokumentation",null,"Sonstige",15,"%","siehe Dokumentation"]

{"sheet":"Merit-Order","index":2,"n_rows":544,"n_cols":11,"rows_kept":544,"cut":false,"hidden":false,"merged":[[9,2,9,10],[6,2,6,10]]}
[]
[]
[null,null," EWI Merit-Order Tool 2020"]
[]
[null,null," Merit-Order",null,null,null,null,null,null,null,{"$f":"Impressum!F5","v":"Version 2020.1.1 "}]
[]
[null,null,"Grafische Darstellung der Merit-Order"]
[]
[]
[null,null,"Merit-Order in tabellarischer Form"]
[null,null,"Kraftwerksnummer der Bundesnetzagentur","Unternehmen","Kraftwerksname","Blockname","Aufnahme der kommerziellen Stromerzeugung","Kraftwerkstyp","Durchschnittliche verfügbare Nettonennleistung [MW]","Kumulierte verfügbare Nettonennleistung [MW]","Grenzkosten [EUR/MWhel]"]
[null,null,"BNA0084","Vattenfall Wärme Berlin AG","Reuter","Reuter M","30.10.1998","Abfall",30.599999999999998,30.599999999999998,1]
[null,null,"BNA0088b","Solvay Chemicals GmbH","Dampfturbinenanlage der EBS-Kessel",null,"16.10.2009","Abfall",29.75,60.349999999999994,1]
[null,null,"BNA0097","MVA Bielefeld-Herford GmbH","MVA Bielefeld","Linien 1 - 3","01.07.1981","Abfall",28.9,89.25,1]
[null,null,"BNA0117a","Energie- und Wasserversorgung Bonn/Rhein-Sieg GmbH","Heizkraftwerk Karlstraße","Heizkraftwerk Karlstraße","01.07.1990","Abfall",10.199999999999999,99.45,1]
[null,null,"BNA0139","swb Entsorgung GmbH & Co. KG","KW Hafen","MKK",2009,"Abfall",28.05,127.5,1]
[null,null,"BNA0223b","Stadtwerke Düsseldorf AG","DT","Flingern T1","17.04.2000","Abfall",45.645000000000003,173.14500000000001,1]
[null,null,"BNA0237","Progroup Power 1 GmbH","EBS-Heizkraftwerk",null,"10.02.2011","Abfall",19.974999999999998,193.12,1]
[null,null,"BNA0287a","Mainova AG","MHKW Frankfurt","T 3 (nur alleiniger Betrieb, kein gemeinsamer Betrieb mit T 7 möglich)","01.01.1969","Abfall",22.099999999999998,215.22,1]
[null,null,"BNA0287b","Mainova AG","MHKW Frankfurt","T 7 (nur alleiniger Betrieb, kein gemeinsamer Betrieb mit T 3 möglich)","01.01.2006","Abfall",39.524999999999999,254.745,1]
[null,null,"BNA0380","EEW Energy from Waste Großräschen GmbH","EEW Großräschen",null,"01.12.2007","Abfall",19.805,274.55,1]
[null,null,"BNA0398","MVR Müllverwertung Rugenberger Damm GmbH & Co. KG","MVR Müllverwertung Rugenberger Damm GmbH & Co. KG",null,"12.08.1999","Abfall",20.399999999999999,294.95,1]
[null,null,"BNA0407","Enertec Hameln GmbH","Enertec Hameln","Linien 1,3,4","07.10.1913","Abfall",11.219999999999999,306.16999999999996,1]
[null,null,"BNA0417","EEW Energy from Waste Hannover GmbH","EEW Energy from Waste Hannover GmbH","Hannover","01.06.2005","Abfall",19.125,325.29499999999996,1]
[null,null,"BNA0438","EEW Energy from Waste Helmstedt GmbH","TRV Buschhaus","Linie 1-3","31.03.1999","Abfall",31.875,357.16999999999996,1]
[null,null,"BNA0519","RWE Generation SE","Karnap","B","16.03.1987","Abfall",32.299999999999997,389.46999999999997,1]
[null,null,"BNA0590","MVV Energie AG","TREA Leuna","Linie 1","26.08.2005","Abfall",13.8125,403.28249999999997,1]
[null,null,"BNA0591","MVV Energie AG","TREA Leuna","Linie 2","19.06.2007","Abfall",13.8125,417.09499999999997,1]
[null,null,"BNA0599","AVEA Entsorgungsbetriebe GmbH & Co. KG",null,"entfällt","03.05.2011","Abfall",9.86,426.95499999999998,1]
[null,null,"BNA0622","Müllheizkraftwerk Rothensee GmbH","MHKW Rothensee","Block 1","17.07.2005","Abfall",24.82,451.77499999999998,1]
[null,null,"BNA0623","Müllheizkraftwerk Rothensee GmbH","MHKW Rothensee","Block 2","08.09.2006","Abfall",24.82,476.59499999999997,1]
[null,null,"BNA0640","MVV Energie AG","HKW Mannheim","Turbine 3","13.10.2006","Abfall",7.3525,483.94749999999999,1]
[null,null,"BNA0641a","MVV Energie AG","HKW Mannheim","Turbine 60","07.01.2010","Abfall",18.785,502.73250000000002,1]
[null,null,"BNA0641b","MVV Energie AG","HKW Mannheim","Turbine D.0","13.08.2012","Abfall",4.5644999999999998,507.29700000000003,1]
[null,null,"BNA0641c","MVV Energie AG","HKW Mannheim","Turbine E.0","14.06.2012","Abfall",3.298,510.59500000000003,1]
[null,null,"BNA0693","SWN Stadtwerke Neumünster GmbH","Heizkraftwerk NMS",null,"03.05.1974","Abfall",45.56,556.15499999999997,1]
[null,null,"BNA0746","N-ERGIE AG","HKW Sandreuth",null,"01.09.1996","Abfall",15.299999999999999,571.45499999999993,1]
[null,null,"BNA0750","GMVA Gemeinschafts-Müll-Verbrennungsanlage Niederrhein GmbH","GMVA Niederrhein","Ausspeisung 10/110kV (Turbine 2)","17.10.1991","Abfall",34.339999999999996,605.79499999999996,1]
[null,null,"BNA0751","GMVA Gemeinschafts-Müll-Verbrennungsanlage Niederrhein GmbH","GMVA Niederrhein","Ausspeisung 10/25kV (Turbine 1)","06.04.2006","Abfall",17.935000000000002,623.73,1]
[null,null,"BNA0845","Stadtwerke Rosenheim GmbH & Co. KG","MHKW, WKW","T1a/b, T2","01.01.1988","Abfall",7.6499999999999995,631.38,1]
[null,null,"BNA0855","Steag GmbH","IKW Rüdersdorf",null,"15.12.2009","Abfall",25.5,656.88,1]
[null,null,"BNA0895","GKS Gemeinschaftskraftwerk Schweinfurt GmbH","GKS","entfällt","01.06.1990","Abfall",20.74,677.62,1]
[null,null,"BNA0939a","EnBW Energie Baden-Württemberg AG","Restmüll-Heizkraftwerk Stuttgart-Münster","MÜN DT19 neu","01.01.2009","Abfall",16.574999999999999,694.19500000000005,1]
[null,null,"BNA0969a","SWM Services GmbH","Nord 1",1,"15.09.1991","Abfall",15.299999999999999,709.495,1]
[null,null,"BNA0969c","SWM Services GmbH","Nord 3",3,"17.05.1984","Abfall",18.7,728.19500000000005,1]
[null,null,"BNA1020","RWE Power AG","MVA Weisweiler","MVA","22.10.1996","Abfall",22.95,751.1450000000001,1]
[null,null,"BNA1108","PD energy GmbH","PD energy GmbH",null,"01.01.2010","Abfall",8.4150000000000009,759.56000000000006,1]
[null,null,"BNA1110","Zweckverband Restmüllheizkraftwerk Böblingen","Restmüllheizkraftwerk Böblingen","Müllverbrennung","03.05.1999","Abfall",8.0749999999999993,767.6350000000001,1]
[null,null,"BNA1114","swb Entsorgung GmbH & Co. KG","MHKW","MHKW","1969 / 2012","Abfall",37.4,805.03500000000008,1]
[null,null,"BNA1116","Bremerhavener Entsorgungsgesellschaft mbH","BEG",null,"18.03.1977","Abfall",11.9,816.93500000000006,1]
[null,null,"BNA1119","Zweckverband Abfallverwertung Südostbayern","MHKW Burgkirchen",null,"15.01.1994","Abfall",10.625,827.56000000000006,1]
[null,null,"BNA1139","EEW Energy from Waste Saarbrücken GmbH","TREA Breisgau",null,"15.07.2005","Abfall",11.559999999999999,839.12,1]
[null,null,"BNA1144","EEW Energy from Waste Göppingen GmbH","EEW Göppingen","Turb. Neu","01.07.1975","Abfall",9.35,848.47,1]
[null,null,"BNA1148","MHB Hamm Betriebsführungsgesellschaft mbH","MVA Hamm",null,"13.02.1986","Abfall",12.392999999999999,860.86300000000006,1]
[null,null,"BNA1154","AGR Abfallentsorgungsgesellschaft Ruhrgebiet mbH","RZR Herten I","RZR I","06.01.1982","Abfall",13.174999999999999,874.03800000000001,1]
[null,null,"BNA1155","AGR Abfallentsorgungsgesellschaft Ruhrgebiet mbH","RZR Herten II","RZR II","07.01.2009","Abfall",9.9449999999999985,883.98300000000006,1]
[null,null,"BNA1161","Zweckverband Müllverwertungsanlage Ingolstadt (MVA Ingolstadt)","MVA Ingolstadt","Müllheizkraftwerk (MHKW)","26.10.1984","Abfall",21.675000000000001,905.65800000000002,1]
[null,null,"BNA1167","Kreis Weseler Abfallgesellschaft mbH & Co. KG (KWA)","Abfallentsorgungszentrum Asdonkshof","MVA","01.04.1997","Abfall",13.6,919.25800000000004,1]
[null,null,"BNA1168","Müllheizkraftwerk Kassel GmbH","Müllheizkraftwerk",null,"17.12.1985","Abfall",12.494999999999999,931.75300000000004,1]
[null,null,"BNA1184","AVG Köln mbH","RMVA Köln","RMVA Köln","01.02.1998","Abfall",38.335000000000001,970.08800000000008,1]
[null,null,"BNA1186b","EGK Entsorgungsgesellschaft Krefeld GmbH & Co.KG","MKVA Krefeld","Turbine 4","01.01.2002","Abfall",11.73,981.8180000000001,1]
[null,null,"BNA1186c","EGK Entsorgungsgesellschaft Krefeld GmbH & Co.KG","MKVA Krefeld","Turbine 2","01.01.1976","Abfall",1.2749999999999999,983.09300000000007,1]
[null,null,"BNA1186d","EGK Entsorgungsgesellschaft Krefeld GmbH & Co.KG","MKVA Krefeld","Turbine 5","01.01.1997","Abfall",2.38,985.47300000000007,1]
[null,null,"BNA1186e","EGK Entsorgungsgesellschaft Krefeld GmbH & Co.KG","MKVA Krefeld","Turbine 1","01.01.1976","Abfall",1.2749999999999999,986.74800000000005,1]
[null,null,"BNA1190","Steag GmbH","Thermische Abfallbehandlung Lauta GmbH & Co. oHG",null,"21.07.2004","Abfall",13.344999999999999,1000.0930000000001,1]
[null,null,"BNA1197","Technische Werke Ludwigshafen AG","FHKW Ludwigshafen","FHKW","01.08.1967","Abfall",23.8,1023.893,1]
[null,null,"BNA1198","SUEZ Energie und Verwertung GmbH","SITA Abfallverwertung GmbH ",null,"22.06.2005","Abfall",19.55,1043.443,1]
[null,null,"BNA1199","Entsorgungsgesellschaft Mainz mbH","MHKW Mainz",null,"01.12.2009","Abfall",13.26,1056.703,1]
[null,null,"BNA1222","Energieversorgung Offenbach AG","Müllheizkraftwerk Offenbach",null,"01.01.1972","Abfall",12.324999999999999,1069.028,1]
[null,null,"BNA1229","EEW Energy from Waste Saarbrücken GmbH","MHKW Pirmasens",null,"01.01.1999","Abfall",12.75,1081.778,1]
[null,null,"BNA1232","EEW Energy from Waste Premnitz GmbH","ZWSF","ZWSF","08.01.2004","Abfall",2.125,1083.903,1]
[null,null,"BNA1233","EEW Energy from Waste Premnitz GmbH","EVE","EVE","09.06.2009","Abfall",12.324999999999999,1096.2280000000001,1]
[null,null,"BNA1243","Vattenfall Europe New Energy Ecopower GmbH","EBS-HKW Rostock",null,2009,"Abfall",14.45,1110.6780000000001,1]
[null,null,"BNA1244","AVA Velsen GmbH","AVA Velsen",null,"07.08.1997","Abfall",13.6,1124.278,1]
[null,null,"BNA1254","Zweckverband Müllverwertung Schwandorf","Müllkraftwerk Schwandorf",null,"31.08.1982","Abfall",45.9,1170.1780000000001,1]
[null,null,"BNA1255","Kraftwerk Schwedt GmbH & Co. KG","Kraftwerk Schwedt GmbH & Co.KG",null,"01.04.2011","Abfall",24.564999999999998,1194.7430000000002,1]
[null,null,"BNA1261","EEW Energy from Waste Stapelfeld GmbH",null,null,"01.10.1979","Abfall",13.939999999999998,1208.6830000000002,1]
[null,null,"BNA1262","REMONDIS Thermische Abfallverwertung GmbH","REMONDIS Thermische Abfallverwertung GmbH",null,"21.04.2008","Abfall",20.399999999999999,1229.0830000000003,1]
[null,null,"BNA1286","Zweckverband für Abfallwirtschaft Südwestthüringen (ZASt)","Restabfallbehandlungsanlage",1,"13.11.2007","Abfall",10.285,1239.3680000000004,1]
[null,null,"BNA1289","AMK - Abfallentsorgungsgesellschaft des Märkischen Kreises mbH","AMK - Abfallentsorgungsgesellschaft des Märkischen Kreises mbH",null,"01.04.1981","Abfall",10.718499999999999,1250.0865000000003,1]
[null,null,"BNA1291","IHKW Industrieheizkraftwerk Andernach GmbH","IHKW Andernach",null,"14.01.2008","Abfall",10.625,1260.7115000000003,1]
[null,null,"BNA1295","AVA Abfallverwertung Augsburg GmbH","AVA GmbH","AHKW","16.09.1994","Abfall",8.5,1269.2115000000003,1]
[null,null,"BNA1316","EKOCity GmbH","Müllheizkraftwerk",null,"01.01.1976","Abfall",25.5,1294.7115000000003,1]
[null,null,"BNA1330","Steinbeis Energie GmbH","Steinbeis Energie",null,"27.09.2010","Abfall",14.45,1309.1615000000004,1]
[null,null,"BNA1447a","Evonik Röhm GmbH",null,"G2","20.11.1990","Abfall",10.115,1319.2765000000004,1]
[null,null,"BNA1447b","Evonik Röhm GmbH",null,"G3/Kontu","12.03.2012","Abfall",5.8650000000000002,1325.1415000000004,1]
[null,null,"BNA1448","EEW Energy from Waste Saarbrücken GmbH","AHKW Neunkirchen","Linie 3 + 4","02.06.1977","Abfall",9.86,1335.0015000000003,1]
[null,null,"BNA1449a","Zweckverband Abfallwirtschaft Raum Würzburg","Turbosatz 1",null,"04.06.1984","Abfall",7.3949999999999996,1342.3965000000003,1]
[null,null,"BNA1449b","Zweckverband Abfallwirtschaft Raum Würzburg","Turbosatz 2",null,"09.11.1998","Abfall",10.199999999999999,1352.5965000000003,1]
[null,null,"BNA1465a","B+T Energie GmbH","EBS-Kraftwerk Witzenhausen",null,"24.06.2009","Abfall",23.8,1376.3965000000003,1]
[null,null,"BNA1490","EBS - Kraftwerk GmbH","EBKW Knapsack",null,"01.01.2009","Abfall",28.389999999999997,1404.7865000000004,1]
[null,null,"BNA1510","Spreestromerzeugungs GmbH","Hamburger Rieger",null,"01.01.2013","Abfall",15.895,1420.6815000000004,1]
[null,null,"BNA1520","ESWE BioEnergie GmbH","Biomasseheizkraftwerk Wiesbaden",null,"01.01.2014","Abfall",8.9249999999999989,1429.6065000000003,1]
[null,null,"BNA1864","KÄMMERER Energie GmbH","Turbine 4",null,1962,"Abfall",8.0749999999999993,1437.6815000000004,1]
[null,null,"BNA1865","KÄMMERER Energie GmbH","Turbine 5",null,1972,"Abfall",8.33,1446.0115000000003,1]
[null,null,"BNA1867","AVG Köln mbH","AVG Köln","Turbosatz 2","01.05.2017","Abfall",15.299999999999999,1461.3115000000003,1]
[null,null,null,"Nicht-EEG-Anlagen < 10 MW",null,null,null,"Abfall",120.22442499999998,1581.5359250000001,1]
[null,null,"BNA0157","Preussen Elektra GmbH","Brokdorf","KBR","22.12.1986","Kernenergie",1311.3,2892.8359250000003,17.866666666666664]
[null,null,"BNA0251","Preussen Elektra GmbH","Grohnde","KWG","01.02.1985","Kernenergie",1264.8,4157.6359250000005,17.866666666666664]
[null,null,"BNA0263","Preussen Elektra GmbH","Isar 2","KKI 2","09.04.1988","Kernenergie",1311.3,5468.9359250000007,17.866666666666664]
[null,null,"BNA0382","RWE Power AG","Kernkraft Gundremmingen ","C","02.11.1984","Kernenergie",1197.8399999999999,6666.7759250000008,17.866666666666664]
[null,null,"BNA0607","RWE Power AG","Kernkraftwerk Emsland","KKE","19.04.1988","Kernenergie",1242.48,7909.2559250000013,17.866666666666664]
[null,null,"BNA0686","EnBW Energie Baden-Württemberg AG","Gemeinschaftskernkraftwerk Neckarwestheim II","GKN II","15.04.1989","Kernenergie",1218.3,9127.5559250000006,17.866666666666664]
[null,null,"BNA0802","EnBW Energie Baden-Württemberg AG","Kernkraftwerk Philippsburg 2","KKP 2","18.04.1985","Kernenergie",1303.8599999999999,10431.415925000001,17.866666666666664]
[null,null,"BNA1185","Pfeifer & Langen GmbH & Co. KG","P&L Werk Könnern","Kessel 1 und 2","31.03.2014","Braunkohle",17.864000000000001,10449.279925000001,32.018067593466625]
[null,null,"BNA1164","Pfeifer & Langen GmbH & Co. KG","P&L Werk Jülich","Kessel 5","15.09.2013","Braunkohle",20.433599999999998,10469.713525000001,32.186813795285545]
[null,null,"BNA1401a","RWE Power AG","BoA 2","Neurath F","08.07.2012","Braunkohle",932.8,11402.513525,32.357448947124837]
[null,null,"BNA1401b","RWE Power AG","BoA 3","Neurath G","03.08.2012","Braunkohle",932.8,12335.313525,32.357448947124837]
[null,null,"BNA1404","Lausitz Energie Kraftwerke AG","Boxberg","R","06.11.2012","Braunkohle",563.20000000000005,12898.513525,32.357448947124837]
[null,null,"BNA1817","Stadtwerke Düsseldorf AG","GuD","GuD F","22.01.2016","GuD",517.65,13416.163525,32.657011323909408]
[null,null,"BNA1819","Stadtwerke Flensburg GmbH","Heizkraftwerk FL","Block 12","01.10.2016","GuD",67.86,13484.023525000001,32.657011323909408]
[null,null,"BNA1820","Gemeinschaftskraftwerk Bremen GmbH und Co. KG","KW Mittelsbüren","GuD MiBÜ","01.10.2016","GuD",386.71499999999997,13870.738525000001,32.657011323909408]
[null,null,"BNA0179","eins - energie in sachsen GmbH & Co. KG","HKW Chemnitz  Nord II","Block C","15.06.1990","Braunkohle",79.903999999999996,13950.642525000001,32.704514406903606]
[null,null,"BNA0543","RheinEnergie AG","HKW Merkenich","Block 6","16.12.2010","Braunkohle",66.263999999999996,14016.906525,32.704514406903606]
[null,null,"BNA0707","RWE Power AG","Niederaußem","H","16.09.1974","Braunkohle",570.24,14587.146525,32.88101069384993]
[null,null,"BNA0918b","Dow Deutschland Anlagengesellschaft mbH","Dow Stade","Cogen Dow Stade","01.01.2015","GuD",136.59,14723.736525,32.887804000382808]
[null,null,"BNA0922","CIECH Energy Deutschland GmbH","GuD-Ikw Staßfurt",null,"01.10.2015","GuD",87,14810.736525,32.887804000382808]
[null,null,"BNA0708","RWE Power AG","Niederaußem","G","23.10.1974","Braunkohle",552.64,15363.376525,33.05952793064678]
[null,null,"BNA0256b","SWE Energie GmbH","HKW Erfurt-Ost","GT2",2014,"GuD",28.362000000000002,15391.738524999999,33.122041343669252]
[null,null,"BNA0261c","Erlanger Stadtwerke AG","HKW Erlangen","GuD 2","10.02.2014","GuD",5.8289999999999997,15397.567524999999,33.122041343669252]
[null,null,"BNA0392b","Heizkraftwerk Halle-Trotha GmbH","HKW Halle Trotha","GuD","30.01.2013","GuD",48.841799999999999,15446.409324999999,33.359801053020142]
[null,null,"BNA0418","enercity AG","GKL","GKL","05.11.1998","GuD",200.1,15646.509324999999,33.359801053020142]
[null,null,"BNA0548b","Statkraft Markets GmbH","Knapsack Gas II",null,"01.07.2013","GuD",374.1,16020.609324999999,33.359801053020142]
[null,null,"BNA1337e","DS Smith Paper Deutschland GmbH","GuD-Anlage","GuD-Anlage","28.01.2013","GuD",40.89,16061.499324999999,33.359801053020142]
[null,null,"BNA1523b","Moritz J. Weig GmbH & Co KG","Gemeinschaftskraftwerk Weig","Block 2 (Kessel 6, GT 2, DT 3)","01.01.2013","GuD",23.837999999999997,16085.337324999999,33.359801053020142]
[null,null,"BNA0059b","Volkswagen AG","GuD Baunatal, VW Werksgelände",null,"29.12.2011","GuD",67.86,16153.197324999999,33.846210229402132]
[null,null,"BNA0136","Braunschweiger Versorgungs-AG & Co. KG","HKW-Mitte","GuD","30.12.2010","GuD",64.38,16217.577324999998,34.095027231166767]
[null,null,"BNA0588","Stadtwerke Leipzig GmbH","Heizkraftwerk Leipzig-Nord",null,"15.02.1996","GuD",145.29,16362.867324999999,34.095027231166767]
[null,null,"BNA0598b","InfraLeuna GmbH","ILK-GuD","KT1","30.04.2010","GuD",17.399999999999999,16380.267324999999,34.095027231166767]
[null,null,"BNA0606","RWE Generation SE","Emsland","D","07.09.2010","GuD",771.68999999999994,17151.957324999999,34.095027231166767]
[null,null,"BNA0805","Kraftwerk Platting GmbH","Kraftwerk Plattling",null,"20.04.2010","GuD",103.095,17255.052325000001,34.095027231166767]
[null,null,"BNA0709","RWE Power AG","Niederaußem","K","30.08.2002","Braunkohle",830.72,18085.772325000002,34.175084260195483]
[null,null,"BNA0400","Vattenfall Hamburg Wärme GmbH","GuD Tiefstack","GuD Tiefstack","02.11.2009","GuD",110.49,18196.262325000003,34.347701860865726]
[null,null,"BNA0444","K+S AG","Wintershall","Wintershall","20.05.2009","GuD",60.03,18256.292325000002,34.347701860865726]
[null,null,"BNA1087","Heizkraftwerk Würzburg GmbH","Heizkraftwerke an der Friedensbrücke","GTII","01.01.2009","GuD",25.664999999999999,18281.957325000003,34.347701860865726]
[null,null,"BNA0115","Lausitz Energie Kraftwerke AG","Lippendorf","R","20.06.2000","Braunkohle",770,19051.957325000003,34.564785271317824]
[null,null,"BNA0124","Lausitz Energie Kraftwerke AG","Boxberg","Q","01.10.2000","Braunkohle",754.16,19806.117325000003,34.564785271317824]
[null,null,"BNA1461","CropEnergies Bioethanol GmbH Zeitz",null,null,"15.01.2005","Braunkohle",15.4,19821.517325000004,34.564785271317824]
[null,null,"BNA0410","Trianel Gaskraftwerk Hamm GmbH & Co. KG ","Trianel Gaskraftwerk ","Block 10","01.03.2008","GuD",354.09,20175.607325000004,34.604324531653745]
[null,null,"BNA0411","Trianel Gaskraftwerk Hamm GmbH & Co. KG ","Trianel Gaskraftwerk ","Block 20","01.03.2008","GuD",356.7,20532.307325000005,34.604324531653745]
[null,null,"BNA0545","RheinEnergie AG","HKW Niehl 2","GuD","26.03.2005","GuD",359.31,20891.617325000007,34.604324531653745]
[null,null,"BNA0116","EnBW Energie Baden-Württemberg AG","Braunkohlekraftwerk Lippendorf","LIP S","01.12.1999","Braunkohle",770,21661.617325000007,34.763164256858978]
[null,null,"BNA0183","Stadtwerke Cottbus mbH","HKW Cottbus",1,"16.12.1999","Braunkohle",65.12,21726.737325000006,34.763164256858978]
[null,null,"BNA0442","Mark-E AG / Statkraft Markets","Cuno Heizkraftwerk Herdecke","H6","01.01.2007","GuD",362.79,22089.527325000006,34.864988504343934]
[null,null,"BNA0915","Lausitz Energie Kraftwerke AG","Schwarze Pumpe","B","25.05.1998","Braunkohle",660,22749.527325000006,34.963952703762985]
[null,null,"BNA0548a","Statkraft Markets GmbH","Knapsack Gas I",null,"01.01.2006","GuD",696,23445.527325000006,35.129790000410154]
[null,null,"BNA0914","Lausitz Energie Kraftwerke AG","Schwarze Pumpe","A","15.12.1997","Braunkohle",660,24105.527325000006,35.16719477730939]
[null,null,"BNA0785","Lausitz Energie Kraftwerke AG","KW Jänschwalde","A","01.10.1981","Braunkohle",409.2,24514.727325000007,35.372935728809246]
[null,null,"BNA0786","Lausitz Energie Kraftwerke AG","KW Jänschwalde","B","29.11.1982","Braunkohle",409.2,24923.927325000008,35.372935728809246]
[null,null,"BNA0787","Lausitz Energie Kraftwerke AG","KW Jänschwalde","C","01.02.1984","Braunkohle",409.2,25333.127325000009,35.372935728809246]
[null,null,"BNA0788","Lausitz Energie Kraftwerke AG","KW Jänschwalde","D","06.10.1985","Braunkohle",409.2,25742.327325000009,35.372935728809246]
[null,null,"BNA0878","Uniper Kraftwerke GmbH ","Schkopau","A","01.01.1996","Braunkohle",396,26138.327325000009,35.372935728809246]
[null,null,"BNA0879","Uniper Kraftwerke GmbH ","Schkopau","B","01.01.1996","Braunkohle",396,26534.327325000009,35.372935728809246]
[null,null,"BNA0100","Stadtwerke Bielefeld GmbH","GuD Kraftwerk Hillegossen","GuD","02.01.2005","GuD",32.581500000000005,26566.90882500001,35.398828320413436]
[null,null,"BNA0214","Stadtwerke Duisburg AG","HKW III/B","HKW III/B","24.10.2005","GuD",203.58,26770.488825000011,35.398828320413436]
[null,null,"BNA0261a","Erlanger Stadtwerke AG","HKW Erlangen","GuD I","14.09.2005","GuD",18.792000000000002,26789.280825000013,35.398828320413436]
[null,null,"BNA0614b","BASF SE","Kraftwerk Mitte","GUD A 800 \nGT 11, GT 12, DT 10","12.05.2005","GuD",432.82499999999999,27222.105825000013,35.398828320413436]
[null,null,"BNA0685","Stadtwerke Münster GmbH","Heizkraftwerk Hafen","GuD","14.12.2005","GuD",90.601799999999997,27312.707625000014,35.398828320413436]
[null,null,"BNA0742","N-ERGIE AG","HKW Sandreuth","GuD 1","05.01.2005","GuD",65.25,27377.957625000014,35.398828320413436]
[null,null,"BNA0743","N-ERGIE AG","HKW Sandreuth","GuD 2","05.01.2005","GuD",65.25,27443.207625000014,35.398828320413436]
[null,null,"BNA0861a","Energie SaarLorLux AG","HKW Römerbrücke","GuD-Anlage","01.06.2005","GuD",65.25,27508.457625000014,35.398828320413436]
[null,null,"BNA1082","WSW Energie & Wasser AG","HKW Barmen","Block 1","2005-12-30","GuD",76.576530000000005,27585.034155000012,35.398828320413436]
[null,null,"BNA1088","Heizkraftwerk Würzburg GmbH","Heizkraftwerke an der Friedensbrücke","GTI","01.01.2005","GuD",38.714999999999996,27623.749155000012,35.398828320413436]
[null,null,"BNA1293a","Martinswerk GmbH","Kraftwerk","K1/TG1","01.02.1995","Braunkohle",8.8000000000000007,27632.549155000012,35.581221929193632]
[null,null,"BNA1293b","Martinswerk GmbH","Kraftwerk","K2/TG2","01.02.1995","Braunkohle",8.8000000000000007,27641.349155000011,35.581221929193632]
[null,null,"BNA0546","RheinEnergie AG","HKW Merkenich","GuD","27.01.2004","GuD",93.96,27735.30915500001,35.672205968158707]
[null,null,"BNA0684a","SWM Services GmbH","Süd GT 61",2,"30.09.2004","GuD",108.66300000000001,27843.97215500001,35.672205968158707]
[null,null,"BNA0684b","SWM Services GmbH","Süd GT 62",2,"30.09.2004","GuD",107.79300000000001,27951.765155000012,35.672205968158707]
[null,null,"BNA0684c","SWM Services GmbH","Süd DT60",2,"30.09.2004","GuD",111.012,28062.777155000011,35.672205968158707]
[null,null,"BNA0123","Lausitz Energie Kraftwerke AG","Boxberg","P","01.07.1980","Braunkohle",409.2,28471.977155000011,35.792100903856664]
[null,null,"BNA1002","Mitteldeutsche Braunkohlengesellschaft mbH","Wählitz",null,"25.08.1994","Braunkohle",27.28,28499.25715500001,35.792100903856664]
[null,null,"BNA0499","Infraserv GmbH & Co. Höchst KG","Heizkraftwerk","Block A","26.11.2003","GuD",74.819999999999993,28574.07715500001,35.950028780907957]
[null,null,"BNA0658","Evonik Degussa GmbH","Kraftwerk III","Block 311","22.11.1973","GuD",53.183100000000003,28627.260255000008,35.950028780907957]
[null,null,"BNA1196b","MVV Energie AG","Industriekraftwerk Ludwigshafen","GuD","01.03.2003","GuD",10.405200000000001,28637.665455000009,35.950028780907957]
[null,null,"BNA0122","Lausitz Energie Kraftwerke AG","Boxberg","N","01.01.1979","Braunkohle",409.2,29046.86545500001,36.005621368807752]
[null,null,"BNA1400a","Südzucker AG, Werk Zeitz","EZ1","WSK","01.09.1993","Braunkohle",20.504000000000001,29067.369455000011,36.005621368807752]
[null,null,"BNA0270","Stadtwerke Flensburg GmbH","Heizkraftwerk FL","Block 11","02.06.1992","Steinkohle",24.490000000000002,29091.859455000013,36.121198012796839]
[null,null,"BNA1334","CR3-Kaffeeveredelung M. Hermsen GmbH","KWK-Anlage","GT 1-3, DT","1993 und 2002","GuD",12.876000000000001,29104.735455000013,36.232406065997367]
[null,null,"BNA1141","Pfeifer & Langen GmbH & Co. KG","P&L Werk Euskirchen","Kessel 4 / 6","01.12.1991","Braunkohle",12.76,29117.495455000011,36.440787813232376]
[null,null,"BNA0172a","Wacker Chemie AG","Burghausen 01 - GT",null,"27.07.2001","GuD",104.4,29221.895455000013,36.519450744228756]
[null,null,"BNA1183","RheinEnergie AG","HKW Merheim","GuD","08.03.2001","GuD",13.746,29235.641455000012,36.519450744228756]
[null,null,null,"Nicht-EEG-Anlagen < 10 MW",null,null,null,"Braunkohle",19.565920000000002,29255.207375000013,36.662537522678534]
[null,null,"BNA0105","envia THERM GmbH","GuD Bitterfeld",null,"04.08.2000","GuD",92.22,29347.427375000014,36.811279500430658]
[null,null,"BNA0199","RWE Generation SE","Dormagen","GuD","01.07.2000","GuD",509.82,29857.247375000014,36.811279500430658]
[null,null,"BNA0220","Stadtwerke Düsseldorf AG","GuD","AGuD","28.07.2000","GuD",87,29944.247375000014,36.811279500430658]
[null,null,"BNA0397","ThyssenKrupp Steel Europe AG","Duisburg Hamborn 5","Block 5","01.01.2003","GuD",195.75,30139.997375000014,36.811279500430658]
[null,null,"BNA0626","Kraftwerke Mainz-Wiesbaden AG","Kraftwerk Mainz","KW3","23.05.2000","GuD",377.75399999999996,30517.751375000014,36.811279500430658]
[null,null,"BNA1450","DREWSEN SPEZIALPAPIERE GmbH & Co. KG","GUD-Anlage DREWSEN",null,"01.09.2000","GuD",11.31,30529.061375000016,36.811279500430658]
[null,null,"BNA0523","Städtische Werke Energie + Wärme GmbH","FKK",null,"21.12.1989","Braunkohle",29.48,30558.541375000015,36.88713626479425]
[null,null,"BNA0271","Stadtwerke Flensburg GmbH","Heizkraftwerk FL","Block 10","23.01.1989","Steinkohle",26.07,30584.611375000015,37.079579609479325]
[null,null,"BNA0498","Infraserv GmbH & Co. Höchst KG","Heizkraftwerk","Block B","21.08.1989","Steinkohle",52.14,30636.751375000014,37.079579609479325]
[null,null,"BNA0256a","SWE Energie GmbH","HKW Erfurt-Ost","GT1","17.12.1999","GuD",66.554999999999993,30703.306375000015,37.108012941610752]
[null,null,"BNA0857","Opel Automobile GmbH ","GuD-Anlage Rüsselsheim","M120","10.09.1999","GuD",97.527000000000001,30800.833375000013,37.108012941610752]
[null,null,"BNA0177","eins - energie in sachsen GmbH & Co. KG","HKW Chemnitz  Nord II","Block B","01.09.1988","Braunkohle",49.983999999999995,30850.817375000013,37.114639300989033]
[null,null,"BNA0292","RWE Power AG","Frechen/Wachtberg","Frechen/Wachtberg","01.01.1959","Braunkohle",154.88,31005.697375000014,37.114639300989033]
[null,null,"BNA0592","InfraLeuna GmbH","GuD Leuna",null,"01.10.1998","GuD",33.93,31039.627375000015,37.409775763149824]
[null,null,"BNA0615","BASF SE","Kraftwerk Süd","GUD C 200\nGT 1, GT 2, DT 1","14.07.1997","GuD",356.7,31396.327375000015,37.716696923518633]
[null,null,"BNA0688","Neubrandenburger Stadtwerke GmbH","GuD-HKW Neubrandenburg",null,"16.05.1997","GuD",65.25,31461.577375000015,37.716696923518633]
[null,null,"BNA0073","Vattenfall Wärme Berlin AG","Mitte","GuD Mitte","30.12.1996","GuD",386.28,31847.857375000014,38.028909828031715]
[null,null,"BNA0504","TEAG Thüringer Energie AG","HKW Jena","HKW Jena","26.09.1996","GuD",158.34,32006.197375000014,38.028909828031715]
[null,null,"BNA0848","Stadtwerke Rostock AG","GuD Marienehe",null,"13.06.1996","GuD",93.96,32100.157375000013,38.028909828031715]
[null,null,"BNA1279","Basell Polyolefine GmbH","Gasturbine","D290","03.07.1996","GuD",45.152999999999999,32145.310375000012,38.028909828031715]
[null,null,"BNA1511a","Papierfabrik Schoellershammer H. A. Schoeller Söhne GmbH & Co KG","Kessel 4",null,"25.03.1983","Braunkohle",8.1840000000000011,32153.494375000013,38.297756426857262]
[null,null,"BNA0207","DREWAG Stadtwerke Dresden GmbH","HKW Dresden-Nossener Brücke","HKW Dresden-Nossener Brücke \n(3 GT + 1 DT, Sammelschiene)","28.09.1995","GuD",226.2,32379.694375000014,38.346552522188517]
[null,null,"BNA0755b","Kraftwerk Obernburg GmbH","Obernburg",1,"01.01.1995","GuD",52.2,32431.894375000014,38.346552522188517]
[null,null,"BNA0272","Stadtwerke Flensburg GmbH","Heizkraftwerk FL","Block 9","01.10.1985","Steinkohle",26.07,32457.964375000014,38.442611213649968]
[null,null,"BNA0088a","Solvay Chemicals GmbH","Industriekraftwerk Bernburg (IKB)",null,"30.12.1994","GuD",122.235,32580.199375000015,38.669767895190169]
[null,null,"BNA0130","Uniper Kraftwerke GmbH ","Kirchmöser",null,"01.01.1994","GuD",139.19999999999999,32719.399375000015,38.669767895190169]
[null,null,"BNA0593","InfraLeuna GmbH","ILK-GuD","GT1","01.07.1994","GuD",30.45,32749.849375000016,38.669767895190169]
[null,null,"BNA0594","TOTAL Raffinerie Mitteldeutschland GmbH","ILK-GuD","GT2","01.07.1994","GuD",30.45,32780.299375000017,38.669767895190169]
[null,null,"BNA0595","InfraLeuna GmbH","ILK-GuD","GT3","01.07.1994","GuD",32.19,32812.489375000019,38.669767895190169]
[null,null,"BNA0893","BASF Schwarzheide GmbH","GuD Schwarzheide",null,"01.10.1994","GuD",106.14,32918.629375000019,38.669767895190169]
[null,null,"BNA0138","Braunschweiger Versorgungs-AG & Co. KG","HKW-Mitte","Block 1 ","10.07.1984","Steinkohle",34.207000000000001,32952.836375000021,38.799751706088905]
[null,null,"BNA1086","Heizkraftwerk Würzburg GmbH","Heizkraftwerke an der Friedensbrücke","TSII","01.01.1993","GuD",21.75,32974.586375000021,38.998703894262654]
[null,null,"BNA1329","Kübler & Niethammer Papierfabrik Kriebstein AG","K&N PFK AG EV","GT / GDT","02.04.1993","GuD",11.4057,32985.992075000024,38.998703894262654]
[null,null,"BNA0662a","Evonik Degussa GmbH","Kraftwerk I ","Block 5 ","15.10.1983","Steinkohle",54.036000000000008,33040.028075000024,39.163826965371328]
[null,null,"BNA0646b","Grosskraftwerk Mannheim AG","GKM ","Block 9","02.05.2015","Steinkohle",665.97,33705.998075000025,39.245694699350501]
[null,null,"BNA1558","Vattenfall Heizkraftwerk Moorburg GmbH","Moorburg B","B","28.02.2015","Steinkohle",632,34337.998075000025,39.245694699350501]
[null,null,"BNA1673","Vattenfall Heizkraftwerk Moorburg GmbH","Moorburg A","A","31.08.2015","Steinkohle",632,34969.998075000025,39.245694699350501]
[null,null,"BNA1674","ENGIE Deutschland AG","Kraftwerk Wilhelmshaven","Kraftwerk Wilhelmshaven","30.10.2015","Steinkohle",577.49,35547.488075000023,39.245694699350501]
[null,null,"BNA1486","ROMONTA GmbH","Grubenheizkraftwerk",null,"01.07.1979","Braunkohle",39.6,35587.088075000021,39.302729143384234]
[null,null,"BNA1523a","Moritz J. Weig GmbH & Co KG","Gemeinschaftskraftwerk Weig","Block 1 (Kessel2, GT 1, DT 2)","01.01.1992","GuD",9.918000000000001,35597.006075000019,39.333513750461421]
[null,null,"BNA0144","swb Erzeugung AG & Co. KG","KW Hastedt","Block 15","01.03.2014","Steinkohle",94.01,35691.016075000021,39.451921300977411]
[null,null,"BNA0413c","RWE Generation SE","Westfalen","E","02.07.2014","Steinkohle",603.32300000000009,36294.339075000018,39.451921300977411]
[null,null,"BNA0518b","EnBW Energie Baden-Württemberg AG","Rheinhafen-Dampfkraftwerk","RDK 8","01.07.2014","Steinkohle",658.86,36953.199075000019,39.451921300977411]
[null,null,"BNA0216b","STEAG-EVN Walsum 10 Kraftwerksgesellsellschaft mbH","KW Walsum","Walsum 10","20.12.2013","Steinkohle",572.75,37525.949075000019,39.660401745245039]
[null,null,"BNA0450","Steag GmbH","KW Herne","Herne 4","25.07.1989","Steinkohle",354.71000000000004,37880.659075000018,39.660401745245039]
[null,null,"BNA1508","Trianel Kohlekraftwerk Lünen GmbH & Co. KG","Trianel Kohlekraftwerk Lünen",null,"01.01.2013","Steinkohle",580.65,38461.309075000019,39.660401745245039]
[null,null,"BNA0597","InfraLeuna GmbH","ILK-GuD","DT1","01.07.1994","GuD",7.5689999999999991,38468.878075000022,40.021395818651627]
[null,null,"BNA1093","ENGIE Deutschland AG","Zolling","Zolling Block 5","01.01.1985","Steinkohle",372.88,38841.75807500002,40.084273587733939]
[null,null,"BNA0700","RWE Power AG","Neurath","E","22.02.1976","Braunkohle",531.52,39373.278075000017,40.093440737520822]
[null,null,"BNA0699","RWE Power AG","Neurath","D","24.06.1975","Braunkohle",534.16,39907.43807500002,40.364453260373907]
[null,null,"BNA1028","RWE Power AG","Weisweiler","H","18.01.1975","Braunkohle",577.28,40484.718075000019,40.364453260373907]
[null,null,"BNA0434","EnBW Energie Baden-Württemberg AG","Heizkraftwerk Heilbronn","HLB 7","01.12.1985","Steinkohle",614.62,41099.338075000021,40.51761742670304]
[null,null,"BNA0493","RWE Generation SE","Ibbenbüren","B","19.06.1985","Steinkohle",627.26,41726.598075000024,40.51761742670304]
[null,null,"BNA1027","RWE Power AG","Weisweiler","G","14.02.1974","Braunkohle",583.44000000000005,42310.038075000026,40.639319041845759]
[null,null,"BNA0147","ENGIE Deutschland AG","Farge","Farge","01.01.1969","Steinkohle",276.5,42586.538075000026,40.960754346778778]
[null,null,"BNA0019","EnBW Energie Baden-Württemberg AG","Heizkraftwerk Altbach/Deizisau","ALT HKW 2 (DT Solobetrieb)","01.01.1997","Steinkohle",265.44,42851.978075000028,41.186099541930929]
[null,null,"BNA0696","RWE Power AG","Neurath","A","14.10.1972","Braunkohle",258.72000000000003,43110.698075000029,41.200943835718547]
[null,null,"BNA0697","RWE Power AG","Neurath","B","30.06.1972","Braunkohle",258.72000000000003,43369.418075000031,41.200943835718547]
[null,null,"BNA0518a","EnBW Energie Baden-Württemberg AG","Rheinhafen-Dampfkraftwerk","RDK 7","21.06.1985","Steinkohle",408.43,43777.848075000031,41.414020110741966]
[null,null,"BNA0644","Grosskraftwerk Mannheim AG","GKM ","Block 6","26.12.2005","Steinkohle",201.45000000000002,43979.298075000028,41.414020110741966]
[null,null,"BNA0861b","Energie SaarLorLux AG","HKW Römerbrücke","Kohleanlage","01.07.1989","Steinkohle",39.5,44018.798075000028,41.414020110741966]
[null,null,"BNA0464","Kraftwerk Mehrum GmbH","KWM","Block3","01.06.1979","Steinkohle",545.1,44563.898075000026,41.877766007975978]
[null,null,"BNA0284","Stadtwerke Frankfurt (Oder) GmbH","Heizkraftwerk FFO","Block1-GuD-EK","30.09.1997","GuD",41.76,44605.658075000028,42.070406234537359]
[null,null,"BNA0705","RWE Power AG","Niederaußem","D","31.05.1968","Braunkohle",261.36,44867.018075000029,42.374239197175527]
[null,null,"BNA1075a","Volkswagen AG","HKW Nord","Generator A","01.05.2000","Steinkohle",48.585000000000001,44915.603075000028,42.593844231646138]
[null,null,"BNA1075b","Volkswagen AG","HKW Nord","Generator B","01.05.2000","Steinkohle",48.585000000000001,44964.188075000027,42.593844231646138]
[null,null,"BNA1026","RWE Power AG","Weisweiler","F","04.09.1967","Braunkohle",282.48,45246.668075000031,42.678535251019738]
[null,null,"BNA0842b","Stadtwerke Rosenheim GmbH & Co. KG","Gasmotor 4","Gasmotor 4","10.04.2013","GuD",8.0039999999999996,45254.672075000031,42.934356649788263]
[null,null,"BNA0843","Stadtwerke Rosenheim GmbH & Co. KG","Gasmotor 5","Gasmotor 5","20.12.2012","GuD",3.7409999999999997,45258.413075000033,43.060791042355184]
[null,null,"BNA0832","FairEnergie GmbH","BHKW-Hauffstraße","Motorenanlage","21.02.2011","GuD",8.5608000000000004,45266.973875000032,43.187999410215475]
[null,null,"BNA0842a","Stadtwerke Rosenheim GmbH & Co. KG","Gasmotore","Gasmotore 1-3","01.08.2011","GuD",8.5347000000000008,45275.508575000029,43.187999410215475]
[null,null,"BNA0712","RWE Power AG","Niederaußem","C","27.06.1965","Braunkohle",259.60000000000002,45535.108575000027,43.300994014326363]
[null,null,"BNA1025","RWE Power AG","Weisweiler","E","02.12.1965","Braunkohle",282.48,45817.588575000031,43.300994014326363]
[null,null,"BNA1553","Gunvor Raffinerie Ingolstadt GmbH",null,null,"24.08.2012","GuD",20.271000000000001,45837.859575000031,43.315988882088938]
[null,null,"BNA1556","Sachsenmilch Leppersdorf GmbH",null,null,"09.05.2014","GuD",31.32,45869.179575000031,43.315988882088938]
[null,null,"BNA1557","Volkswagen Sachsen GmbH ",null,null,"13.02.2014","GuD",11.223000000000001,45880.402575000029,43.315988882088938]
[null,null,"BNA1671","Kronos Titan GmbH",null,null,"03.03.2014","GuD",14.877000000000001,45895.27957500003,43.315988882088938]
[null,null,"BNA1810","Exxon Mobil Production Deutschland GmbH",null,null,"31.07.2014","GuD",26.274000000000001,45921.553575000027,43.315988882088938]
[null,null,"BNA1911","DREWAG Stadtwerke Dresden GmbH","HKW Dresden-Nord","HKW Dresden-Nord","07.12.2018","GuD",10.005000000000001,45931.558575000025,43.315988882088938]
[null,null,"BNA1925","ENGIE Deutschland GmbH","HKW Lusan",null,"18.12.2018","GuD",15.051,45946.609575000024,43.315988882088938]
[null,null,"BNA1926","ENGIE Deutschland GmbH","HKW Tinz",null,"18.12.2018","GuD",19.183500000000002,45965.793075000023,43.315988882088938]
[null,null,"BNA1927","TEAG Thüringer Energie AG","GM","GM","04.12.2018","GuD",8.6999999999999993,45974.49307500002,43.315988882088938]
[null,null,"BNA1934","BMW AG","KWK Landshut","KWK Landshut","09.01.2019","GuD",15.312000000000001,45989.805075000018,43.315988882088938]
[null,null,"BNA0531","Energieservice Westfalen Weser GmbH","KW Kirchlengern",null,"16.01.1981","GuD",108.75,46098.555075000018,43.453995446056233]
[null,null,"BNA0510b","SWK Stadtwerke Kaiserslautern, Versorgungs-AG","HKW Karcherstr.",20,"26.11.1996","Steinkohle",10.586,46109.141075000021,43.588876622770144]
[null,null,"BNA1097","Smurfit Kappa Zülpich Papier GmbH","Kohlekraftwerk","K06","30.06.1964","Braunkohle",17.16,46126.301075000025,43.619368968517634]
[null,null,"BNA1451","Venator Germany GmbH","HKW Sachtleben",null,"30.06.1964","Braunkohle",24.2,46150.501075000022,43.619368968517634]
[null,null,"BNA0485","Hüttenwerke Krupp Mannesmann GmbH","Huckingen","A","17.01.1976","GuD",263.61,46414.111075000023,43.873535400516786]
[null,null,"BNA0486","Hüttenwerke Krupp Mannesmann GmbH","Huckingen","B","27.03.1977","GuD",263.61,46677.721075000023,43.873535400516786]
[null,null,"BNA0616b","BASF SE","Kraftwerk Nord","S 300\nVT 1, VT 2, NT 7","11.05.1964","GuD",76.125,46753.846075000023,43.873535400516786]
[null,null,"BNA0683a","SWM Services GmbH","Süd DT1",1,"08.10.1980","GuD",69.338999999999999,46823.185075000023,43.873535400516786]
[null,null,"BNA0683b","SWM Services GmbH","Süd GT3",1,"20.08.1980","GuD",85.173000000000002,46908.358075000026,43.873535400516786]
[null,null,"BNA0683c","SWM Services GmbH","Süd GT2",1,"22.07.1980","GuD",85.173000000000002,46993.531075000028,43.873535400516786]
[null,null,"BNA0800","Heizkraftwerk Pforzheim GmbH","Heizkraftwerk Pforzheim GmbH","Kombiblock/GuD","14.11.1980","GuD",35.844000000000001,47029.375075000025,43.873535400516786]
[null,null,"BNA0849","EnBW Energie Baden-Württemberg AG","KNG Kraftwerk Rostock","Rostock","01.10.1994","Steinkohle",406.06,47435.435075000023,44.1045946303649]
[null,null,"BNA0660","Evonik Degussa GmbH","Kraftwerk I  ","Block 4 ","01.06.1971","Steinkohle",43.892400000000002,47479.32747500002,44.156859092673045]
[null,null,"BNA0402","Vattenfall Hamburg Wärme GmbH","Tiefstack","Tiefstack","01.03.1993","Steinkohle",153.26000000000002,47632.587475000022,44.367199505397814]
[null,null,"BNA0403","Vattenfall Wärme Berlin AG","Wedel","Wedel 2","23.07.1962","Steinkohle",97.17,47729.75747500002,44.367199505397814]
[null,null,"BNA0404","Vattenfall Wärme Berlin AG","Wedel","Wedel 1","01.01.1961","Steinkohle",108.23,47837.987475000024,44.367199505397814]
[null,null,"BNA0646a","Grosskraftwerk Mannheim AG","GKM ","Block 8","05.04.1993","Steinkohle",343.65000000000003,48181.637475000025,44.367199505397814]
[null,null,"BNA0377","Uniper Kraftwerke GmbH ","Staudinger",5,"01.01.1992","Steinkohle",402.90000000000003,48584.537475000026,44.633046415924959]
[null,null,"BNA1405a","Fernwärme Ulm GmbH","Heizkraftwerk Magirusstraße",null,"17.11.1992","Steinkohle",16.353000000000002,48600.890475000029,44.633046415924959]
[null,null,"BNA1507","Michelin Reifenwerke AG & Co. KGaA \nStandort Bad Kreuznach",null,null,2006,"GuD",9.3089999999999993,48610.19947500003,44.640477217720715]
[null,null,"BNA1866","Zweite Energieversorgungscenter Dresden-Wilschdorf GmbH & Co. KG",null,null,"01.04.2005","GuD",29.492999999999999,48639.692475000033,44.640477217720715]
[null,null,"BNA0556b","Cargill Deutschland GmbH","KWK-Anlage Krefeld VM","Gasmotor (Dieselgenerator)","01.07.1999","GuD",12.18,48651.872475000033,44.777555447645383]
[null,null,"BNA0969b","SWM Services GmbH","Nord 2",2,"15.12.1991","Steinkohle",262.83300000000003,48914.705475000032,44.90219577254561]
[null,null,"BNA0085a","Vattenfall Wärme Berlin AG","Moabit","Moabit A","24.11.1989","Steinkohle",70.31,48985.015475000029,45.174709496124024]
[null,null,"BNA0758","Energieversorgung Offenbach AG","Heizkraftwerk Offenbach",null,"15.02.1990","Steinkohle",42.660000000000004,49027.675475000033,45.174709496124024]
[null,null,"BNA0801","Heizkraftwerk Pforzheim GmbH","Heizkraftwerk Pforzheim GmbH","Wirbelschichtblock","18.01.1990","Steinkohle",21.251000000000001,49048.926475000029,45.174709496124024]
[null,null,"BNA0290","Mainova AG","HKW West","Block 3","01.01.1989","Steinkohle",48.585000000000001,49097.511475000028,45.450651065282031]
[null,null,"BNA0420","enercity AG","GKH","Block1","26.01.1989","Steinkohle",107.44,49204.951475000031,45.450651065282031]
[null,null,"BNA0421","enercity AG","GKH","Block2","21.06.1989","Steinkohle",107.44,49312.391475000033,45.450651065282031]
[null,null,"BNA0999","Steag GmbH","Heizkraftwerk","HKV","30.11.1989","Steinkohle",166.69,49479.081475000035,45.450651065282031]
[null,null,"BNA0745","Uniper Kraftwerke GmbH ","Franken 1",2,"01.01.1976","GuD",382.8,49861.881475000038,45.639099375538322]
[null,null,"BNA0087","Vattenfall Wärme Berlin AG","Reuter West","Reuter West E","04.08.1988","Steinkohle",222.78,50084.661475000037,45.730085565695205]
[null,null,"BNA0216a","Steag GmbH","KW Walsum","Walsum 9","01.06.1988","Steinkohle",292.3,50376.96147500004,45.730085565695205]
[null,null,"BNA0289b","Mainova AG","HKW West","Block 2","01.01.1988","Steinkohle",48.585000000000001,50425.546475000039,45.730085565695205]
[null,null,"BNA0086","Vattenfall Wärme Berlin AG","Reuter West","Reuter West D","14.12.1987","Steinkohle",222.78,50648.326475000038,46.01307974127289]
[null,null,"BNA0793","Uniper Kraftwerke GmbH ","Heyden",4,"01.01.1987","Steinkohle",691.25,51339.576475000038,46.01307974127289]
[null,null,"BNA1528","Stadtwerke Kempen GmbH",null,null,"01.01.1990","GuD",11.484,51351.060475000035,46.051614322973265]
[null,null,"BNA0602","RWE Generation SE","Emsland","C1","01.01.1974","GuD",100.92,51451.980475000033,46.578229149485949]
[null,null,"BNA0605","RWE Generation SE","Emsland","C2","01.01.1974","GuD",312.33,51764.310475000035,46.578229149485949]
[null,null,"BNA0336","Uniper Kraftwerke GmbH ","FWK Buer",null,"01.01.1985","Steinkohle",55.300000000000004,51819.610475000038,46.590022705676411]
[null,null,"BNA1076a","Volkswagen AG","HKW West","Block 1","01.11.1985","Steinkohle",109.41500000000001,51929.025475000039,46.590022705676411]
[null,null,"BNA1076b","Volkswagen AG","HKW West","Block 2","01.11.1985","Steinkohle",109.41500000000001,52038.440475000039,46.590022705676411]
[null,null,"BNA1863","Fresenius Medical Care Deutschland GmbH","Gasturbinen-HKW St. Wendel",null,"21.01.2014","Gasturbine",16.965,52055.405475000036,46.792725576927374]
[null,null,"BNA0936","EnBW Energie Baden-Württemberg AG","Restmüll-Heizkraftwerk Stuttgart-Münster","MÜN DT15","01.01.1984","Steinkohle",35.550000000000004,52090.955475000039,46.884113762206773]
[null,null,"BNA0603","RWE Generation SE","Emsland","B1","01.01.1973","GuD",100.92,52191.875475000037,47.062941290878271]
[null,null,"BNA0604","RWE Generation SE","Emsland","B2","01.01.1973","GuD",312.33,52504.205475000039,47.062941290878271]
[null,null,"BNA0744","Uniper Kraftwerke GmbH ","Franken 1",1,"01.01.1973","GuD",333.21,52837.415475000038,47.062941290878271]
[null,null,"BNA1039","RWE Generation SE","Gersteinwerk","F1","01.01.1973","GuD",47.85,52885.265475000037,47.062941290878271]
[null,null,"BNA1040","RWE Generation SE","Gersteinwerk","G1","01.01.1973","GuD",47.85,52933.115475000035,47.062941290878271]
[null,null,"BNA1045","RWE Generation SE","Gersteinwerk","G2","01.01.1973","GuD",308.85000000000002,53241.965475000034,47.062941290878271]
[null,null,"BNA0497","Infraserv GmbH & Co. Höchst KG","ADS-Anlage",null,"01.11.2012","Gasturbine",83.954999999999998,53325.920475000035,47.371816464573335]
[null,null,"BNA1437","Aluminium Oxid Stade GmbH","KWK AOS GmbH","GT 1/2","01.05.2012","Gasturbine",26.726399999999998,53352.646875000035,47.371816464573335]
[null,null,"BNA0261b","Erlanger Stadtwerke AG","HKW Erlangen","K6 DT2","04.03.1982","Steinkohle",13.745999999999999,53366.392875000034,47.483904732762127]
[null,null,"BNA0645","Grosskraftwerk Mannheim AG","GKM ","Block 7","01.11.1982","Steinkohle",335.75,53702.142875000034,47.483904732762127]
[null,null,"BNA0935","EnBW Energie Baden-Württemberg AG","Restmüll-Heizkraftwerk Stuttgart-Münster","MÜN DT12","01.01.1982","Steinkohle",35.550000000000004,53737.692875000037,47.483904732762127]
[null,null,"BNA0998","Steag GmbH","Modellkraftwerk","MKV","15.08.1982","Steinkohle",141.41,53879.102875000041,47.483904732762127]
[null,null,"BNA1488","KG Deutsche Gasrußwerke GmbH & Co.",null,null,"1984 / 1989","GuD",13.92,53893.022875000039,47.558190652735647]
[null,null,"BNA0067","STEAG GmbH","Bergkamen","A","02.07.1981","Steinkohle",566.43000000000006,54459.452875000039,47.789758406489028]
[null,null,"BNA1044","RWE Generation SE","Gersteinwerk","F2","1973-01-01","GuD",308.85000000000002,54768.302875000038,48.00753885422575]
[null,null,"BNA0135","Braunschweiger Versorgungs-AG & Co. KG","HKW-Mitte","Block 12","15.07.1971","GuD",17.399999999999999,54785.702875000039,48.064324615952529]
[null,null,"BNA1085","Heizkraftwerk Würzburg GmbH","Heizkraftwerke an der Friedensbrücke","TSIII","01.01.1971","GuD",20.010000000000002,54805.712875000041,48.064324615952529]
[null,null,"BNA1467","Koehler SE",null,null,"01.12.1986","Steinkohle",14.615,54820.327875000039,48.099690129198962]
[null,null,null,"Nicht-EEG-Anlagen < 10 MW",null,null,null,"Steinkohle",15.596180000000002,54835.92405500004,48.099690129198962]
[null,null,"BNA0146","swb Erzeugung AG & Co. KG","KW Hafen","Block 6","01.12.1979","Steinkohle",239.37,55075.294055000042,48.413782009260693]
[null,null,"BNA1868","Mainova AG","HKW West M5","M5","01.01.2018","GuD",33.669000000000004,55108.963055000044,48.60496771302509]
[null,null,"BNA1909","EnBW Energie Baden-Württemberg AG","HKW 3 Stuttgart-Gaisburg","HKW3","29.08.2018","GuD",25.361370000000001,55134.324425000043,48.60496771302509]
[null,null,"BNA0081","Vattenfall Wärme Berlin AG","Klingenberg","Klingenberg","13.08.1981","GuD",142.68,55277.004425000043,48.733319123687288]
[null,null,"BNA0361","KGW - Kraftwerk Grenzach-Wyhlen GmbH","Kraftwerk Grenzach-Wyhlen",null,"20.12.2017","GuD",26.1,55303.104425000041,48.733319123687288]
[null,null,"BNA1187","Pfeifer & Langen GmbH & Co. KG","P&L Werk Lage","Kessel 1/2/3","12.09.2017","GuD",8.8739999999999988,55311.978425000045,48.733319123687288]
[null,null,"BNA1873","BMW AG","KWK Dingolfing BA 1","KWK Dingolfing BA1","15.11.2017","GuD",13.92,55325.898425000043,48.733319123687288]
[null,null,"BNA1676","Evonik Degussa GmbH","Kraftwerk IV",1,"13.02.2016","GuD",52.861199999999997,55378.759625000042,48.862371908178233]
[null,null,"BNA1818","RheinEnergie AG","Niehl 3","Niehl 31","29.04.2016","GuD",400.113,55778.87262500004,48.862371908178233]
[null,null,"BNA1859","Ford-Werke GmbH","Ford Saarlouis",null,2016,"GuD",19.14,55798.012625000039,48.862371908178233]
[null,null,"BNA1862","BMW AG","Regensburg",null,"20.08.2016","GuD",2.3054999999999999,55800.318125000042,48.862371908178233]
[null,null,"BNA1904","Stadtwerke Flensburg GmbH","K5/T7",null,"01.10.2016","GuD",25.23,55825.548125000045,48.862371908178233]
[null,null,"BNA1248b","UPM GmbH","HKW3 UPM Schongau","HKW 3","20.12.2014","GuD",66.12,55891.668125000047,49.122604720860529]
[null,null,"BNA1292b","Sales & Solutions GmbH","IHKW Heidenheim","BHKW-Anlage","06.11.2014","GuD",16.442999999999998,55908.111125000047,49.122604720860529]
[null,null,"BNA1677","Volkswagen AG","BHKW Braunschweig",null,"27.07.2014","GuD",9.048,55917.159125000049,49.122604720860529]
[null,null,"BNA1678","Flughafen München GmbH","Energiezentrale 2016",null,"09.12.2014","GuD",14.616,55931.775125000051,49.122604720860529]
[null,null,"BNA0863","Salzgitter Flachstahl GmbH","Kraftwerk Salzgitter","AB","01.07.1939","GuD",82.215000000000003,56013.990125000048,49.170227325581386]
[null,null,"BNA1458",null,null,null,"15.01.1976","GuD",24.316499999999998,56038.306625000048,49.170227325581386]
[null,null,"BNA1463","Smurfit Kappa Herzberger Papierfabrik GmbH",null,null,"01.01.1978","GuD",16.965,56055.271625000045,49.170227325581386]
[null,null,"BNA0239","Uniper Kraftwerke GmbH ","Huntorf",null,"01.01.1978","Gasturbine",279.27,56334.541625000042,49.20043207844428]
[null,null,"BNA1023","RWE Power AG","Weisweiler","G_VGT","04.08.2006","Gasturbine",174,56508.541625000042,49.20043207844428]
[null,null,"BNA1024","RWE Power AG","Weisweiler","H_VGT","19.12.2006","Gasturbine",174,56682.541625000042,49.20043207844428]
[null,null,"BNA0111","Stadtwerke Bochum Holding GmbH","HKW Hiltrop",null,"01.12.2013","GuD",38.28,56720.821625000041,49.25379646940285]
[null,null,"BNA0117b","Energie- und Wasserversorgung Bonn/Rhein-Sieg GmbH","Heizkraftwerk Karlstraße","Heizkraftwerk Karlstraße","01.11.2013","GuD",82.65,56803.471625000042,49.25379646940285]
[null,null,"BNA0804","K+S AG","Hattorf","Hattorf","01.01.2013","GuD",45.24,56848.71162500004,49.25379646940285]
[null,null,"BNA1260","Daimler AG","Heizkraftwerk Sindelfingen","Sammelschienen-HKW","21.11.2013","GuD",82.65,56931.361625000041,49.25379646940285]
[null,null,"BNA1504","Daimler AG","BHKW",null,"20.02.2013","GuD",11.344799999999999,56942.70642500004,49.25379646940285]
[null,null,"BNA1531","Industriekraftwerk Greifswald GmbH","Industriekraftwerk Greifswald",null,"01.12.2013","GuD",33.06,56975.766425000038,49.25379646940285]
[null,null,"BNA1541","Freiberger Erdgas GmbH","HKW Freiberg",null,"25.09.2013","GuD",11.64321,56987.40963500004,49.25379646940285]
[null,null,"BNA1061","Uniper Kraftwerke GmbH ","Wilhelmshaven",1,"01.01.1976","Steinkohle",598.03,57585.439635000039,49.381873420409889]
[null,null,"BNA1464","ZF Friedrichshafen AG","Gas- u. Dampfturbinenanlage Südraum",null,"01.04.2012","GuD",33.590699999999998,57619.030335000039,49.385713034235451]
[null,null,"BNA1492a","Papierfabrik Adolf Jass GmbH & Co. KG","Kraftwerk 3",null,"01.09.2012","GuD",22.794,57641.824335000041,49.385713034235451]
[null,null,"BNA1503","Daimler AG","BHKW H.120",null,"31.10.2012","GuD",18.357000000000003,57660.181335000045,49.385713034235451]
[null,null,"BNA1861","BMW AG","Regensburg",null,"29.10.2012","GuD",9.2219999999999995,57669.403335000046,49.385713034235451]
[null,null,"BNA1502","SWK ENERGIE GmbH","Heizkraftwerk Krefeld",null,"01.03.2011","GuD",10.962,57680.365335000046,49.518360438762414]
[null,null,"BNA0194","Fernwärmeversorgungs-GmbH Dessau","Kraftwerk Dessau",null,"01.01.1996","GuD",33.93,57714.295335000046,49.651744773314533]
[null,null,"BNA0238b","ArcelorMittal Eisenhüttenstadt GmbH","IKW","Block 7",2013,"GuD",48.72,57763.015335000047,49.651744773314533]
[null,null,"BNA0864","Salzgitter Flachstahl GmbH","Kraftwerk Salzgitter","Block 1","15.06.2010","GuD",84.39,57847.405335000047,49.651744773314533]
[null,null,"BNA0865b","Salzgitter Flachstahl GmbH","Kraftwerk Salzgitter","Block 2","15.08.2010","GuD",84.39,57931.795335000046,49.651744773314533]
[null,null,"BNA1115","Aktien-Gesellschaft der Dillinger Hüttenwerke, ROGESA Roheisengesellschaft Saar mbH und Zentralkokerei Saar GmbH, als Bruchteilsgemeinschaft","Gichtgaskraftwerk Dillingen",null,"20.10.2010","GuD",73.95,58005.745335000043,49.651744773314533]
[null,null,"BNA1182","RheinEnergie AG","HKW Merkenich","Block 4","12.10.2010","GuD",13.484999999999999,58019.230335000044,49.651744773314533]
[null,null,"BNA1935","Vattenfall Wärme Berlin AG","Lichterfelde",null,"2019-04-11","GuD",251.43,58270.660335000044,49.651744773314533]
[null,null,"BNA1937","Mainova AG","Dampfturbine 5","DT 5","2018-01-01","GuD",33.669000000000004,58304.329335000046,49.651744773314533]
[null,null,"BNA0033","Stadtwerke Augsburg Energie GmbH","Gasturbine","GT","15.01.2004","Gasturbine",26.709,58331.038335000048,49.8424460303088]
[null,null,"BNA1196a","MVV Energie AG","BHKW Ludwigshafen","BHKW ","12.06.2008","GuD",10.875,58341.913335000048,49.920748934059311]
[null,null,"BNA0243","Palm Power GmbH & Co. KG","HKW Eltmann",null,"28.12.2007","GuD",49.589999999999996,58391.503335000045,50.056381284014662]
[null,null,"BNA1078","Palm Power GmbH & Co. KG","HKW Wörth",null,"30.11.2007","GuD",51.33,58442.833335000047,50.056381284014662]
[null,null,"BNA1056","InfraServ GmbH & Co. Wiesbaden KG","Wi-Biebrich","Block 1","26.06.2006","GuD",21.76305,58464.596385000048,50.192775613464136]
[null,null,"BNA0392a","EVH GmbH","HKW Halle Trotha","Block A und B","27.08.2005","GuD",84.39,58548.986385000047,50.329938361671083]
[null,null,"BNA0527","Stadtwerke Kiel AG","HKW Humboldtstr.",null,"27.04.2005","GuD",18.704999999999998,58567.691385000049,50.329938361671083]
[null,null,"BNA1121","RÜTGERS Germany GmbH","Energiezentrale","Energiecenter","09.01.2005","GuD",0.76559999999999995,58568.456985000048,50.329938361671083]
[null,null,"BNA0834","Solvay Chemicals GmbH","Solvay Kraftwerk Rheinberg",null,1975,"Steinkohle",62.410000000000004,58630.866985000051,50.390584051607298]
[null,null,"BNA0202","RWE Generation SE","Dortmund","KDO","22.03.2004","GuD",22.62,58653.486985000054,50.467876040658851]
[null,null,"BNA0285","Mainova AG","HKW Niederrad","Block 1","01.01.2004","GuD",60.9,58714.386985000056,50.467876040658851]
[null,null,"BNA1327b","Terminal 2 Gesellschaft mbH & Co oHG","Erweiterung Energiezentrale 2003","AGG8 - AGG9",2003,"GuD",6.4728000000000003,58720.859785000059,50.606595236241461]
[null,null,"BNA0174","InfraServ GmbH & Co. Gendorf KG","Industriepark Werk Gendorf",null,"19.07.2002","GuD",63.596999999999994,58784.45678500006,50.746102609071684]
[null,null,"BNA0213","Stadtwerke Duisburg AG","HKW III/A","HKW III/A","01.01.2002","GuD",34.799999999999997,58819.256785000063,50.746102609071684]
[null,null,"BNA1165","Pfeifer & Langen GmbH & Co. KG","P&L Werk Appeldorn","Lentjes-Kessel","23.09.2002","GuD",9.918000000000001,58829.174785000061,50.746102609071684]
[null,null,"BNA1151","innogy SE","KWKK Heidelberg",null,"21.12.2001","GuD",11.744999999999999,58840.919785000064,50.886404895707216]
[null,null,"BNA1193","Stadtwerke Lemgo GmbH","HKW-West",null,"01.10.2001","GuD",10.962,58851.881785000063,50.886404895707216]
[null,null,"BNA1315","Universitätsklinikum Freiburg AdöR","HKW","HKW","01.01.2001","GuD",23.49,58875.371785000061,50.886404895707216]
[null,null,"BNA1328","HBB Heizkraftwerk Bauernfeind Betreibergesellschaft mbh","HBB","GUD","01.02.2001","GuD",20.88,58896.251785000059,50.886404895707216]
[null,null,"BNA0598a","InfraLeuna GmbH","ILK-EKT","EKT","14.02.2000","GuD",12.18,58908.431785000059,51.027508909694959]
[null,null,"BNA0957","Stadtwerke Tübingen GmbH","BHKW Obere Viehweide"," -","18.04.2000","GuD",11.657999999999999,58920.089785000062,51.027508909694959]
[null,null,"BNA1138","Stadtwerke Erkrath GmbH","BHKW an Klinkerweg","Module 1, 2 und 3","01.04.2000","GuD",8.8739999999999988,58928.963785000065,51.027508909694959]
[null,null,"BNA1238","Molkerei MEGGLE Wasserburg GmbH & Co. KG","Kraftwerk Meggle",null,"01.06.2000","GuD",13.137,58942.100785000068,51.027508909694959]
[null,null,"BNA0557b","Currenta GmbH & Co. OHG","Kraftwerk N 230",null,"01.01.1971","Steinkohle",86.9,59029.000785000069,51.086904392764851]
[null,null,"BNA0556a","Cargill Deutschland GmbH","KWK-Anlage Krefeld DT","Dampfturbine","01.07.1999","GuD",22.446000000000002,59051.446785000073,51.169421542674023]
[null,null,"BNA1117","Pirelli Deutschland GmbH","Industriekraftwerk Breuberg",null,"01.08.1999","GuD",9.918000000000001,59061.364785000071,51.169421542674023]
[null,null,"BNA1403","Neptune Energy Deutschland GmbH","Steinitz","GUD","01.01.1999","GuD",9.918000000000001,59071.282785000069,51.169421542674023]
[null,null,"BNA0074","Vattenfall Wärme Berlin AG","Charlottenburg","Charlottenburg","01.01.1975","Gasturbine",125.28,59196.562785000067,51.17918665850673]
[null,null,"BNA0075","Vattenfall Wärme Berlin AG","Lichterfelde","Lichterfelde 1","04.09.1972","GuD",125.28,59321.842785000066,51.3121497654978]
[null,null,"BNA0354","Georg-August-Universität Göttingen Stiftung Öffentlichen Rechts","HKW Göttingen",null,"01.01.1998","GuD",16.356000000000002,59338.198785000066,51.3121497654978]
[null,null,"BNA1396","Energieversorgungscenter Dresden-Wilschdorf GmbH & Co. KG","EVC / GLOBALFOUNDRIES","EVC I","01.10.1998","GuD",29.840999999999998,59368.039785000066,51.3121497654978]
[null,null,"BNA0926b","Sappi Stockstadt GmbH","Heizkraftwerk der Sappi Stockstadt GmbH","Konventionelles Sammelschienenkraftwerk Turbine 7","01.01.1970","Steinkohle",19.584099999999999,59387.623885000066,51.442525138427456]
[null,null,"BNA0129","StWB Stadtwerke Brandenburg an der Havel GmbH & Co. KG","HKW",null,1997,"GuD",31.32,59418.943885000066,51.455700629375315]
[null,null,"BNA1074","envia THERM GmbH","Spitzenlastkraftwerk Wolfen",null,"25.03.1997","GuD",34.799999999999997,59453.743885000069,51.455700629375315]
[null,null,"BNA1407","Schoeller Technocell GmbH & Co. KG","STW",null,"14.05.1997","GuD",16.2864,59470.030285000066,51.455700629375315]
[null,null,"BNA1125","Merck KGaA","Heizkraftwerk","GT","20.12.1999","Gasturbine",8.6999999999999993,59478.730285000063,51.524883227961197]
[null,null,"BNA0814","Energie und Wasser Potsdam GmbH","HKW Potsdam-Süd","Gesamtanlage","01.01.1996","GuD",71.165999999999997,59549.896285000061,51.600081267032472]
[null,null,"BNA1089","K+S AG","Zielitz","Zielitz","01.01.1996","GuD",23.49,59573.386285000059,51.600081267032472]
[null,null,"BNA1094","Smurfit Kappa Zülpich Papier GmbH","Gaskraftwerk","GKW","01.04.1996","GuD",13.137,59586.523285000061,51.600081267032472]
[null,null,"BNA1402","Delkeskamp Verpackungswerke GmbH","Heizkraftwerk zur Papierfabrik",null,"24.01.1996","GuD",15.747000000000002,59602.270285000064,51.600081267032472]
[null,null,"BNA1509","BP Europa SE","BP Werk Lingen",null,"01.01.1996","GuD",57.42,59659.690285000062,51.600081267032472]
[null,null,"BNA1264","Stadtwerke Suhl/Zella-Mehlis GmbH","HKW Bohrhügel",null,"02.12.1995","GuD",11.744999999999999,59671.435285000065,51.745298893893434]
[null,null,"BNA1271","K+S AG","Unterbreizbach","Unterbreizbach","01.01.1995","GuD",17.399999999999999,59688.835285000067,51.745298893893434]
[null,null,"BNA1293c","Martinswerk GmbH","Kraftwerk","K3+4/TG4","01.02.1995","GuD",2.61,59691.445285000067,51.745298893893434]
[null,null,"BNA1332","INEOS Solvents Germany GmbH","INEOS Kraftwerk","TG7/8",1995,"GuD",20.88,59712.325285000064,51.745298893893434]
[null,null,"BNA0082","Vattenfall Wärme Berlin AG","Reuter","Reuter C","01.01.1969","Steinkohle",97.960000000000008,59810.285285000064,51.803262729351403]
[null,null,"BNA0331","Uniper Kraftwerke GmbH ","Scholven","C","01.01.1969","Steinkohle",272.55,60082.835285000067,51.803262729351403]
[null,null,"BNA0051","Cargill Deutschland GmbH","KWK-Anlage Barby","-","01.05.1994","GuD",15.486000000000001,60098.321285000064,51.891360809282652]
[null,null,"BNA0286","Mainova AG","HKW West","Block 4","01.01.1994","GuD",86.13,60184.451285000061,51.891360809282652]
[null,null,"BNA0386","Mohn Media Mohndruck GmbH","Energiezentrum Mohn Media",null,"28.03.1994","GuD",21.75,60206.201285000061,51.891360809282652]
[null,null,"BNA0896","Energieversorgung Schwerin GmbH & Co. Erzeugung KG","HKW Schwerin Süd",null,"01.12.1994","GuD",39.062999999999995,60245.264285000063,51.891360809282652]
[null,null,"BNA0897","Energieversorgung Schwerin GmbH & Co. Erzeugung KG","HKW Schwerin Lankow",null,"01.12.1994","GuD",20.010000000000002,60265.274285000065,51.891360809282652]
[null,null,"BNA1105","TEAG Thüringer Energie AG","HKW Bad Salzungen","HKW Bad Salzungen","01.10.1994","GuD",8.4390000000000001,60273.713285000063,51.891360809282652]
[null,null,"BNA1489","Stadtwerke - Altmärkische Gas-, Wasser- u. E-Werke Stendal GmbH","Heizkraftwerk Stendal",null,"04.10.1994","GuD",11.484,60285.19728500006,51.891360809282652]
[null,null,"BNA0025","Suiker Unie GmbH & Co. KG","Kesselhaus Zuckerfabrik",null,"26.09.1993","GuD",13.137,60298.334285000063,52.038274397647911]
[null,null,"BNA0233","Stora Enso Sachsen GmbH","Kombikraftwerk",null,"01.09.1993","GuD",40.542000000000002,60338.876285000064,52.038274397647911]
[null,null,"BNA0401","ADM Hamburg Aktiengesellschaft","Heizkraftwerk","HKW","01.07.1993","GuD",19.574999999999999,60358.451285000061,52.038274397647911]
[null,null,"BNA1400b","Südzucker AG, Werk Zeitz","EZ1","DTI","01.09.1993","GuD",20.271000000000001,60378.722285000062,52.038274397647911]
[null,null,"BNA1505","Opel Automobile GmbH","HKW Wiesengrund",null,"12.10.1993","GuD",19.227,60397.949285000061,52.038274397647911]
[null,null,"BNA0332","Uniper Kraftwerke GmbH ","Scholven","B","01.01.1968","Steinkohle",272.55,60670.499285000064,52.169228401303215]
[null,null,"BNA1406","FS-Karton GmbH","FS-Karton",null,1992,"GuD",16.42473,60686.924015000062,52.186047129804784]
[null,null,"BNA0015","EnBW Energie Baden-Württemberg AG","Heizkraftwerk Altbach/Deizisau","ALT GT E (solo)","01.01.1997","Gasturbine",56.55,60743.474015000065,52.230765529910151]
[null,null,"BNA1284","Grace GmbH","Co-Generation","-","27.08.1991","GuD",10.005000000000001,60753.479015000063,52.334686564203032]
[null,null,"BNA1523c","Moritz J. Weig GmbH & Co KG","Gemeinschaftskraftwerk Weig","Block 3 (Kessel 3 und 4, DT 2 und 3 anteilig)","01.01.1992","GuD",8.9610000000000003,60762.440015000066,52.484200348215396]
[null,null,"BNA0156b","Egger Holzwerkstoffe Brilon GmbH & Co. KG","Egger Kraftwerk Brilon","Gasturbinen - KWK - Anlage","01.05.1996","Gasturbine",11.744999999999999,60774.185015000068,52.591155114265575]
[null,null,"BNA0360","Stadtwerke Greifswald GmbH","HKW \"Helmshäger Berg\"","Gasturbine","01.01.1996","Gasturbine",12.789,60786.974015000065,52.591155114265575]
[null,null,"BNA0510a","SWK Stadtwerke Kaiserslautern, Versorgungs-AG","HKW Karcherstr.",10,"18.09.1989","GuD",10.092000000000001,60797.066015000062,52.634596219449065]
[null,null,"BNA1335a","Papier- u. Kartonfabrik Varel GmbH & Co. KG","PKV Kraftwerk","KWK-Blöcke",1989,"GuD",50.547000000000004,60847.613015000061,52.634596219449065]
[null,null,"BNA0521","Städtische Werke Energie + Wärme GmbH","Kombi-HKW",null,"18.07.1988","GuD",42.029699999999998,60889.64271500006,52.785882007080573]
[null,null,"BNA1333a","Universität Stuttgart","HKW Pfaffenwald","Anlage 40","01.07.1988","GuD",10.597470000000001,60900.240185000061,52.785882007080573]
[null,null,"BNA1444d","Prinovis GmbH & Co. KG","GT4 ",null,"01.01.1995","Gasturbine",4.4369999999999994,60904.677185000059,52.956651036056016]
[null,null,"BNA1444c","Prinovis GmbH & Co. KG","GT3 ",null,"01.01.1994","Gasturbine",4.4369999999999994,60909.114185000057,53.327362596686491]
[null,null,"BNA0515","Stadtwerke Karlsruhe GmbH","Heizkraftwerk West","T3","01.01.1984","GuD",32.19,60941.304185000059,53.400084186806083]
[null,null,"BNA0714","RWE Power AG","Fortuna Nord","Fortuna Nord","01.01.1939","Braunkohle",13.2,60954.504185000056,53.53720074340351]
[null,null,"BNA1444a","Prinovis GmbH & Co. KG","GT1 ",null,"01.01.1993","Gasturbine",3.6539999999999999,60958.158185000058,53.703402239448742]
[null,null,"BNA1444b","Prinovis GmbH & Co. KG","GT2 ",null,"01.01.1993","Gasturbine",3.6539999999999999,60961.812185000061,53.703402239448742]
[null,null,"BNA1492b","Papierfabrik Adolf Jass GmbH & Co. KG","Kraftwerk 2",null,"30.03.1982","GuD",6.5076000000000001,60968.319785000058,53.712735296365153]
[null,null,"BNA0600a","Currenta GmbH & Co. OHG","X-Kraftwerk",null,"01.01.1981","GuD",21.75,60990.069785000058,53.87047769907322]
[null,null,"BNA1249","UPM GmbH","UPM Schongau","Heizkraftwerk 2","21.01.1989","GuD",5.22,60995.289785000059,54.029176116343137]
[null,null,"BNA1658","Stadtwerke Lemgo GmbH","HKW-Mitte",null,"01.04.1980","GuD",8.786999999999999,61004.076785000056,54.029176116343137]
[null,null,"BNA0614a","BASF SE","KW Mitte","GT 1","29.02.1992","Gasturbine",40.89,61044.966785000055,54.084885663230949]
[null,null,"BNA0172b","Wacker Chemie AG","Burghausen 01 - DT",null,"14.05.1979","GuD",43.5,61088.466785000055,54.188839265632922]
[null,null,"BNA1408","Evonik Degussa GmbH","Heizkraftwerk Evonik Rheinfelden",null,"13.08.1979","GuD",13.6416,61102.108385000058,54.188839265632922]
[null,null,"BNA1120","RÜTGERS Germany GmbH","Energiezentrale","Gasturbine","01.06.1991","Gasturbine",8.8739999999999988,61110.982385000061,54.471931941201795]
[null,null,"BNA0600b","Currenta GmbH & Co. OHG","G-Kraftwerk",null,"01.01.1962","Steinkohle",81.37,61192.352385000064,54.481466055907902]
[null,null,"BNA0232c","Sappi Ehingen GmbH","Werkskraftwerk Sappi Ehingen",null,"07.07.1977","GuD",3.48,61195.832385000067,54.511095163282057]
[null,null,"BNA1104","Stadtwerke Augsburg Energie GmbH","Heizkraftwerk","T2","15.12.1976","GuD",17.747999999999998,61213.580385000067,54.673705884641826]
[null,null,null,"Nicht-EEG-Anlagen < 10 MW",null,null,null,"Gasturbine",3105.5751862433272,64319.155571243391,54.864663644724736]
[null,null,"BNA1285","K+S AG","Sigmundshall","Sigmundshall","01.01.1974","GuD",9.57,64328.725571243391,55.001938637016153]
[null,null,"BNA0196","Mitteldeutsche Braunkohlengesellschaft mbH","Deuben",null,"09.10.1936","Braunkohle",58.96,64387.68557124339,55.051924141749716]
[null,null,"BNA1821","Bayer AG","Energieversogung Wedding",null,"25.05.1972","GuD",13.05,64400.735571243393,55.334248814885818]
[null,null,"BNA0752","Energieversorgung Oberhausen AG","HKW 1","HKW 1","20.01.1971","GuD",20.097000000000001,64420.832571243394,55.50195675511911]
[null,null,"BNA0142","ArcelorMittal Bremen GmbH","KW Mittelsbüren","Block 4",1975,"GuD",139.19999999999999,64560.032571243391,55.670712869978857]
[null,null,"BNA0396","ThyssenKrupp Steel Europe AG","Duisburg Hamborn 4","Block 4","01.01.1976","GuD",87.87,64647.902571243394,55.670712869978857]
[null,null,"BNA1333b","Universität Stuttgart","HKW Pfaffenwald","Block 50","01.07.1969","GuD",9.8637990000000002,64657.766370243393,55.840527016906691]
[null,null,"BNA1524","Sales & Solutions GmbH","Heizkraftwerk Bomlitz",null,"01.06.1969","GuD",11.092499999999999,64668.858870243392,55.840527016906691]
[null,null,"BNA1333c","Universität Stuttgart","HKW Pfaffenwald","Block 60","01.07.1968","GuD",10.108356000000001,64678.967226243389,56.011409177337214]
[null,null,"BNA1335b","Papier- u. Kartonfabrik Varel GmbH & Co. KG","PKV Kraftwerk","Kondensationsturbine",1968,"GuD",0.41759999999999997,64679.384826243389,56.011409177337214]
[null,null,"BNA0557a","Currenta GmbH & Co. OHG","Kraftwerk L 57",null,"01.01.1957","Steinkohle",20.54,64699.92482624339,56.57522456204601]
[null,null,"BNA1516","Südzucker AG Mannheim","HKW 1 Werk Offstein",null,"01.08.1961","GuD",26.1,64726.024826243389,57.238354078434831]
[null,null,"BNA1046b","RWE Generation SE","Gersteinwerk","K1 ","01.06.1984","Gasturbine",97.44,64823.464826243391,57.347786436857447]
[null,null,"BNA0218","ThyssenKrupp Steel Europe AG","Duisburg Ruhrort 3","Block 3","01.01.1963","GuD",82.65,64906.114826243393,57.418155220623333]
[null,null,"BNA0219","ThyssenKrupp Steel Europe AG","Duisburg Ruhrort 4","Block 4","01.01.1968","GuD",147.9,65054.014826243394,57.418155220623333]
[null,null,"BNA1870","Orion Engineered Carbons GmbH","Werk Kalscheuren",null,"01.01.1967","GuD",23.055,65077.069826243394,57.418155220623333]
[null,null,"BNA1938","Papierfabrik Palm GmbH & Co. KG","KWK-Anlage Neukochen","Neukochen 10","1960-01-01","GuD",13.05,65090.119826243397,57.418155220623333]
[null,null,"BNA0217","ThyssenKrupp Steel Europe AG","Duisburg Ruhrort 2","Block 2","01.01.1955","GuD",52.2,65142.319826243394,59.28209372797744]
[null,null,"BNA0238a","ArcelorMittal Eisenhüttenstadt GmbH","IKW",null,"01.01.1954","GuD",39.15,65181.469826243396,59.28209372797744]
[null,null,"BNA0395","ThyssenKrupp Steel Europe AG","Duisburg Hamborn 3","Block 3","01.01.1958","GuD",51.33,65232.799826243398,59.28209372797744]
[null,null,"BNA1399","OXEA Produktion GmbH & Co.KG","Oxea GmbH",null,"01.01.1929","GuD",33.06,65265.859826243395,59.28209372797744]
[null,null,"BNA1336","Henkel AG & Co. KGaA","Holthausen",null,"01.01.1948","GuD",73.08,65338.939826243397,59.669893014742399]
[null,null,"BNA0012b","Sappi Alfeld GmbH","Werkskraftwerk Sappi Alfeld","Gaskraftwerk",1947,"GuD",9.57,65348.509826243397,59.865751240381258]
[null,null,"BNA1131","Metsä Tissue GmbH (Werk Düren)","MT, Düren",null,"01.01.1940","GuD",12.18,65360.689826243397,61.274579718597359]
[null,null,"BNA0018","EnBW Energie Baden-Württemberg AG","Heizkraftwerk Altbach/Deizisau","ALT GT C","01.01.1975","Gasturbine",70.47,65431.159826243398,61.533622000738276]
[null,null,"BNA0221a","Stadtwerke Düsseldorf AG","GT","Block E GTE2","21.02.1975","Gasturbine",56.289000000000001,65487.448826243395,61.533622000738276]
[null,null,"BNA0221b","Stadtwerke Düsseldorf AG","GT","Block E GTE1","19.11.1974","Gasturbine",58.029000000000003,65545.477826243397,62.037422952088846]
[null,null,"BNA0856","TWS Thüringer Wärme Service GmbH","HKW Schwarza",null,"01.08.1936","GuD",23.055,65568.53282624339,62.110587826549768]
[null,null,"BNA0017","EnBW Energie Baden-Württemberg AG","Heizkraftwerk Altbach/Deizisau","ALT GT B","01.01.1973","Gasturbine",49.589999999999996,65618.122826243387,62.549680213791333]
[null,null,"BNA0574a","Statkraft Markets GmbH","Landesbergen Gas","Gasturbine","01.01.1973","Gasturbine",48.72,65666.842826243388,62.549680213791333]
[null,null,"BNA1042","RWE Generation SE","Gersteinwerk","I1","01.01.1973","Gasturbine",47.85,65714.692826243394,62.549680213791333]
[null,null,"BNA0016","EnBW Energie Baden-Württemberg AG","Heizkraftwerk Altbach/Deizisau","ALT GT A (Solo)","01.01.1971","Gasturbine",43.5,65758.192826243394,63.600429843179768]
[null,null,"BNA0137","Braunschweiger Versorgungs-AG & Co. KG","HKW-Nord","GT","10.05.1965","Gasturbine",21.75,65779.942826243394,66.979553391808167]
[null,null,"BNA0491","RWE Power AG","Ville/Berrenrath","Ville/Berrenrath","01.01.1917","Braunkohle",86.24,65866.182826243399,67.167699743661004]
[null,null,"BNA1397a","Ineos Manufacturing Deutschland GmbH","O10","T21","15.01.1964","Gasturbine",13.484999999999999,65879.6678262434,70.087285979103456]
[null,null,"BNA1397b","Ineos Manufacturing Deutschland GmbH","O10","T22","14.04.1964","Gasturbine",16.704000000000001,65896.371826243398,70.087285979103456]
[null,null,"BNA1397c","Ineos Manufacturing Deutschland GmbH","O10","T23","30.10.1963","Gasturbine",13.484999999999999,65909.856826243398,70.087285979103456]
[null,null,"BNA1397d","Ineos Manufacturing Deutschland GmbH","O10","T24","15.06.1966","Gasturbine",9.048,65918.904826243393,70.087285979103456]
[null,null,"BNA1397e","Ineos Manufacturing Deutschland GmbH","O10","T31","21.03.1967","Gasturbine",29.231999999999999,65948.136826243397,70.087285979103456]
[null,null,"BNA1331","R.D.M. Arnsberg GmbH","Reno De Medici","HD - Kraftwerk","01.01.1923","Steinkohle",15.002099999999999,65963.138926243395,76.783371176127346]
[null,null,"BNA0318","RhönEnergie Fulda GmbH","Kraftwerk Fulda",null,"01.01.2011","Öl",21.0885,65984.227426243393,102.74393031650004]
[null,null,"BNA0894e","PCK Raffinerie GmbH","IKS PCK Schwedt","SE 4","04.09.2011","Öl",50.15,66034.377426243387,102.74393031650004]
[null,null,"BNA0894c","PCK Raffinerie GmbH","IKS PCK Schwedt","Block 1 SE 1","04.06.1998","Öl",90.1,66124.477426243393,106.54470932257621]
[null,null,"BNA0894d","PCK Raffinerie GmbH","IKS PCK Schwedt","Block 2 SE 2","23.07.1998","Öl",90.1,66214.577426243399,106.54470932257621]
[null,null,"BNA1166","Kreis Weseler Abfallgesellschaft mbH & Co. KG (KWA)","Abfallentsorgungszentrum Asdonkshof","Notstromdiesel","01.04.1997","Öl",4.08,66218.657426243401,106.84887275001878]
[null,null,"BNA0547","Shell Deutschland Oil GmbH","Shell Deutschland Oil GmbH",null,2004,"Öl",82.534999999999997,66301.192426243404,107.32240718074254]
[null,null,"BNA0596","TOTAL Raffinerie Mitteldeutschland GmbH","Raffineriekraftwerk",null,"01.01.1997","Öl",78.625,66379.817426243404,107.32240718074254]
[null,null,"BNA1083","WSW Energie & Wasser AG","Spitzenlastanlage Barmen","Block 2",2008,"Öl",51,66430.817426243404,107.32240718074254]
[null,null,"BNA1280","Basell Polyolefine GmbH","Kraftwerk","D210","03.07.1962","Öl",76.5,66507.317426243404,107.32240718074254]
[null,null,"BNA0755a","Kraftwerk Obernburg GmbH","Obernburg",2,"01.10.1920","GuD",34.799999999999997,66542.117426243407,107.43383850129199]
[null,null,"BNA0369","envia THERM GmbH","Spitzenlastkraftwerk Sermuth",null,"16.10.1995","Öl",14.45,66556.567426243404,107.46248940364208]
[null,null,"BNA0516","MiRO Mineraloelraffinerie Oberrhein GmbH & Co. KG","MiRO","Kesselhaus Werk 1","17.06.1995","Öl",38.25,66594.817426243404,107.46248940364208]
[null,null,"BNA0517","MiRO Mineraloelraffinerie Oberrhein GmbH & Co. KG","MiRO","Kesselhaus Werk 2","17.06.1995","Öl",21.25,66616.067426243404,107.46248940364208]
[null,null,"BNA1293d","Martinswerk GmbH","Kraftwerk","Diesel/G5","01.02.1995","Öl",0.64600000000000002,66616.713426243397,107.46248940364208]
[null,null,"BNA0894b","PCK Raffinerie GmbH","IKS PCK Schwedt","Block 6 SE 6","10.01.1994","Öl",29.324999999999999,66646.038426243394,107.77197338446661]
[null,null,"BNA1337d","DS Smith Paper Deutschland GmbH","Notstromdiesel","Notstromdiesel",1991,"Öl",0.442,66646.48042624339,108.71131625881677]
[null,null,null,"Nicht-EEG-Anlagen < 10 MW",null,null,null,"Öl",426.97950307376175,67073.459929317149,109.02811424781328]
[null,null,"BNA1212","Vereinigte Wertach-Elektrizitätswerke GmbH","DKW Nord",null,"17.11.1988","Öl",9.69,67083.149929317151,109.66733385874707]
[null,null,"BNA0373","envia THERM GmbH","Spitzenlastkraftwerk Großkayna",null,"03.01.1994","Öl",102,67185.149929317151,111.87407993601033]
[null,null,"BNA1007b","Allgäuer Überlandwerk GmbH","SKW Diesel","SKW Diesel","01.09.1978","Öl",8.9249999999999989,67194.074929317154,112.98036233005035]
[null,null,"BNA1227","Vereinigte Wertach-Elektrizitätswerke GmbH","DKW Leinau",null,"05.12.1978","Öl",9.69,67203.764929317156,112.98036233005035]
[null,null,"BNA0083","Vattenfall Wärme Berlin AG","Wilmersdorf","Wilmersdorf GT2 und GT3","01.01.1977","Öl",156.4,67360.16492931715,113.32280992127374]
[null,null,"BNA0766","Uniper Kraftwerke GmbH ","Audorf",null,"01.01.1973","Öl",73.95,67434.114929317147,114.7138044713824]
[null,null,"BNA0759","Uniper Kraftwerke GmbH ","Itzehoe",null,"01.01.1972","Öl",74.8,67508.91492931715,115.06695293247364]
[null,null,"BNA0894a","PCK Raffinerie GmbH","IKS PCK Schwedt","Block 5 SE 5","27.01.1972","Öl",23.8,67532.714929317153,115.06695293247364]
[null,null,"BNA1007a","Allgäuer Überlandwerk GmbH","SKW Gasturbine","SKW Gasturbine","17.07.1988","Öl",20.399999999999999,67553.114929317147,116.83289773131355]
[null,null,"BNA1894","Holcim (Süddeutschland) GmbH",null,null,"20.03.2007","Sonstige",8.6019999999999985,67561.716929317146,117.54954709889593]
[null,null,null,"Nicht-EEG-Anlagen < 10 MW",null,null,null,"Sonstige",477.09446849999995,68038.811397817146,117.54954709889593]
[null,null,"BNA1526","Raffinerie Heide GmbH","Kraftwerk Raffinerie Heide",null,"23.09.1962","Öl",37.824999999999996,68076.636397817143,118.72294501364267]
[null,null,"BNA0427","Peissenberger Kraftwerksgesellschaft mbH","Kraftwerk Hausham","GT 1","01.11.1982","Öl",19.872999999999998,68096.50939781715,122.25604660468838]
[null,null,"BNA0428","Peissenberger Kraftwerksgesellschaft mbH","Kraftwerk Hausham","GT 2","01.11.1982","Öl",19.872999999999998,68116.382397817157,122.25604660468838]
[null,null,"BNA0429","Peissenberger Kraftwerksgesellschaft mbH","Kraftwerk Hausham","GT 3","01.11.1982","Öl",19.872999999999998,68136.255397817164,122.25604660468838]
[null,null,"BNA0430","Peissenberger Kraftwerksgesellschaft mbH","Kraftwerk Hausham","GT 4","01.11.1982","Öl",19.872999999999998,68156.12839781717,122.25604660468838]
[null,null,"BNA1004","EnBW Energie Baden-Württemberg AG","Kraftwerk Walheim","WAL GT D","01.01.1981","Öl",115.6,68271.728397817176,123.20966342614085]
[null,null,"BNA1092","ENGIE Deutschland AG","Zolling","GT1 & GT2","01.01.1976","Öl",42.5,68314.228397817176,128.21194813816805]
[null,null,"BNA0141","swb Erzeugung AG & Co. KG","KW Mittelsbüren","GT 3","01.01.1975","Öl",73.099999999999994,68387.328397817182,129.26195151962594]
[null,null,"BNA0937","EnBW Energie Baden-Württemberg AG","Restmüll-Heizkraftwerk Stuttgart-Münster","MÜN GT16","01.01.1974","Öl",19.805,68407.133397817175,130.32943255019899]
[null,null,"BNA0938","EnBW Energie Baden-Württemberg AG","Restmüll-Heizkraftwerk Stuttgart-Münster","MÜN GT17","01.01.1974","Öl",19.805,68426.938397817168,130.32943255019899]
[null,null,"BNA0939b","EnBW Energie Baden-Württemberg AG","Restmüll-Heizkraftwerk Stuttgart-Münster","MÜN GT18","01.01.1974","Öl",19.805,68446.743397817161,130.32943255019899]
[null,null,"BNA1060","Uniper Kraftwerke GmbH ","Wilhelmshaven","GT","01.01.1973","Öl",47.6,68494.343397817167,131.41483127399022]
[null,null,"BNA0222","Stadtwerke Düsseldorf AG","GT","GTKW","03.08.1972","Öl",73.27,68567.613397817171,132.51860263242895]
[null,null,"BNA1015","Vattenfall Hamburg Wärme GmbH","Wedel","GT A",1972,"Öl",42.924999999999997,68610.538397817174,132.51860263242895]
[null,null,"BNA1016","Vattenfall Hamburg Wärme GmbH","Wedel","GT B",1972,"Öl",42.924999999999997,68653.463397817177,132.51860263242895]
[null,null,"BNA0085b","Vattenfall Wärme Berlin AG","Moabit","Moabit GT 7","30.09.1971","Öl",28.9,68682.363397817171,133.64121710007277]
[null,null,"BNA0662b","Evonik Degussa GmbH","Kraftwerk I","Dampfwirtschaft (6 Einzelturbinen)","12.08.1940","Sonstige",143.922,68826.285397817177,143.44944645420614]

{"sheet":"Kraftwerksliste","index":3,"n_rows":553,"n_cols":26,"rows_kept":553,"cut":false,"hidden":false,"merged":[[6,2,6,10]]}
[]
[]
[null,null," EWI Merit-Order Tool 2020"]
[]
[null,null," Kraftwerksliste",null,null,null,null,null,null,null,null,null,null,null,null,null,null,null,null,null,null,null,null,null,null,{"$f":"Impressum!F5","v":"Version 2020.1.1 "}]
[]
[null,null," Die Kraftwerksliste basiert auf der Kraftwerksliste der Bundesnetzagentur (BNetzA, 2019b). In die Kraftwerksliste eingegangen sind alle konventionellen Kraftwerke, die am \n 11.11.2019 in Betrieb waren. Die in dunkelgelb eingefärben Spalten sind unverändert aus BNetzA (2019b) übernommen. Die hellgelben Spalten enthalten zusätzliche Informationen,\n basierend auf eigenen Annahmen, Berechnungen und weiteren Quellen. Die Annahmen zur Effizienz der Kraftwerke sind beispielsweise größtenteils aus OPSD (2018) entnommen.\n Die weiß hinterlegten Felder können von den Nutzer*innen angepasst werden. So können Kraftwerke aus der Merit-Order entfernt und bis zu 10 neue Kraftwerke hinzugefügt werden."]
[]
[]
[null,null,"Teil der Merit-Order?","Kraftwerksnummer Bundesnetzagentur","Unternehmen","Kraftwerksname","PLZ\n(Standort Kraftwerk)","Ort\n(Standort Kraftwerk)","Straße und Hausnummer\n(Standort Kraftwerk)","Bundesland","Blockname","Aufnahme der kommerziellen Stromerzeugung ","Energieträger (BNetzA, 2019)","Spezifizierung \"Mehrere Energieträger\" und \"Sonstige Energieträger\" - Hauptbrennstoff","Spezifizierung \"Mehrere Energieträger\" - Zusatz- / Ersatzbrennstoffe","Auswertung\nEnergieträger (Zuordnung zu einem Hauptenergieträger bei Mehreren Energieträgern)","Angenommener Hauptenergieträger ","Zuordnung Kraftwerkstyp","Kraftwerkstechnologie","Quelle Kraftwerkstechnologie","Effizienz","Quelle Effizienz","Netto-Nennleistung\n(elektrische Wirkleistung) [MW]","Mittlere verfügbare\nNetto-Nennleistung [MW]","Brennstoffkosten (inkl. Transport) [EUR/MWHth]","Grenzkosten [EUR/MWHel]"]
[null,null,"Nein","(optional)","(optional)","(optional)","(optional)","(optional)","(optional)","(optional)","(optional)","(optional)","(optional)",null,null,null,"(notwendig)","(notwendig)","(optional)","(optional)","(notwendig)","(optional)","(notwendig)",{"$f":"IF(ISNUMBER((1-VLOOKUP(R11,Start!$H$33:$I$40,2,FALSE)/100)*W11),(1-VLOOKUP(R11,Start!$H$33:$I$40,2,FALSE)/100)*W11,0)","v":0},{"$f":"IF(ISNUMBER(VLOOKUP(Q11,Start!$C$9:$D$15,2,FALSE)+VLOOKUP(Q11,Start!$C$23:$D$29,2,FALSE)),VLOOKUP(Q11,Start!$C$9:$D$15,2,FALSE)+VLOOKUP(Q11,Start!$C$23:$D$29,2,FALSE),0)","v":0},{"$f":"IF(ISNUMBER((Y11/U11)+Start!$D$19*(VLOOKUP(Q11,Start!$M$33:$N$39,2,FALSE)/U11)+VLOOKUP(R11,Start!$C$33:$D$40,2,FALSE)),(Y11/U11)+Start!$D$19*(VLOOKUP(Q11,Start!$M$33:$N$39,2,FALSE)/U11)+VLOOKUP(R11,Start!$C$33:$D$40,2,FALSE),0)","v":0}]
[null,null,"Nein","(optional)","(optional)","(optional)","(optional)","(optional)","(optional)","(optional)","(optional)","(optional)","(optional)",null,null,null,"(notwendig)","(notwendig)","(optional)","(optional)","(notwendig)","(optional)","(notwendig)",{"$f":"IF(ISNUMBER((1-VLOOKUP(R12,Start!$H$33:$I$40,2,FALSE)/100)*W12),(1-VLOOKUP(R12,Start!$H$33:$I$40,2,FALSE)/100)*W12,0)","v":0},{"$f":"IF(ISNUMBER(VLOOKUP(Q12,Start!$C$9:$D$15,2,FALSE)+VLOOKUP(Q12,Start!$C$23:$D$29,2,FALSE)),VLOOKUP(Q12,Start!$C$9:$D$15,2,FALSE)+VLOOKUP(Q12,Start!$C$23:$D$29,2,FALSE),0)","v":0},{"$f":"IF(ISNUMBER((Y12/U12)+Start!$D$19*(VLOOKUP(Q12,Start!$M$33:$N$39,2,FALSE)/U12)+VLOOKUP(R12,Start!$C$33:$D$40,2,FALSE)),(Y12/U12)+Start!$D$19*(VLOOKUP(Q12,Start!$M$33:$N$39,2,FALSE)/U12)+VLOOKUP(R12,Start!$C$33:$D$40,2,FALSE),0)","v":0}]
[null,null,"Nein","(optional)","(optional)","(optional)","(optional)","(optional)","(optional)","(optional)","(optional)","(optional)","(optional)",null,null,null,"(notwendig)","(notwendig)","(optional)","(optional)","(notwendig)","(optional)","(notwendig)",{"$f":"IF(ISNUMBER((1-VLOOKUP(R13,Start!$H$33:$I$40,2,FALSE)/100)*W13),(1-VLOOKUP(R13,Start!$H$33:$I$40,2,FALSE)/100)*W13,0)","v":0},{"$f":"IF(ISNUMBER(VLOOKUP(Q13,Start!$C$9:$D$15,2,FALSE)+VLOOKUP(Q13,Start!$C$23:$D$29,2,FALSE)),VLOOKUP(Q13,Start!$C$9:$D$15,2,FALSE)+VLOOKUP(Q13,Start!$C$23:$D$29,2,FALSE),0)","v":0},{"$f":"IF(ISNUMBER((Y13/U13)+Start!$D$19*(VLOOKUP(Q13,Start!$M$33:$N$39,2,FALSE)/U13)+VLOOKUP(R13,Start!$C$33:$D$40,2,FALSE)),(Y13/U13)+Start!$D$19*(VLOOKUP(Q13,Start!$M$33:$N$39,2,FALSE)/U13)+VLOOKUP(R13,Start!$C$33:$D$40,2,FALSE),0)","v":0}]
[null,null,"Nein","(optional)","(optional)","(optional)","(optional)","(optional)","(optional)","(optional)","(optional)","(optional)","(optional)",null,null,null,"(notwendig)","(notwendig)","(optional)","(optional)","(notwendig)","(optional)","(notwendig)",{"$f":"IF(ISNUMBER((1-VLOOKUP(R14,Start!$H$33:$I$40,2,FALSE)/100)*W14),(1-VLOOKUP(R14,Start!$H$33:$I$40,2,FALSE)/100)*W14,0)","v":0},{"$f":"IF(ISNUMBER(VLOOKUP(Q14,Start!$C$9:$D$15,2,FALSE)+VLOOKUP(Q14,Start!$C$23:$D$29,2,FALSE)),VLOOKUP(Q14,Start!$C$9:$D$15,2,FALSE)+VLOOKUP(Q14,Start!$C$23:$D$29,2,FALSE),0)","v":0},{"$f":"IF(ISNUMBER((Y14/U14)+Start!$D$19*(VLOOKUP(Q14,Start!$M$33:$N$39,2,FALSE)/U14)+VLOOKUP(R14,Start!$C$33:$D$40,2,FALSE)),(Y14/U14)+Start!$D$19*(VLOOKUP(Q14,Start!$M$33:$N$39,2,FALSE)/U14)+VLOOKUP(R14,Start!$C$33:$D$40,2,FALSE),0)","v":0}]
[null,null,"Nein","(optional)","(optional)","(optional)","(optional)","(optional)","(optional)","(optional)","(optional)","(optional)","(optional)",null,null,null,"(notwendig)","(notwendig)","(optional)","(optional)","(notwendig)","(optional)","(notwendig)",{"$f":"IF(ISNUMBER((1-VLOOKUP(R15,Start!$H$33:$I$40,2,FALSE)/100)*W15),(1-VLOOKUP(R15,Start!$H$33:$I$40,2,FALSE)/100)*W15,0)","v":0},{"$f":"IF(ISNUMBER(VLOOKUP(Q15,Start!$C$9:$D$15,2,FALSE)+VLOOKUP(Q15,Start!$C$23:$D$29,2,FALSE)),VLOOKUP(Q15,Start!$C$9:$D$15,2,FALSE)+VLOOKUP(Q15,Start!$C$23:$D$29,2,FALSE),0)","v":0},{"$f":"IF(ISNUMBER((Y15/U15)+Start!$D$19*(VLOOKUP(Q15,Start!$M$33:$N$39,2,FALSE)/U15)+VLOOKUP(R15,Start!$C$33:$D$40,2,FALSE)),(Y15/U15)+Start!$D$19*(VLOOKUP(Q15,Start!$M$33:$N$39,2,FALSE)/U15)+VLOOKUP(R15,Start!$C$33:$D$40,2,FALSE),0)","v":0}]
[null,null,"Nein","(optional)","(optional)","(optional)","(optional)","(optional)","(optional)","(optional)","(optional)","(optional)","(optional)",null,null,null,"(notwendig)","(notwendig)","(optional)","(optional)","(notwendig)","(optional)","(notwendig)",{"$f":"IF(ISNUMBER((1-VLOOKUP(R16,Start!$H$33:$I$40,2,FALSE)/100)*W16),(1-VLOOKUP(R16,Start!$H$33:$I$40,2,FALSE)/100)*W16,0)","v":0},{"$f":"IF(ISNUMBER(VLOOKUP(Q16,Start!$C$9:$D$15,2,FALSE)+VLOOKUP(Q16,Start!$C$23:$D$29,2,FALSE)),VLOOKUP(Q16,Start!$C$9:$D$15,2,FALSE)+VLOOKUP(Q16,Start!$C$23:$D$29,2,FALSE),0)","v":0},{"$f":"IF(ISNUMBER((Y16/U16)+Start!$D$19*(VLOOKUP(Q16,Start!$M$33:$N$39,2,FALSE)/U16)+VLOOKUP(R16,Start!$C$33:$D$40,2,FALSE)),(Y16/U16)+Start!$D$19*(VLOOKUP(Q16,Start!$M$33:$N$39,2,FALSE)/U16)+VLOOKUP(R16,Start!$C$33:$D$40,2,FALSE),0)","v":0}]
[null,null,"Nein","(optional)","(optional)","(optional)","(optional)","(optional)","(optional)","(optional)","(optional)","(optional)","(optional)",null,null,null,"(notwendig)","(notwendig)","(optional)","(optional)","(notwendig)","(optional)","(notwendig)",{"$f":"IF(ISNUMBER((1-VLOOKUP(R17,Start!$H$33:$I$40,2,FALSE)/100)*W17),(1-VLOOKUP(R17,Start!$H$33:$I$40,2,FALSE)/100)*W17,0)","v":0},{"$f":"IF(ISNUMBER(VLOOKUP(Q17,Start!$C$9:$D$15,2,FALSE)+VLOOKUP(Q17,Start!$C$23:$D$29,2,FALSE)),VLOOKUP(Q17,Start!$C$9:$D$15,2,FALSE)+VLOOKUP(Q17,Start!$C$23:$D$29,2,FALSE),0)","v":0},{"$f":"IF(ISNUMBER((Y17/U17)+Start!$D$19*(VLOOKUP(Q17,Start!$M$33:$N$39,2,FALSE)/U17)+VLOOKUP(R17,Start!$C$33:$D$40,2,FALSE)),(Y17/U17)+Start!$D$19*(VLOOKUP(Q17,Start!$M$33:$N$39,2,FALSE)/U17)+VLOOKUP(R17,Start!$C$33:$D$40,2,FALSE),0)","v":0}]
[null,null,"Nein","(optional)","(optional)","(optional)","(optional)","(optional)","(optional)","(optional)","(optional)","(optional)","(optional)",null,null,null,"(notwendig)","(notwendig)","(optional)","(optional)","(notwendig)","(optional)","(notwendig)",{"$f":"IF(ISNUMBER((1-VLOOKUP(R18,Start!$H$33:$I$40,2,FALSE)/100)*W18),(1-VLOOKUP(R18,Start!$H$33:$I$40,2,FALSE)/100)*W18,0)","v":0},{"$f":"IF(ISNUMBER(VLOOKUP(Q18,Start!$C$9:$D$15,2,FALSE)+VLOOKUP(Q18,Start!$C$23:$D$29,2,FALSE)),VLOOKUP(Q18,Start!$C$9:$D$15,2,FALSE)+VLOOKUP(Q18,Start!$C$23:$D$29,2,FALSE),0)","v":0},{"$f":"IF(ISNUMBER((Y18/U18)+Start!$D$19*(VLOOKUP(Q18,Start!$M$33:$N$39,2,FALSE)/U18)+VLOOKUP(R18,Start!$C$33:$D$40,2,FALSE)),(Y18/U18)+Start!$D$19*(VLOOKUP(Q18,Start!$M$33:$N$39,2,FALSE)/U18)+VLOOKUP(R18,Start!$C$33:$D$40,2,FALSE),0)","v":0}]
[null,null,"Nein","(optional)","(optional)","(optional)","(optional)","(optional)","(optional)","(optional)","(optional)","(optional)","(optional)",null,null,null,"(notwendig)","(notwendig)","(optional)","(optional)","(notwendig)","(optional)","(notwendig)",{"$f":"IF(ISNUMBER((1-VLOOKUP(R19,Start!$H$33:$I$40,2,FALSE)/100)*W19),(1-VLOOKUP(R19,Start!$H$33:$I$40,2,FALSE)/100)*W19,0)","v":0},{"$f":"IF(ISNUMBER(VLOOKUP(Q19,Start!$C$9:$D$15,2,FALSE)+VLOOKUP(Q19,Start!$C$23:$D$29,2,FALSE)),VLOOKUP(Q19,Start!$C$9:$D$15,2,FALSE)+VLOOKUP(Q19,Start!$C$23:$D$29,2,FALSE),0)","v":0},{"$f":"IF(ISNUMBER((Y19/U19)+Start!$D$19*(VLOOKUP(Q19,Start!$M$33:$N$39,2,FALSE)/U19)+VLOOKUP(R19,Start!$C$33:$D$40,2,FALSE)),(Y19/U19)+Start!$D$19*(VLOOKUP(Q19,Start!$M$33:$N$39,2,FALSE)/U19)+VLOOKUP(R19,Start!$C$33:$D$40,2,FALSE),0)","v":0}]
[null,null,"Nein","(optional)","(optional)","(optional)","(optional)","(optional)","(optional)","(optional)","(optional)","(optional)","(optional)",null,null,null,"(notwendig)","(notwendig)","(optional)","(optional)","(notwendig)","(optional)","(notwendig)",{"$f":"IF(ISNUMBER((1-VLOOKUP(R20,Start!$H$33:$I$40,2,FALSE)/100)*W20),(1-VLOOKUP(R20,Start!$H$33:$I$40,2,FALSE)/100)*W20,0)","v":0},{"$f":"IF(ISNUMBER(VLOOKUP(Q20,Start!$C$9:$D$15,2,FALSE)+VLOOKUP(Q20,Start!$C$23:$D$29,2,FALSE)),VLOOKUP(Q20,Start!$C$9:$D$15,2,FALSE)+VLOOKUP(Q20,Start!$C$23:$D$29,2,FALSE),0)","v":0},{"$f":"IF(ISNUMBER((Y20/U20)+Start!$D$19*(VLOOKUP(Q20,Start!$M$33:$N$39,2,FALSE)/U20)+VLOOKUP(R20,Start!$C$33:$D$40,2,FALSE)),(Y20/U20)+Start!$D$19*(VLOOKUP(Q20,Start!$M$33:$N$39,2,FALSE)/U20)+VLOOKUP(R20,Start!$C$33:$D$40,2,FALSE),0)","v":0}]
[null,null,"Ja","BNA0012b","Sappi Alfeld GmbH","Werkskraftwerk Sappi Alfeld",31061,"Alfeld","Mühlenmarsch 1","Niedersachsen","Gaskraftwerk","1947","Erdgas",null,null,"Erdgas","Erdgas","GuD","Steam turbine","OPSD (2018)",0.32669999999999999,"OPSD (2018)",11,{"$f":"(1-VLOOKUP(R21,Start!$H$33:$I$40,2,FALSE)/100)*W21","v":9.57},{"$f":"VLOOKUP(Q21,Start!$C$9:$D$15,2,FALSE)+VLOOKUP(Q21,Start!$C$23:$D$29,2,FALSE)","v":14.07},{"$f":"(Y21/U21)+Start!$D$19*(VLOOKUP(Q21,Start!$M$33:$N$39,2,FALSE)/U21)+VLOOKUP(R21,Start!$C$33:$D$40,2,FALSE)","v":59.865751240381258}]
[null,null,"Ja","BNA0015","EnBW Energie Baden-Württemberg AG","Heizkraftwerk Altbach/Deizisau",73776,"Altbach","Industriestraße 11","Baden-Württemberg","ALT GT E (solo)","01.01.1997","Erdgas",null,null,"Erdgas","Erdgas","Gasturbine","Gas turbine","OPSD (2018)",0.37219999999999998,"OPSD (2018)",65,{"$f":"(1-VLOOKUP(R22,Start!$H$33:$I$40,2,FALSE)/100)*W22","v":56.55},{"$f":"VLOOKUP(Q22,Start!$C$9:$D$15,2,FALSE)+VLOOKUP(Q22,Start!$C$23:$D$29,2,FALSE)","v":14.07},{"$f":"(Y22/U22)+Start!$D$19*(VLOOKUP(Q22,Start!$M$33:$N$39,2,FALSE)/U22)+VLOOKUP(R22,Start!$C$33:$D$40,2,FALSE)","v":52.230765529910151}]
[null,null,"Ja","BNA0016","EnBW Energie Baden-Württemberg AG","Heizkraftwerk Altbach/Deizisau",73776,"Altbach","Industriestraße 11","Baden-Württemberg","ALT GT A (Solo)","01.01.1971","Mehrere Energieträger","Erdgas","Mineralölprodukte","Erdgas","Erdgas","Gasturbine","Gas turbine","OPSD (2018)",0.30459999999999998,"OPSD (2018)",50,{"$f":"(1-VLOOKUP(R23,Start!$H$33:$I$40,2,FALSE)/100)*W23","v":43.5},{"$f":"VLOOKUP(Q23,Start!$C$9:$D$15,2,FALSE)+VLOOKUP(Q23,Start!$C$23:$D$29,2,FALSE)","v":14.07},{"$f":"(Y23/U23)+Start!$D$19*(VLOOKUP(Q23,Start!$M$33:$N$39,2,FALSE)/U23)+VLOOKUP(R23,Start!$C$33:$D$40,2,FALSE)","v":63.600429843179768}]
[null,null,"Ja","BNA0017","EnBW Energie Baden-Württemberg AG","Heizkraftwerk Altbach/Deizisau",73776,"Altbach","Industriestraße 11","Baden-Württemberg","ALT GT B","01.01.1973","Mehrere Energieträger","Erdgas","Mineralölprodukte","Erdgas","Erdgas","Gasturbine","Gas turbine","OPSD (2018)",0.30980000000000002,"OPSD (2018)",57,{"$f":"(1-VLOOKUP(R24,Start!$H$33:$I$40,2,FALSE)/100)*W24","v":49.589999999999996},{"$f":"VLOOKUP(Q24,Start!$C$9:$D$15,2,FALSE)+VLOOKUP(Q24,Start!$C$23:$D$29,2,FALSE)","v":14.07},{"$f":"(Y24/U24)+Start!$D$19*(VLOOKUP(Q24,Start!$M$33:$N$39,2,FALSE)/U24)+VLOOKUP(R24,Start!$C$33:$D$40,2,FALSE)","v":62.549680213791333}]
[null,null,"Ja","BNA0018","EnBW Energie Baden-Württemberg AG","Heizkraftwerk Altbach/Deizisau",73776,"Altbach","Industriestraße 11","Baden-Württemberg","ALT GT C","01.01.1975","Mehrere Energieträger","Erdgas","Mineralölprodukte","Erdgas","Erdgas","Gasturbine","Gas turbine","OPSD (2018)",0.315,"OPSD (2018)",81,{"$f":"(1-VLOOKUP(R25,Start!$H$33:$I$40,2,FALSE)/100)*W25","v":70.47},{"$f":"VLOOKUP(Q25,Start!$C$9:$D$15,2,FALSE)+VLOOKUP(Q25,Start!$C$23:$D$29,2,FALSE)","v":14.07},{"$f":"(Y25/U25)+Start!$D$19*(VLOOKUP(Q25,Start!$M$33:$N$39,2,FALSE)/U25)+VLOOKUP(R25,Start!$C$33:$D$40,2,FALSE)","v":61.533622000738276}]
[null,null,"Ja","BNA0019","EnBW Energie Baden-Württemberg AG","Heizkraftwerk Altbach/Deizisau",73776,"Altbach","Industriestraße 11","Baden-Württemberg","ALT HKW 2 (DT Solobetrieb)","01.01.1997","Steinkohle",null,null,"Steinkohle","Steinkohle","Steinkohle","Steam turbine","OPSD (2018)",0.44,"OPSD (2018)",336,{"$f":"(1-VLOOKUP(R26,Start!$H$33:$I$40,2,FALSE)/100)*W26","v":265.44},{"$f":"VLOOKUP(Q26,Start!$C$9:$D$15,2,FALSE)+VLOOKUP(Q26,Start!$C$23:$D$29,2,FALSE)","v":9.17},{"$f":"(Y26/U26)+Start!$D$19*(VLOOKUP(Q26,Start!$M$33:$N$39,2,FALSE)/U26)+VLOOKUP(R26,Start!$C$33:$D$40,2,FALSE)","v":41.186099541930929}]
[null,null,"Ja","BNA0025","Suiker Unie GmbH & Co. KG","Kesselhaus Zuckerfabrik",17389,"Anklam","Bluthsluster Str. 24","Mecklenburg-Vorpommern",null,"26.09.1993","Mehrere Energieträger","Erdgas","Erdgas","Erdgas","Erdgas","GuD","Steam turbine","OPSD (2018)",0.37730000000000002,"OPSD (2018)",15.1,{"$f":"(1-VLOOKUP(R27,Start!$H$33:$I$40,2,FALSE)/100)*W27","v":13.137},{"$f":"VLOOKUP(Q27,Start!$C$9:$D$15,2,FALSE)+VLOOKUP(Q27,Start!$C$23:$D$29,2,FALSE)","v":14.07},{"$f":"(Y27/U27)+Start!$D$19*(VLOOKUP(Q27,Start!$M$33:$N$39,2,FALSE)/U27)+VLOOKUP(R27,Start!$C$33:$D$40,2,FALSE)","v":52.038274397647911}]
[null,null,"Ja","BNA0033","Stadtwerke Augsburg Energie GmbH","Gasturbine",86167,"Augsburg ","Beim Grenzgraben 10","Bayern","GT","15.01.2004","Erdgas",null,null,"Erdgas","Erdgas","Gasturbine","Gas turbine","OPSD (2018)",0.39040000000000002,"OPSD (2018)",30.7,{"$f":"(1-VLOOKUP(R28,Start!$H$33:$I$40,2,FALSE)/100)*W28","v":26.709},{"$f":"VLOOKUP(Q28,Start!$C$9:$D$15,2,FALSE)+VLOOKUP(Q28,Start!$C$23:$D$29,2,FALSE)","v":14.07},{"$f":"(Y28/U28)+Start!$D$19*(VLOOKUP(Q28,Start!$M$33:$N$39,2,FALSE)/U28)+VLOOKUP(R28,Start!$C$33:$D$40,2,FALSE)","v":49.8424460303088}]
[null,null,"Ja","BNA0051","Cargill Deutschland GmbH","KWK-Anlage Barby",39249,"Barby","Monplaisirstr. 22","Sachsen-Anhalt","-","01.05.1994","Erdgas",null,null,"Erdgas","Erdgas","GuD","Steam turbine","OPSD (2018)",0.37840000000000001,"OPSD (2018)",17.8,{"$f":"(1-VLOOKUP(R29,Start!$H$33:$I$40,2,FALSE)/100)*W29","v":15.486000000000001},{"$f":"VLOOKUP(Q29,Start!$C$9:$D$15,2,FALSE)+VLOOKUP(Q29,Start!$C$23:$D$29,2,FALSE)","v":14.07},{"$f":"(Y29/U29)+Start!$D$19*(VLOOKUP(Q29,Start!$M$33:$N$39,2,FALSE)/U29)+VLOOKUP(R29,Start!$C$33:$D$40,2,FALSE)","v":51.891360809282652}]
[null,null,"Ja","BNA0059b","Volkswagen AG","GuD Baunatal, VW Werksgelände",34225,"Baunatal",null,"Hessen",null,"29.12.2011","Erdgas",null,null,"Erdgas","Erdgas","GuD","Combined cycle","OPSD (2018)",0.58950000000000002,"OPSD (2018)",78,{"$f":"(1-VLOOKUP(R30,Start!$H$33:$I$40,2,FALSE)/100)*W30","v":67.86},{"$f":"VLOOKUP(Q30,Start!$C$9:$D$15,2,FALSE)+VLOOKUP(Q30,Start!$C$23:$D$29,2,FALSE)","v":14.07},{"$f":"(Y30/U30)+Start!$D$19*(VLOOKUP(Q30,Start!$M$33:$N$39,2,FALSE)/U30)+VLOOKUP(R30,Start!$C$33:$D$40,2,FALSE)","v":33.846210229402132}]
[null,null,"Ja","BNA0067","STEAG GmbH","Bergkamen",59192,"Bergkamen",null,"Nordrhein-Westfalen","A","02.07.1981","Steinkohle",null,null,"Steinkohle","Steinkohle","Steinkohle","Steam turbine","OPSD (2018)",0.3775,"OPSD (2018)",717,{"$f":"(1-VLOOKUP(R31,Start!$H$33:$I$40,2,FALSE)/100)*W31","v":566.43000000000006},{"$f":"VLOOKUP(Q31,Start!$C$9:$D$15,2,FALSE)+VLOOKUP(Q31,Start!$C$23:$D$29,2,FALSE)","v":9.17},{"$f":"(Y31/U31)+Start!$D$19*(VLOOKUP(Q31,Start!$M$33:$N$39,2,FALSE)/U31)+VLOOKUP(R31,Start!$C$33:$D$40,2,FALSE)","v":47.789758406489028}]
[null,null,"Ja","BNA0073","Vattenfall Wärme Berlin AG","Mitte",10179,"Berlin","Köpenicker Straße 60","Berlin","GuD Mitte","30.12.1996","Erdgas",null,null,"Erdgas","Erdgas","GuD","Combined cycle","OPSD (2018)",0.52200000000000002,"OPSD (2018)",444,{"$f":"(1-VLOOKUP(R32,Start!$H$33:$I$40,2,FALSE)/100)*W32","v":386.28},{"$f":"VLOOKUP(Q32,Start!$C$9:$D$15,2,FALSE)+VLOOKUP(Q32,Start!$C$23:$D$29,2,FALSE)","v":14.07},{"$f":"(Y32/U32)+Start!$D$19*(VLOOKUP(Q32,Start!$M$33:$N$39,2,FALSE)/U32)+VLOOKUP(R32,Start!$C$33:$D$40,2,FALSE)","v":38.028909828031715}]
[null,null,"Ja","BNA0074","Vattenfall Wärme Berlin AG","Charlottenburg",10589,"Berlin","Am Spreebord 5","Berlin","Charlottenburg","01.01.1975","Mehrere Energieträger","Erdgas","Mineralöl","Erdgas","Erdgas","Gasturbine","Gas turbine","OPSD (2018)",0.38,"OPSD (2018)",144,{"$f":"(1-VLOOKUP(R33,Start!$H$33:$I$40,2,FALSE)/100)*W33","v":125.28},{"$f":"VLOOKUP(Q33,Start!$C$9:$D$15,2,FALSE)+VLOOKUP(Q33,Start!$C$23:$D$29,2,FALSE)","v":14.07},{"$f":"(Y33/U33)+Start!$D$19*(VLOOKUP(Q33,Start!$M$33:$N$39,2,FALSE)/U33)+VLOOKUP(R33,Start!$C$33:$D$40,2,FALSE)","v":51.17918665850673}]
[null,null,"Ja","BNA0075","Vattenfall Wärme Berlin AG","Lichterfelde",12207,"Berlin","Ostpreußendamm 61","Berlin","Lichterfelde 1","04.09.1972","Erdgas",null,null,"Erdgas","Erdgas","GuD","Steam turbine","OPSD (2018)",0.38279999999999997,"OPSD (2018)",144,{"$f":"(1-VLOOKUP(R34,Start!$H$33:$I$40,2,FALSE)/100)*W34","v":125.28},{"$f":"VLOOKUP(Q34,Start!$C$9:$D$15,2,FALSE)+VLOOKUP(Q34,Start!$C$23:$D$29,2,FALSE)","v":14.07},{"$f":"(Y34/U34)+Start!$D$19*(VLOOKUP(Q34,Start!$M$33:$N$39,2,FALSE)/U34)+VLOOKUP(R34,Start!$C$33:$D$40,2,FALSE)","v":51.3121497654978}]
[null,null,"Ja","BNA0081","Vattenfall Wärme Berlin AG","Klingenberg",10317,"Berlin","Köpenicker Chaussee 42 - 45 ","Berlin","Klingenberg","13.08.1981","Mehrere Energieträger","Braunkohle","Erdgas, Mineralöl","Erdgas","Erdgas","GuD","Steam turbine","OPSD (2018)",0.4037,"OPSD (2018)",164,{"$f":"(1-VLOOKUP(R35,Start!$H$33:$I$40,2,FALSE)/100)*W35","v":142.68},{"$f":"VLOOKUP(Q35,Start!$C$9:$D$15,2,FALSE)+VLOOKUP(Q35,Start!$C$23:$D$29,2,FALSE)","v":14.07},{"$f":"(Y35/U35)+Start!$D$19*(VLOOKUP(Q35,Start!$M$33:$N$39,2,FALSE)/U35)+VLOOKUP(R35,Start!$C$33:$D$40,2,FALSE)","v":48.733319123687288}]
[null,null,"Ja","BNA0082","Vattenfall Wärme Berlin AG","Reuter",13599,"Berlin","Otternbuchtstr. 11","Berlin","Reuter C","01.01.1969","Mehrere Energieträger","Steinkohle","Holz","Steinkohle","Steinkohle","Steinkohle","Steam turbine","OPSD (2018)",0.34749999999999998,"OPSD (2018)",124,{"$f":"(1-VLOOKUP(R36,Start!$H$33:$I$40,2,FALSE)/100)*W36","v":97.960000000000008},{"$f":"VLOOKUP(Q36,Start!$C$9:$D$15,2,FALSE)+VLOOKUP(Q36,Start!$C$23:$D$29,2,FALSE)","v":9.17},{"$f":"(Y36/U36)+Start!$D$19*(VLOOKUP(Q36,Start!$M$33:$N$39,2,FALSE)/U36)+VLOOKUP(R36,Start!$C$33:$D$40,2,FALSE)","v":51.803262729351403}]
[null,null,"Ja","BNA0083","Vattenfall Wärme Berlin AG","Wilmersdorf",14199,"Berlin","Forckenbeckstr. 3 - 6","Berlin","Wilmersdorf GT2 und GT3","01.01.1977","Mineralölprodukte",null,null,"Mineralölprodukte","Öl","Öl","Steam turbine","OPSD (2018)",0.35970000000000002,"OPSD (2018)",184,{"$f":"(1-VLOOKUP(R37,Start!$H$33:$I$40,2,FALSE)/100)*W37","v":156.4},{"$f":"VLOOKUP(Q37,Start!$C$9:$D$15,2,FALSE)+VLOOKUP(Q37,Start!$C$23:$D$29,2,FALSE)","v":33.44},{"$f":"(Y37/U37)+Start!$D$19*(VLOOKUP(Q37,Start!$M$33:$N$39,2,FALSE)/U37)+VLOOKUP(R37,Start!$C$33:$D$40,2,FALSE)","v":113.32280992127374}]
[null,null,"Ja","BNA0084","Vattenfall Wärme Berlin AG","Reuter",13599,"Berlin","Otternbuchtstr. 11","Berlin","Reuter M","30.10.1998","Abfall","Dampf aus Müllverbrennungsanlage",null,"Abfall","Abfall","Abfall","Steam turbine","OPSD (2018)",0.33,"OPSD (2018)",36,{"$f":"(1-VLOOKUP(R38,Start!$H$33:$I$40,2,FALSE)/100)*W38","v":30.599999999999998},{"$f":"VLOOKUP(Q38,Start!$C$9:$D$15,2,FALSE)+VLOOKUP(Q38,Start!$C$23:$D$29,2,FALSE)","v":0},{"$f":"(Y38/U38)+Start!$D$19*(VLOOKUP(Q38,Start!$M$33:$N$39,2,FALSE)/U38)+VLOOKUP(R38,Start!$C$33:$D$40,2,FALSE)","v":1}]
[null,null,"Ja","BNA0085a","Vattenfall Wärme Berlin AG","Moabit",13353,"Berlin","Friedrich-Krause-Ufer 10- 15","Berlin","Moabit A","24.11.1989","Mehrere Energieträger","Steinkohle","Holz","Steinkohle","Steinkohle","Steinkohle","Steam turbine","OPSD (2018)",0.4,"OPSD (2018)",89,{"$f":"(1-VLOOKUP(R39,Start!$H$33:$I$40,2,FALSE)/100)*W39","v":70.31},{"$f":"VLOOKUP(Q39,Start!$C$9:$D$15,2,FALSE)+VLOOKUP(Q39,Start!$C$23:$D$29,2,FALSE)","v":9.17},{"$f":"(Y39/U39)+Start!$D$19*(VLOOKUP(Q39,Start!$M$33:$N$39,2,FALSE)/U39)+VLOOKUP(R39,Start!$C$33:$D$40,2,FALSE)","v":45.174709496124024}]
[null,null,"Ja","BNA0085b","Vattenfall Wärme Berlin AG","Moabit",13353,"Berlin","Friedrich-Krause-Ufer 10- 15","Berlin","Moabit GT 7","30.09.1971","Mineralölprodukte",null,null,"Mineralölprodukte","Öl","Öl","Gas turbine","OPSD (2018)",0.30459999999999998,"OPSD (2018)",34,{"$f":"(1-VLOOKUP(R40,Start!$H$33:$I$40,2,FALSE)/100)*W40","v":28.9},{"$f":"VLOOKUP(Q40,Start!$C$9:$D$15,2,FALSE)+VLOOKUP(Q40,Start!$C$23:$D$29,2,FALSE)","v":33.44},{"$f":"(Y40/U40)+Start!$D$19*(VLOOKUP(Q40,Start!$M$33:$N$39,2,FALSE)/U40)+VLOOKUP(R40,Start!$C$33:$D$40,2,FALSE)","v":133.64121710007277}]
[null,null,"Ja","BNA0086","Vattenfall Wärme Berlin AG","Reuter West",13599,"Berlin","Großer Spreering 5","Berlin","Reuter West D","14.12.1987","Steinkohle",null,null,"Steinkohle","Steinkohle","Steinkohle","Steam turbine","OPSD (2018)",0.39250000000000002,"OPSD (2018)",282,{"$f":"(1-VLOOKUP(R41,Start!$H$33:$I$40,2,FALSE)/100)*W41","v":222.78},{"$f":"VLOOKUP(Q41,Start!$C$9:$D$15,2,FALSE)+VLOOKUP(Q41,Start!$C$23:$D$29,2,FALSE)","v":9.17},{"$f":"(Y41/U41)+Start!$D$19*(VLOOKUP(Q41,Start!$M$33:$N$39,2,FALSE)/U41)+VLOOKUP(R41,Start!$C$33:$D$40,2,FALSE)","v":46.01307974127289}]
[null,null,"Ja","BNA0087","Vattenfall Wärme Berlin AG","Reuter West",13599,"Berlin","Großer Spreering 5","Berlin","Reuter West E","04.08.1988","Steinkohle",null,null,"Steinkohle","Steinkohle","Steinkohle","Steam turbine","OPSD (2018)",0.39500000000000002,"OPSD (2018)",282,{"$f":"(1-VLOOKUP(R42,Start!$H$33:$I$40,2,FALSE)/100)*W42","v":222.78},{"$f":"VLOOKUP(Q42,Start!$C$9:$D$15,2,FALSE)+VLOOKUP(Q42,Start!$C$23:$D$29,2,FALSE)","v":9.17},{"$f":"(Y42/U42)+Start!$D$19*(VLOOKUP(Q42,Start!$M$33:$N$39,2,FALSE)/U42)+VLOOKUP(R42,Start!$C$33:$D$40,2,FALSE)","v":45.730085565695205}]
[null,null,"Ja","BNA0088a","Solvay Chemicals GmbH","Industriekraftwerk Bernburg (IKB)",6406,"Bernburg",null,"Sachsen-Anhalt",null,"30.12.1994","Erdgas",null,null,"Erdgas","Erdgas","GuD","Combined cycle","OPSD (2018)",0.51300000000000001,"OPSD (2018)",140.5,{"$f":"(1-VLOOKUP(R43,Start!$H$33:$I$40,2,FALSE)/100)*W43","v":122.235},{"$f":"VLOOKUP(Q43,Start!$C$9:$D$15,2,FALSE)+VLOOKUP(Q43,Start!$C$23:$D$29,2,FALSE)","v":14.07},{"$f":"(Y43/U43)+Start!$D$19*(VLOOKUP(Q43,Start!$M$33:$N$39,2,FALSE)/U43)+VLOOKUP(R43,Start!$C$33:$D$40,2,FALSE)","v":38.669767895190169}]
[null,null,"Ja","BNA0088b","Solvay Chemicals GmbH","Dampfturbinenanlage der EBS-Kessel",6406,"Bernburg",null,"Sachsen-Anhalt",null,"16.10.2009","Abfall",null,null,"Abfall","Abfall","Abfall","Combined cycle","OPSD (2018)",0.33,"OPSD (2018)",35,{"$f":"(1-VLOOKUP(R44,Start!$H$33:$I$40,2,FALSE)/100)*W44","v":29.75},{"$f":"VLOOKUP(Q44,Start!$C$9:$D$15,2,FALSE)+VLOOKUP(Q44,Start!$C$23:$D$29,2,FALSE)","v":0},{"$f":"(Y44/U44)+Start!$D$19*(VLOOKUP(Q44,Start!$M$33:$N$39,2,FALSE)/U44)+VLOOKUP(R44,Start!$C$33:$D$40,2,FALSE)","v":1}]
[null,null,"Ja","BNA0097","MVA Bielefeld-Herford GmbH","MVA Bielefeld",33609,"Bielefeld","Schelpmilser Weg 30","Nordrhein-Westfalen","Linien 1 - 3","01.07.1981","Abfall","Abfall, biologisch abbaubarer Anteil von Abfällen aus Haushalten und Industrie",null,"Abfall","Abfall","Abfall","Steam turbine","OPSD (2018)",0.33,"OPSD (2018)",34,{"$f":"(1-VLOOKUP(R45,Start!$H$33:$I$40,2,FALSE)/100)*W45","v":28.9},{"$f":"VLOOKUP(Q45,Start!$C$9:$D$15,2,FALSE)+VLOOKUP(Q45,Start!$C$23:$D$29,2,FALSE)","v":0},{"$f":"(Y45/U45)+Start!$D$19*(VLOOKUP(Q45,Start!$M$33:$N$39,2,FALSE)/U45)+VLOOKUP(R45,Start!$C$33:$D$40,2,FALSE)","v":1}]
[null,null,"Ja","BNA0100","Stadtwerke Bielefeld GmbH","GuD Kraftwerk Hillegossen",33697,"Bielefeld",null,"Nordrhein-Westfalen","GuD","02.01.2005","Erdgas",null,null,"Erdgas","Erdgas","GuD","Combined cycle","OPSD (2018)",0.5625,"OPSD (2018)",37.450000000000003,{"$f":"(1-VLOOKUP(R46,Start!$H$33:$I$40,2,FALSE)/100)*W46","v":32.581500000000005},{"$f":"VLOOKUP(Q46,Start!$C$9:$D$15,2,FALSE)+VLOOKUP(Q46,Start!$C$23:$D$29,2,FALSE)","v":14.07},{"$f":"(Y46/U46)+Start!$D$19*(VLOOKUP(Q46,Start!$M$33:$N$39,2,FALSE)/U46)+VLOOKUP(R46,Start!$C$33:$D$40,2,FALSE)","v":35.398828320413436}]
[null,null,"Ja","BNA0105","envia THERM GmbH","GuD Bitterfeld",6749,"Bitterfeld",null,"Sachsen-Anhalt",null,"04.08.2000","Erdgas",null,null,"Erdgas","Erdgas","GuD","Combined cycle","OPSD (2018)",0.54,"OPSD (2018)",106,{"$f":"(1-VLOOKUP(R47,Start!$H$33:$I$40,2,FALSE)/100)*W47","v":92.22},{"$f":"VLOOKUP(Q47,Start!$C$9:$D$15,2,FALSE)+VLOOKUP(Q47,Start!$C$23:$D$29,2,FALSE)","v":14.07},{"$f":"(Y47/U47)+Start!$D$19*(VLOOKUP(Q47,Start!$M$33:$N$39,2,FALSE)/U47)+VLOOKUP(R47,Start!$C$33:$D$40,2,FALSE)","v":36.811279500430658}]
[null,null,"Ja","BNA0111","Stadtwerke Bochum Holding GmbH","HKW Hiltrop",44805,"Bochum",null,"Nordrhein-Westfalen",null,"01.12.2013","Erdgas",null,null,"Erdgas","Erdgas","GuD","Steam turbine","OPSD (2018)",0.39929999999999999,"OPSD (2018)",44,{"$f":"(1-VLOOKUP(R48,Start!$H$33:$I$40,2,FALSE)/100)*W48","v":38.28},{"$f":"VLOOKUP(Q48,Start!$C$9:$D$15,2,FALSE)+VLOOKUP(Q48,Start!$C$23:$D$29,2,FALSE)","v":14.07},{"$f":"(Y48/U48)+Start!$D$19*(VLOOKUP(Q48,Start!$M$33:$N$39,2,FALSE)/U48)+VLOOKUP(R48,Start!$C$33:$D$40,2,FALSE)","v":49.25379646940285}]
[null,null,"Ja","BNA0115","Lausitz Energie Kraftwerke AG","Lippendorf",4007,"Böhlen","Werkstraße","Sachsen","R","20.06.2000","Braunkohle",null,null,"Braunkohle","Braunkohle","Braunkohle","Steam turbine","OPSD (2018)",0.4,"OPSD (2018)",875,{"$f":"(1-VLOOKUP(R49,Start!$H$33:$I$40,2,FALSE)/100)*W49","v":770},{"$f":"VLOOKUP(Q49,Start!$C$9:$D$15,2,FALSE)+VLOOKUP(Q49,Start!$C$23:$D$29,2,FALSE)","v":3.1},{"$f":"(Y49/U49)+Start!$D$19*(VLOOKUP(Q49,Start!$M$33:$N$39,2,FALSE)/U49)+VLOOKUP(R49,Start!$C$33:$D$40,2,FALSE)","v":34.564785271317824}]
[null,null,"Ja","BNA0116","EnBW Energie Baden-Württemberg AG","Braunkohlekraftwerk Lippendorf",4564,"Böhlen","Werkstraße","Sachsen","LIP S","01.12.1999","Braunkohle",null,null,"Braunkohle","Braunkohle","Braunkohle","Steam turbine","OPSD (2018)",0.39760000000000001,"OPSD (2018)",875,{"$f":"(1-VLOOKUP(R50,Start!$H$33:$I$40,2,FALSE)/100)*W50","v":770},{"$f":"VLOOKUP(Q50,Start!$C$9:$D$15,2,FALSE)+VLOOKUP(Q50,Start!$C$23:$D$29,2,FALSE)","v":3.1},{"$f":"(Y50/U50)+Start!$D$19*(VLOOKUP(Q50,Start!$M$33:$N$39,2,FALSE)/U50)+VLOOKUP(R50,Start!$C$33:$D$40,2,FALSE)","v":34.763164256858978}]
[null,null,"Ja","BNA0117a","Energie- und Wasserversorgung Bonn/Rhein-Sieg GmbH","Heizkraftwerk Karlstraße",53115,"Bonn",null,"Nordrhein-Westfalen","Heizkraftwerk Karlstraße","01.07.1990","Mehrere Energieträger","Dampf aus Müllverbrennungsanlage",null,"Abfall","Abfall","Abfall","Steam turbine","OPSD (2018)",0.33,"OPSD (2018)",12,{"$f":"(1-VLOOKUP(R51,Start!$H$33:$I$40,2,FALSE)/100)*W51","v":10.199999999999999},{"$f":"VLOOKUP(Q51,Start!$C$9:$D$15,2,FALSE)+VLOOKUP(Q51,Start!$C$23:$D$29,2,FALSE)","v":0},{"$f":"(Y51/U51)+Start!$D$19*(VLOOKUP(Q51,Start!$M$33:$N$39,2,FALSE)/U51)+VLOOKUP(R51,Start!$C$33:$D$40,2,FALSE)","v":1}]
[null,null,"Ja","BNA0117b","Energie- und Wasserversorgung Bonn/Rhein-Sieg GmbH","Heizkraftwerk Karlstraße",53115,"Bonn",null,"Nordrhein-Westfalen","Heizkraftwerk Karlstraße","01.11.2013","Mehrere Energieträger","Erdgas","Dampf aus Müllverbrennungsanlage","Erdgas","Erdgas","GuD","Steam turbine","OPSD (2018)",0.39929999999999999,"OPSD (2018)",95,{"$f":"(1-VLOOKUP(R52,Start!$H$33:$I$40,2,FALSE)/100)*W52","v":82.65},{"$f":"VLOOKUP(Q52,Start!$C$9:$D$15,2,FALSE)+VLOOKUP(Q52,Start!$C$23:$D$29,2,FALSE)","v":14.07},{"$f":"(Y52/U52)+Start!$D$19*(VLOOKUP(Q52,Start!$M$33:$N$39,2,FALSE)/U52)+VLOOKUP(R52,Start!$C$33:$D$40,2,FALSE)","v":49.25379646940285}]
[null,null,"Ja","BNA0122","Lausitz Energie Kraftwerke AG","Boxberg",2943,"Boxberg","Am Kraftwerk 1","Sachsen","N","01.01.1979","Braunkohle",null,null,"Braunkohle","Braunkohle","Braunkohle","Steam turbine","OPSD (2018)",0.38319999999999999,"OPSD (2018)",465,{"$f":"(1-VLOOKUP(R53,Start!$H$33:$I$40,2,FALSE)/100)*W53","v":409.2},{"$f":"VLOOKUP(Q53,Start!$C$9:$D$15,2,FALSE)+VLOOKUP(Q53,Start!$C$23:$D$29,2,FALSE)","v":3.1},{"$f":"(Y53/U53)+Start!$D$19*(VLOOKUP(Q53,Start!$M$33:$N$39,2,FALSE)/U53)+VLOOKUP(R53,Start!$C$33:$D$40,2,FALSE)","v":36.005621368807752}]
[null,null,"Ja","BNA0123","Lausitz Energie Kraftwerke AG","Boxberg",2943,"Boxberg","Am Kraftwerk 1","Sachsen","P","01.07.1980","Braunkohle",null,null,"Braunkohle","Braunkohle","Braunkohle","Steam turbine","OPSD (2018)",0.3856,"OPSD (2018)",465,{"$f":"(1-VLOOKUP(R54,Start!$H$33:$I$40,2,FALSE)/100)*W54","v":409.2},{"$f":"VLOOKUP(Q54,Start!$C$9:$D$15,2,FALSE)+VLOOKUP(Q54,Start!$C$23:$D$29,2,FALSE)","v":3.1},{"$f":"(Y54/U54)+Start!$D$19*(VLOOKUP(Q54,Start!$M$33:$N$39,2,FALSE)/U54)+VLOOKUP(R54,Start!$C$33:$D$40,2,FALSE)","v":35.792100903856664}]
[null,null,"Ja","BNA0124","Lausitz Energie Kraftwerke AG","Boxberg",2943,"Boxberg","Am Kraftwerk 1","Sachsen","Q","01.10.2000","Braunkohle",null,null,"Braunkohle","Braunkohle","Braunkohle","Steam turbine","OPSD (2018)",0.4,"OPSD (2018)",857,{"$f":"(1-VLOOKUP(R55,Start!$H$33:$I$40,2,FALSE)/100)*W55","v":754.16},{"$f":"VLOOKUP(Q55,Start!$C$9:$D$15,2,FALSE)+VLOOKUP(Q55,Start!$C$23:$D$29,2,FALSE)","v":3.1},{"$f":"(Y55/U55)+Start!$D$19*(VLOOKUP(Q55,Start!$M$33:$N$39,2,FALSE)/U55)+VLOOKUP(R55,Start!$C$33:$D$40,2,FALSE)","v":34.564785271317824}]
[null,null,"Ja","BNA0129","StWB Stadtwerke Brandenburg an der Havel GmbH & Co. KG","HKW",14772,"Brandenburg",null,"Brandenburg",null,"1997","Erdgas","Erdgas",null,"Erdgas","Erdgas","GuD","Steam turbine","OPSD (2018)",0.38169999999999998,"OPSD (2018)",36,{"$f":"(1-VLOOKUP(R56,Start!$H$33:$I$40,2,FALSE)/100)*W56","v":31.32},{"$f":"VLOOKUP(Q56,Start!$C$9:$D$15,2,FALSE)+VLOOKUP(Q56,Start!$C$23:$D$29,2,FALSE)","v":14.07},{"$f":"(Y56/U56)+Start!$D$19*(VLOOKUP(Q56,Start!$M$33:$N$39,2,FALSE)/U56)+VLOOKUP(R56,Start!$C$33:$D$40,2,FALSE)","v":51.455700629375315}]
[null,null,"Ja","BNA0130","Uniper Kraftwerke GmbH ","Kirchmöser",14774,"Brandenburg",null,"Brandenburg",null,"01.01.1994","Erdgas",null,null,"Erdgas","Erdgas","GuD","Combined cycle","OPSD (2018)",0.51300000000000001,"OPSD (2018)",160,{"$f":"(1-VLOOKUP(R57,Start!$H$33:$I$40,2,FALSE)/100)*W57","v":139.19999999999999},{"$f":"VLOOKUP(Q57,Start!$C$9:$D$15,2,FALSE)+VLOOKUP(Q57,Start!$C$23:$D$29,2,FALSE)","v":14.07},{"$f":"(Y57/U57)+Start!$D$19*(VLOOKUP(Q57,Start!$M$33:$N$39,2,FALSE)/U57)+VLOOKUP(R57,Start!$C$33:$D$40,2,FALSE)","v":38.669767895190169}]
[null,null,"Ja","BNA0135","Braunschweiger Versorgungs-AG & Co. KG","HKW-Mitte",38106,"Braunschweig",null,"Niedersachsen","Block 12","15.07.1971","Mehrere Energieträger","Erdgas","Heizöl S","Erdgas","Erdgas","GuD","Combined cycle","OPSD (2018)",0.40949999999999998,"OPSD (2018)",20,{"$f":"(1-VLOOKUP(R58,Start!$H$33:$I$40,2,FALSE)/100)*W58","v":17.399999999999999},{"$f":"VLOOKUP(Q58,Start!$C$9:$D$15,2,FALSE)+VLOOKUP(Q58,Start!$C$23:$D$29,2,FALSE)","v":14.07},{"$f":"(Y58/U58)+Start!$D$19*(VLOOKUP(Q58,Start!$M$33:$N$39,2,FALSE)/U58)+VLOOKUP(R58,Start!$C$33:$D$40,2,FALSE)","v":48.064324615952529}]
[null,null,"Ja","BNA0136","Braunschweiger Versorgungs-AG & Co. KG","HKW-Mitte",38106,"Braunschweig",null,"Niedersachsen","GuD","30.12.2010","Mehrere Energieträger","Erdgas","Heizöl L","Erdgas","Erdgas","GuD","Combined cycle","OPSD (2018)",0.58499999999999996,"OPSD (2018)",74,{"$f":"(1-VLOOKUP(R59,Start!$H$33:$I$40,2,FALSE)/100)*W59","v":64.38},{"$f":"VLOOKUP(Q59,Start!$C$9:$D$15,2,FALSE)+VLOOKUP(Q59,Start!$C$23:$D$29,2,FALSE)","v":14.07},{"$f":"(Y59/U59)+Start!$D$19*(VLOOKUP(Q59,Start!$M$33:$N$39,2,FALSE)/U59)+VLOOKUP(R59,Start!$C$33:$D$40,2,FALSE)","v":34.095027231166767}]
[null,null,"Ja","BNA0137","Braunschweiger Versorgungs-AG & Co. KG","HKW-Nord",38112,"Braunschweig",null,"Niedersachsen","GT","10.05.1965","Mehrere Energieträger","Erdgas","Heizöl L ","Erdgas","Erdgas","Gasturbine","Gas turbine","OPSD (2018)",0.28899999999999998,"OPSD (2018)",25,{"$f":"(1-VLOOKUP(R60,Start!$H$33:$I$40,2,FALSE)/100)*W60","v":21.75},{"$f":"VLOOKUP(Q60,Start!$C$9:$D$15,2,FALSE)+VLOOKUP(Q60,Start!$C$23:$D$29,2,FALSE)","v":14.07},{"$f":"(Y60/U60)+Start!$D$19*(VLOOKUP(Q60,Start!$M$33:$N$39,2,FALSE)/U60)+VLOOKUP(R60,Start!$C$33:$D$40,2,FALSE)","v":66.979553391808167}]
[null,null,"Ja","BNA0138","Braunschweiger Versorgungs-AG & Co. KG","HKW-Mitte",38106,"Braunschweig",null,"Niedersachsen","Block 1 ","10.07.1984","Mehrere Energieträger","Steinkohle","Heizöl S","Steinkohle","Steinkohle","Steinkohle","Combined cycle","OPSD (2018)",0.46800000000000003,"OPSD (2018)",43.3,{"$f":"(1-VLOOKUP(R61,Start!$H$33:$I$40,2,FALSE)/100)*W61","v":34.207000000000001},{"$f":"VLOOKUP(Q61,Start!$C$9:$D$15,2,FALSE)+VLOOKUP(Q61,Start!$C$23:$D$29,2,FALSE)","v":9.17},{"$f":"(Y61/U61)+Start!$D$19*(VLOOKUP(Q61,Start!$M$33:$N$39,2,FALSE)/U61)+VLOOKUP(R61,Start!$C$33:$D$40,2,FALSE)","v":38.799751706088905}]
[null,null,"Ja","BNA0139","swb Entsorgung GmbH & Co. KG","KW Hafen",28237,"Bremen","Otavistr. 7-9","Bremen","MKK","1905-07-01","Abfall",null,null,"Abfall","Abfall","Abfall","Steam turbine","OPSD (2018)",0.33,"OPSD (2018)",33,{"$f":"(1-VLOOKUP(R62,Start!$H$33:$I$40,2,FALSE)/100)*W62","v":28.05},{"$f":"VLOOKUP(Q62,Start!$C$9:$D$15,2,FALSE)+VLOOKUP(Q62,Start!$C$23:$D$29,2,FALSE)","v":0},{"$f":"(Y62/U62)+Start!$D$19*(VLOOKUP(Q62,Start!$M$33:$N$39,2,FALSE)/U62)+VLOOKUP(R62,Start!$C$33:$D$40,2,FALSE)","v":1}]
[null,null,"Ja","BNA0141","swb Erzeugung AG & Co. KG","KW Mittelsbüren",28237,"Bremen","Auf den Delben 35","Bremen","GT 3","01.01.1975","Mineralölprodukte","Öl",null,"Mineralölprodukte","Öl","Öl","Gas turbine","OPSD (2018)",0.315,"OPSD (2018)",86,{"$f":"(1-VLOOKUP(R63,Start!$H$33:$I$40,2,FALSE)/100)*W63","v":73.099999999999994},{"$f":"VLOOKUP(Q63,Start!$C$9:$D$15,2,FALSE)+VLOOKUP(Q63,Start!$C$23:$D$29,2,FALSE)","v":33.44},{"$f":"(Y63/U63)+Start!$D$19*(VLOOKUP(Q63,Start!$M$33:$N$39,2,FALSE)/U63)+VLOOKUP(R63,Start!$C$33:$D$40,2,FALSE)","v":129.26195151962594}]
[null,null,"Ja","BNA0142","ArcelorMittal Bremen GmbH","KW Mittelsbüren",28237,"Bremen","Auf den Delben 35","Bremen","Block 4","1975","andere Gase","Gichtgas","Erdgas","Sonstige Energieträger\n(nicht erneuerbar)","Erdgas","GuD","Steam turbine","OPSD (2018)",0.35199999999999998,"Annahme basierend auf DIW (2014)",160,{"$f":"(1-VLOOKUP(R64,Start!$H$33:$I$40,2,FALSE)/100)*W64","v":139.19999999999999},{"$f":"VLOOKUP(Q64,Start!$C$9:$D$15,2,FALSE)+VLOOKUP(Q64,Start!$C$23:$D$29,2,FALSE)","v":14.07},{"$f":"(Y64/U64)+Start!$D$19*(VLOOKUP(Q64,Start!$M$33:$N$39,2,FALSE)/U64)+VLOOKUP(R64,Start!$C$33:$D$40,2,FALSE)","v":55.670712869978857}]
[null,null,"Ja","BNA0144","swb Erzeugung AG & Co. KG","KW Hastedt",28207,"Bremen","Hastedter Osterdeich 255","Bremen","Block 15","01.03.2014","Steinkohle",null,null,"Steinkohle","Steinkohle","Steinkohle","Steam turbine","OPSD (2018)",0.46,"OPSD (2018)",119,{"$f":"(1-VLOOKUP(R65,Start!$H$33:$I$40,2,FALSE)/100)*W65","v":94.01},{"$f":"VLOOKUP(Q65,Start!$C$9:$D$15,2,FALSE)+VLOOKUP(Q65,Start!$C$23:$D$29,2,FALSE)","v":9.17},{"$f":"(Y65/U65)+Start!$D$19*(VLOOKUP(Q65,Start!$M$33:$N$39,2,FALSE)/U65)+VLOOKUP(R65,Start!$C$33:$D$40,2,FALSE)","v":39.451921300977411}]
[null,null,"Ja","BNA0146","swb Erzeugung AG & Co. KG","KW Hafen",28237,"Bremen","Otavistr. 7-9","Bremen","Block 6","01.12.1979","Steinkohle",null,null,"Steinkohle","Steinkohle","Steinkohle","Steam turbine","OPSD (2018)",0.3725,"OPSD (2018)",303,{"$f":"(1-VLOOKUP(R66,Start!$H$33:$I$40,2,FALSE)/100)*W66","v":239.37},{"$f":"VLOOKUP(Q66,Start!$C$9:$D$15,2,FALSE)+VLOOKUP(Q66,Start!$C$23:$D$29,2,FALSE)","v":9.17},{"$f":"(Y66/U66)+Start!$D$19*(VLOOKUP(Q66,Start!$M$33:$N$39,2,FALSE)/U66)+VLOOKUP(R66,Start!$C$33:$D$40,2,FALSE)","v":48.413782009260693}]
[null,null,"Ja","BNA0147","ENGIE Deutschland AG","Farge",28777,"Bremen","Wilhelmshavener Str. 6","Bremen","Farge","01.01.1969","Mehrere Energieträger","Steinkohle","Klärschlamm, HSL, HEL","Steinkohle","Steinkohle","Steinkohle","Steam turbine","OPSD (2018)",0.4425,"OPSD (2018)",350,{"$f":"(1-VLOOKUP(R67,Start!$H$33:$I$40,2,FALSE)/100)*W67","v":276.5},{"$f":"VLOOKUP(Q67,Start!$C$9:$D$15,2,FALSE)+VLOOKUP(Q67,Start!$C$23:$D$29,2,FALSE)","v":9.17},{"$f":"(Y67/U67)+Start!$D$19*(VLOOKUP(Q67,Start!$M$33:$N$39,2,FALSE)/U67)+VLOOKUP(R67,Start!$C$33:$D$40,2,FALSE)","v":40.960754346778778}]
[null,null,"Ja","BNA0156b","Egger Holzwerkstoffe Brilon GmbH & Co. KG","Egger Kraftwerk Brilon",59929,"Brilon ","Im Kissen 19","Nordrhein-Westfalen","Gasturbinen - KWK - Anlage","01.05.1996","Erdgas",null,null,"Erdgas","Erdgas","Gasturbine","Gas turbine","OPSD (2018)",0.36959999999999998,"OPSD (2018)",13.5,{"$f":"(1-VLOOKUP(R68,Start!$H$33:$I$40,2,FALSE)/100)*W68","v":11.744999999999999},{"$f":"VLOOKUP(Q68,Start!$C$9:$D$15,2,FALSE)+VLOOKUP(Q68,Start!$C$23:$D$29,2,FALSE)","v":14.07},{"$f":"(Y68/U68)+Start!$D$19*(VLOOKUP(Q68,Start!$M$33:$N$39,2,FALSE)/U68)+VLOOKUP(R68,Start!$C$33:$D$40,2,FALSE)","v":52.591155114265575}]
[null,null,"Ja","BNA0157","Preussen Elektra GmbH","Brokdorf",25576,"Brokdorf",null,"Schleswig-Holstein","KBR","22.12.1986","Kernenergie",null,null,"Kernenergie","Kernenergie","Kernenergie","Steam turbine","OPSD (2018)",0.33,"OPSD (2018)",1410,{"$f":"(1-VLOOKUP(R69,Start!$H$33:$I$40,2,FALSE)/100)*W69","v":1311.3},{"$f":"VLOOKUP(Q69,Start!$C$9:$D$15,2,FALSE)+VLOOKUP(Q69,Start!$C$23:$D$29,2,FALSE)","v":5.5},{"$f":"(Y69/U69)+Start!$D$19*(VLOOKUP(Q69,Start!$M$33:$N$39,2,FALSE)/U69)+VLOOKUP(R69,Start!$C$33:$D$40,2,FALSE)","v":17.866666666666664}]
[null,null,"Ja","BNA0172a","Wacker Chemie AG","Burghausen 01 - GT",84489,"Burghausen","Johannes-Hess Straße 24","Bayern",null,"27.07.2001","Erdgas",null,null,"Erdgas","Erdgas","GuD","Combined cycle","OPSD (2018)",0.54449999999999998,"OPSD (2018)",120,{"$f":"(1-VLOOKUP(R70,Start!$H$33:$I$40,2,FALSE)/100)*W70","v":104.4},{"$f":"VLOOKUP(Q70,Start!$C$9:$D$15,2,FALSE)+VLOOKUP(Q70,Start!$C$23:$D$29,2,FALSE)","v":14.07},{"$f":"(Y70/U70)+Start!$D$19*(VLOOKUP(Q70,Start!$M$33:$N$39,2,FALSE)/U70)+VLOOKUP(R70,Start!$C$33:$D$40,2,FALSE)","v":36.519450744228756}]
[null,null,"Ja","BNA0172b","Wacker Chemie AG","Burghausen 01 - DT",84489,"Burghausen","Johannes-Hess Straße 24","Bayern",null,"14.05.1979","Erdgas","Heizöl/EL",null,"Erdgas","Erdgas","GuD","Steam turbine","OPSD (2018)",0.3619,"OPSD (2018)",50,{"$f":"(1-VLOOKUP(R71,Start!$H$33:$I$40,2,FALSE)/100)*W71","v":43.5},{"$f":"VLOOKUP(Q71,Start!$C$9:$D$15,2,FALSE)+VLOOKUP(Q71,Start!$C$23:$D$29,2,FALSE)","v":14.07},{"$f":"(Y71/U71)+Start!$D$19*(VLOOKUP(Q71,Start!$M$33:$N$39,2,FALSE)/U71)+VLOOKUP(R71,Start!$C$33:$D$40,2,FALSE)","v":54.188839265632922}]
[null,null,"Ja","BNA0174","InfraServ GmbH & Co. Gendorf KG","Industriepark Werk Gendorf",84508,"Burgkirchen",null,"Bayern",null,"19.07.2002","Erdgas",null,null,"Erdgas","Erdgas","GuD","Steam turbine","OPSD (2018)",0.38719999999999999,"OPSD (2018)",73.099999999999994,{"$f":"(1-VLOOKUP(R72,Start!$H$33:$I$40,2,FALSE)/100)*W72","v":63.596999999999994},{"$f":"VLOOKUP(Q72,Start!$C$9:$D$15,2,FALSE)+VLOOKUP(Q72,Start!$C$23:$D$29,2,FALSE)","v":14.07},{"$f":"(Y72/U72)+Start!$D$19*(VLOOKUP(Q72,Start!$M$33:$N$39,2,FALSE)/U72)+VLOOKUP(R72,Start!$C$33:$D$40,2,FALSE)","v":50.746102609071684}]
[null,null,"Ja","BNA0177","eins - energie in sachsen GmbH & Co. KG","HKW Chemnitz  Nord II",9115,"Chemnitz",null,"Sachsen","Block B","01.09.1988","Mehrere Energieträger","Rohbraunkohle","Ersatzbrennstoff, Erdgas (Zünd- und Stützgas)","Braunkohle","Braunkohle","Braunkohle","Steam turbine","OPSD (2018)",0.37119999999999997,"OPSD (2018)",56.8,{"$f":"(1-VLOOKUP(R73,Start!$H$33:$I$40,2,FALSE)/100)*W73","v":49.983999999999995},{"$f":"VLOOKUP(Q73,Start!$C$9:$D$15,2,FALSE)+VLOOKUP(Q73,Start!$C$23:$D$29,2,FALSE)","v":3.1},{"$f":"(Y73/U73)+Start!$D$19*(VLOOKUP(Q73,Start!$M$33:$N$39,2,FALSE)/U73)+VLOOKUP(R73,Start!$C$33:$D$40,2,FALSE)","v":37.114639300989033}]
[null,null,"Ja","BNA0179","eins - energie in sachsen GmbH & Co. KG","HKW Chemnitz  Nord II",9116,"Chemnitz",null,"Sachsen","Block C","15.06.1990","Mehrere Energieträger","Rohbraunkohle","Ersatzbrennstoff, Erdgas (beide Stütz-/Zusatzenergieträger)","Braunkohle","Braunkohle","Braunkohle","Steam turbine","OPSD (2018)",0.42399999999999999,"OPSD (2018)",90.8,{"$f":"(1-VLOOKUP(R74,Start!$H$33:$I$40,2,FALSE)/100)*W74","v":79.903999999999996},{"$f":"VLOOKUP(Q74,Start!$C$9:$D$15,2,FALSE)+VLOOKUP(Q74,Start!$C$23:$D$29,2,FALSE)","v":3.1},{"$f":"(Y74/U74)+Start!$D$19*(VLOOKUP(Q74,Start!$M$33:$N$39,2,FALSE)/U74)+VLOOKUP(R74,Start!$C$33:$D$40,2,FALSE)","v":32.704514406903606}]
[null,null,"Ja","BNA0183","Stadtwerke Cottbus mbH","HKW Cottbus",3052,"Cottbus",null,"Brandenburg",1,"16.12.1999","Mehrere Energieträger","Wirbelschichtbraunkohle","Erdgas, Heizöl","Braunkohle","Braunkohle","Braunkohle","Steam turbine","OPSD (2018)",0.39760000000000001,"OPSD (2018)",74,{"$f":"(1-VLOOKUP(R75,Start!$H$33:$I$40,2,FALSE)/100)*W75","v":65.12},{"$f":"VLOOKUP(Q75,Start!$C$9:$D$15,2,FALSE)+VLOOKUP(Q75,Start!$C$23:$D$29,2,FALSE)","v":3.1},{"$f":"(Y75/U75)+Start!$D$19*(VLOOKUP(Q75,Start!$M$33:$N$39,2,FALSE)/U75)+VLOOKUP(R75,Start!$C$33:$D$40,2,FALSE)","v":34.763164256858978}]
[null,null,"Ja","BNA0194","Fernwärmeversorgungs-GmbH Dessau","Kraftwerk Dessau",6842,"Dessau-Roßlau",null,"Sachsen-Anhalt",null,"01.01.1996","Erdgas","Braunkohle, Erdgas","HEL","Braunkohle","Erdgas","GuD","Steam turbine","eigene Annahme",0.39600000000000002,"Annahme basierend auf DIW (2014)",39,{"$f":"(1-VLOOKUP(R76,Start!$H$33:$I$40,2,FALSE)/100)*W76","v":33.93},{"$f":"VLOOKUP(Q76,Start!$C$9:$D$15,2,FALSE)+VLOOKUP(Q76,Start!$C$23:$D$29,2,FALSE)","v":14.07},{"$f":"(Y76/U76)+Start!$D$19*(VLOOKUP(Q76,Start!$M$33:$N$39,2,FALSE)/U76)+VLOOKUP(R76,Start!$C$33:$D$40,2,FALSE)","v":49.651744773314533}]
[null,null,"Ja","BNA0196","Mitteldeutsche Braunkohlengesellschaft mbH","Deuben",6682,"Teuchern",null,"Sachsen-Anhalt",null,"09.10.1936","Braunkohle",null,null,"Braunkohle","Braunkohle","Braunkohle","Steam turbine","OPSD (2018)",0.24640000000000001,"OPSD (2018)",67,{"$f":"(1-VLOOKUP(R77,Start!$H$33:$I$40,2,FALSE)/100)*W77","v":58.96},{"$f":"VLOOKUP(Q77,Start!$C$9:$D$15,2,FALSE)+VLOOKUP(Q77,Start!$C$23:$D$29,2,FALSE)","v":3.1},{"$f":"(Y77/U77)+Start!$D$19*(VLOOKUP(Q77,Start!$M$33:$N$39,2,FALSE)/U77)+VLOOKUP(R77,Start!$C$33:$D$40,2,FALSE)","v":55.051924141749716}]
[null,null,"Ja","BNA0199","RWE Generation SE","Dormagen",41539,"Dormagen",null,"Nordrhein-Westfalen","GuD","01.07.2000","Erdgas","Erdgas","Öl","Erdgas","Erdgas","GuD","Combined cycle","OPSD (2018)",0.54,"OPSD (2018)",586,{"$f":"(1-VLOOKUP(R78,Start!$H$33:$I$40,2,FALSE)/100)*W78","v":509.82},{"$f":"VLOOKUP(Q78,Start!$C$9:$D$15,2,FALSE)+VLOOKUP(Q78,Start!$C$23:$D$29,2,FALSE)","v":14.07},{"$f":"(Y78/U78)+Start!$D$19*(VLOOKUP(Q78,Start!$M$33:$N$39,2,FALSE)/U78)+VLOOKUP(R78,Start!$C$33:$D$40,2,FALSE)","v":36.811279500430658}]
[null,null,"Ja","BNA0202","RWE Generation SE","Dortmund",44143,"Dortmund",null,"Nordrhein-Westfalen","KDO","22.03.2004","Erdgas",null,null,"Erdgas","Erdgas","GuD","Steam turbine","OPSD (2018)",0.38940000000000002,"OPSD (2018)",26,{"$f":"(1-VLOOKUP(R79,Start!$H$33:$I$40,2,FALSE)/100)*W79","v":22.62},{"$f":"VLOOKUP(Q79,Start!$C$9:$D$15,2,FALSE)+VLOOKUP(Q79,Start!$C$23:$D$29,2,FALSE)","v":14.07},{"$f":"(Y79/U79)+Start!$D$19*(VLOOKUP(Q79,Start!$M$33:$N$39,2,FALSE)/U79)+VLOOKUP(R79,Start!$C$33:$D$40,2,FALSE)","v":50.467876040658851}]
[null,null,"Ja","BNA0207","DREWAG Stadtwerke Dresden GmbH","HKW Dresden-Nossener Brücke",1169,"Dresden ","Oederaner Str. 21 - 25","Sachsen","HKW Dresden-Nossener Brücke \n(3 GT + 1 DT, Sammelschiene)","28.09.1995","Mehrere Energieträger","Erdgas","HEL","Erdgas","Erdgas","GuD","Combined cycle","OPSD (2018)",0.51749999999999996,"OPSD (2018)",260,{"$f":"(1-VLOOKUP(R80,Start!$H$33:$I$40,2,FALSE)/100)*W80","v":226.2},{"$f":"VLOOKUP(Q80,Start!$C$9:$D$15,2,FALSE)+VLOOKUP(Q80,Start!$C$23:$D$29,2,FALSE)","v":14.07},{"$f":"(Y80/U80)+Start!$D$19*(VLOOKUP(Q80,Start!$M$33:$N$39,2,FALSE)/U80)+VLOOKUP(R80,Start!$C$33:$D$40,2,FALSE)","v":38.346552522188517}]
[null,null,"Ja","BNA0213","Stadtwerke Duisburg AG","HKW III/A",47249,"Duisburg","Wanheimer Straße 439-454","Nordrhein-Westfalen","HKW III/A","01.01.2002","Mehrere Energieträger","Erdgas","Heizöl","Erdgas","Erdgas","GuD","Steam turbine","OPSD (2018)",0.38719999999999999,"OPSD (2018)",40,{"$f":"(1-VLOOKUP(R81,Start!$H$33:$I$40,2,FALSE)/100)*W81","v":34.799999999999997},{"$f":"VLOOKUP(Q81,Start!$C$9:$D$15,2,FALSE)+VLOOKUP(Q81,Start!$C$23:$D$29,2,FALSE)","v":14.07},{"$f":"(Y81/U81)+Start!$D$19*(VLOOKUP(Q81,Start!$M$33:$N$39,2,FALSE)/U81)+VLOOKUP(R81,Start!$C$33:$D$40,2,FALSE)","v":50.746102609071684}]
[null,null,"Ja","BNA0214","Stadtwerke Duisburg AG","HKW III/B",47249,"Duisburg","Wanheimer Straße 439-454","Nordrhein-Westfalen","HKW III/B","24.10.2005","Mehrere Energieträger","Erdgas","Heizöl","Erdgas","Erdgas","GuD","Combined cycle","OPSD (2018)",0.5625,"OPSD (2018)",234,{"$f":"(1-VLOOKUP(R82,Start!$H$33:$I$40,2,FALSE)/100)*W82","v":203.58},{"$f":"VLOOKUP(Q82,Start!$C$9:$D$15,2,FALSE)+VLOOKUP(Q82,Start!$C$23:$D$29,2,FALSE)","v":14.07},{"$f":"(Y82/U82)+Start!$D$19*(VLOOKUP(Q82,Start!$M$33:$N$39,2,FALSE)/U82)+VLOOKUP(R82,Start!$C$33:$D$40,2,FALSE)","v":35.398828320413436}]
[null,null,"Ja","BNA0216a","Steag GmbH","KW Walsum",47180,"Duisburg","Dr. Wilhelm-Roelen-Str.129","Nordrhein-Westfalen","Walsum 9","01.06.1988","Steinkohle",null,null,"Steinkohle","Steinkohle","Steinkohle","Steam turbine","OPSD (2018)",0.39500000000000002,"OPSD (2018)",370,{"$f":"(1-VLOOKUP(R83,Start!$H$33:$I$40,2,FALSE)/100)*W83","v":292.3},{"$f":"VLOOKUP(Q83,Start!$C$9:$D$15,2,FALSE)+VLOOKUP(Q83,Start!$C$23:$D$29,2,FALSE)","v":9.17},{"$f":"(Y83/U83)+Start!$D$19*(VLOOKUP(Q83,Start!$M$33:$N$39,2,FALSE)/U83)+VLOOKUP(R83,Start!$C$33:$D$40,2,FALSE)","v":45.730085565695205}]
[null,null,"Ja","BNA0216b","STEAG-EVN Walsum 10 Kraftwerksgesellsellschaft mbH","KW Walsum",47180,"Duisburg","Dr. Wilhelm-Roelen-Str.129","Nordrhein-Westfalen","Walsum 10","20.12.2013","Steinkohle",null,null,"Steinkohle","Steinkohle","Steinkohle","Steam turbine","OPSD (2018)",0.45750000000000002,"OPSD (2018)",725,{"$f":"(1-VLOOKUP(R84,Start!$H$33:$I$40,2,FALSE)/100)*W84","v":572.75},{"$f":"VLOOKUP(Q84,Start!$C$9:$D$15,2,FALSE)+VLOOKUP(Q84,Start!$C$23:$D$29,2,FALSE)","v":9.17},{"$f":"(Y84/U84)+Start!$D$19*(VLOOKUP(Q84,Start!$M$33:$N$39,2,FALSE)/U84)+VLOOKUP(R84,Start!$C$33:$D$40,2,FALSE)","v":39.660401745245039}]
[null,null,"Ja","BNA0217","ThyssenKrupp Steel Europe AG","Duisburg Ruhrort 2",47166,"Duisburg - Ruhrort",null,"Nordrhein-Westfalen","Block 2","01.01.1955","Sonstige Energieträger","Kuppelprdukte der Stahl- und Kokserzeugung",null,"Sonstige Energieträger\n(nicht erneuerbar)","Erdgas","GuD","Steam turbine","OPSD (2018)",0.33,"Annahme basierend auf DIW (2014)",60,{"$f":"(1-VLOOKUP(R85,Start!$H$33:$I$40,2,FALSE)/100)*W85","v":52.2},{"$f":"VLOOKUP(Q85,Start!$C$9:$D$15,2,FALSE)+VLOOKUP(Q85,Start!$C$23:$D$29,2,FALSE)","v":14.07},{"$f":"(Y85/U85)+Start!$D$19*(VLOOKUP(Q85,Start!$M$33:$N$39,2,FALSE)/U85)+VLOOKUP(R85,Start!$C$33:$D$40,2,FALSE)","v":59.28209372797744}]
[null,null,"Ja","BNA0218","ThyssenKrupp Steel Europe AG","Duisburg Ruhrort 3",47166,"Duisburg - Ruhrort",null,"Nordrhein-Westfalen","Block 3","01.01.1963","Sonstige Energieträger","Kuppelprdukte der Stahl- und Kokserzeugung",null,"Sonstige Energieträger\n(nicht erneuerbar)","Erdgas","GuD","Steam turbine","OPSD (2018)",0.34100000000000003,"Annahme basierend auf DIW (2014)",95,{"$f":"(1-VLOOKUP(R86,Start!$H$33:$I$40,2,FALSE)/100)*W86","v":82.65},{"$f":"VLOOKUP(Q86,Start!$C$9:$D$15,2,FALSE)+VLOOKUP(Q86,Start!$C$23:$D$29,2,FALSE)","v":14.07},{"$f":"(Y86/U86)+Start!$D$19*(VLOOKUP(Q86,Start!$M$33:$N$39,2,FALSE)/U86)+VLOOKUP(R86,Start!$C$33:$D$40,2,FALSE)","v":57.418155220623333}]
[null,null,"Ja","BNA0219","ThyssenKrupp Steel Europe AG","Duisburg Ruhrort 4",47166,"Duisburg - Ruhrort",null,"Nordrhein-Westfalen","Block 4","01.01.1968","Sonstige Energieträger","Kuppelprdukte der Stahl- und Kokserzeugung",null,"Sonstige Energieträger\n(nicht erneuerbar)","Erdgas","GuD","Steam turbine","OPSD (2018)",0.34100000000000003,"Annahme basierend auf DIW (2014)",170,{"$f":"(1-VLOOKUP(R87,Start!$H$33:$I$40,2,FALSE)/100)*W87","v":147.9},{"$f":"VLOOKUP(Q87,Start!$C$9:$D$15,2,FALSE)+VLOOKUP(Q87,Start!$C$23:$D$29,2,FALSE)","v":14.07},{"$f":"(Y87/U87)+Start!$D$19*(VLOOKUP(Q87,Start!$M$33:$N$39,2,FALSE)/U87)+VLOOKUP(R87,Start!$C$33:$D$40,2,FALSE)","v":57.418155220623333}]
[null,null,"Ja","BNA0220","Stadtwerke Düsseldorf AG","GuD",40221,"Düsseldorf","Auf der Lausward 75","Nordrhein-Westfalen","AGuD","28.07.2000","Erdgas",null,null,"Erdgas","Erdgas","GuD","Combined cycle","OPSD (2018)",0.54,"OPSD (2018)",100,{"$f":"(1-VLOOKUP(R88,Start!$H$33:$I$40,2,FALSE)/100)*W88","v":87},{"$f":"VLOOKUP(Q88,Start!$C$9:$D$15,2,FALSE)+VLOOKUP(Q88,Start!$C$23:$D$29,2,FALSE)","v":14.07},{"$f":"(Y88/U88)+Start!$D$19*(VLOOKUP(Q88,Start!$M$33:$N$39,2,FALSE)/U88)+VLOOKUP(R88,Start!$C$33:$D$40,2,FALSE)","v":36.811279500430658}]
[null,null,"Ja","BNA0221a","Stadtwerke Düsseldorf AG","GT",40221,"Düsseldorf","Auf der Lausward 75","Nordrhein-Westfalen","Block E GTE2","21.02.1975","Erdgas",null,null,"Erdgas","Erdgas","Gasturbine","Gas turbine","OPSD (2018)",0.315,"OPSD (2018)",64.7,{"$f":"(1-VLOOKUP(R89,Start!$H$33:$I$40,2,FALSE)/100)*W89","v":56.289000000000001},{"$f":"VLOOKUP(Q89,Start!$C$9:$D$15,2,FALSE)+VLOOKUP(Q89,Start!$C$23:$D$29,2,FALSE)","v":14.07},{"$f":"(Y89/U89)+Start!$D$19*(VLOOKUP(Q89,Start!$M$33:$N$39,2,FALSE)/U89)+VLOOKUP(R89,Start!$C$33:$D$40,2,FALSE)","v":61.533622000738276}]
[null,null,"Ja","BNA0221b","Stadtwerke Düsseldorf AG","GT",40221,"Düsseldorf","Auf der Lausward 75","Nordrhein-Westfalen","Block E GTE1","19.11.1974","Erdgas",null,null,"Erdgas","Erdgas","Gasturbine","Gas turbine","OPSD (2018)",0.31240000000000001,"OPSD (2018)",66.7,{"$f":"(1-VLOOKUP(R90,Start!$H$33:$I$40,2,FALSE)/100)*W90","v":58.029000000000003},{"$f":"VLOOKUP(Q90,Start!$C$9:$D$15,2,FALSE)+VLOOKUP(Q90,Start!$C$23:$D$29,2,FALSE)","v":14.07},{"$f":"(Y90/U90)+Start!$D$19*(VLOOKUP(Q90,Start!$M$33:$N$39,2,FALSE)/U90)+VLOOKUP(R90,Start!$C$33:$D$40,2,FALSE)","v":62.037422952088846}]
[null,null,"Ja","BNA0222","Stadtwerke Düsseldorf AG","GT",40233,"Düsseldorf","Behrenstraße 85","Nordrhein-Westfalen","GTKW","03.08.1972","Mineralölprodukte",null,null,"Mineralölprodukte","Öl","Öl","Gas turbine","OPSD (2018)",0.30719999999999997,"OPSD (2018)",86.2,{"$f":"(1-VLOOKUP(R91,Start!$H$33:$I$40,2,FALSE)/100)*W91","v":73.27},{"$f":"VLOOKUP(Q91,Start!$C$9:$D$15,2,FALSE)+VLOOKUP(Q91,Start!$C$23:$D$29,2,FALSE)","v":33.44},{"$f":"(Y91/U91)+Start!$D$19*(VLOOKUP(Q91,Start!$M$33:$N$39,2,FALSE)/U91)+VLOOKUP(R91,Start!$C$33:$D$40,2,FALSE)","v":132.51860263242895}]
[null,null,"Ja","BNA0223b","Stadtwerke Düsseldorf AG","DT",40233,"Düsseldorf","Behrenstraße 85","Nordrhein-Westfalen","Flingern T1","17.04.2000","Abfall",null,null,"Abfall","Abfall","Abfall","Steam turbine","OPSD (2018)",0.33,"OPSD (2018)",53.7,{"$f":"(1-VLOOKUP(R92,Start!$H$33:$I$40,2,FALSE)/100)*W92","v":45.645000000000003},{"$f":"VLOOKUP(Q92,Start!$C$9:$D$15,2,FALSE)+VLOOKUP(Q92,Start!$C$23:$D$29,2,FALSE)","v":0},{"$f":"(Y92/U92)+Start!$D$19*(VLOOKUP(Q92,Start!$M$33:$N$39,2,FALSE)/U92)+VLOOKUP(R92,Start!$C$33:$D$40,2,FALSE)","v":1}]
[null,null,"Ja","BNA0232c","Sappi Ehingen GmbH","Werkskraftwerk Sappi Ehingen",89584,"Ehingen","Kessel 6 - Turbine 4","Baden-Württemberg",null,"07.07.1977","Erdgas",null,null,"Erdgas","Erdgas","GuD","Steam turbine","OPSD (2018)",0.35970000000000002,"OPSD (2018)",4,{"$f":"(1-VLOOKUP(R93,Start!$H$33:$I$40,2,FALSE)/100)*W93","v":3.48},{"$f":"VLOOKUP(Q93,Start!$C$9:$D$15,2,FALSE)+VLOOKUP(Q93,Start!$C$23:$D$29,2,FALSE)","v":14.07},{"$f":"(Y93/U93)+Start!$D$19*(VLOOKUP(Q93,Start!$M$33:$N$39,2,FALSE)/U93)+VLOOKUP(R93,Start!$C$33:$D$40,2,FALSE)","v":54.511095163282057}]
[null,null,"Ja","BNA0233","Stora Enso Sachsen GmbH","Kombikraftwerk",4838,"Eilenburg","Am Schanzberg 1","Sachsen",null,"01.09.1993","Mehrere Energieträger","Erdgas","Biogas, Papierfaserschlamm","Erdgas","Erdgas","GuD","Steam turbine","OPSD (2018)",0.37730000000000002,"OPSD (2018)",46.6,{"$f":"(1-VLOOKUP(R94,Start!$H$33:$I$40,2,FALSE)/100)*W94","v":40.542000000000002},{"$f":"VLOOKUP(Q94,Start!$C$9:$D$15,2,FALSE)+VLOOKUP(Q94,Start!$C$23:$D$29,2,FALSE)","v":14.07},{"$f":"(Y94/U94)+Start!$D$19*(VLOOKUP(Q94,Start!$M$33:$N$39,2,FALSE)/U94)+VLOOKUP(R94,Start!$C$33:$D$40,2,FALSE)","v":52.038274397647911}]
[null,null,"Ja","BNA0237","Progroup Power 1 GmbH","EBS-Heizkraftwerk",15890,"Eisenhüttenstadt",null,"Brandenburg",null,"10.02.2011","Mehrere Energieträger","EBS / Abfall","aufbereiteter Haushalts","Sonstige Energieträger\n(nicht erneuerbar)","Abfall","Abfall","Steam turbine","OPSD (2018)",0.33,"eigene Annahme",23.5,{"$f":"(1-VLOOKUP(R95,Start!$H$33:$I$40,2,FALSE)/100)*W95","v":19.974999999999998},{"$f":"VLOOKUP(Q95,Start!$C$9:$D$15,2,FALSE)+VLOOKUP(Q95,Start!$C$23:$D$29,2,FALSE)","v":0},{"$f":"(Y95/U95)+Start!$D$19*(VLOOKUP(Q95,Start!$M$33:$N$39,2,FALSE)/U95)+VLOOKUP(R95,Start!$C$33:$D$40,2,FALSE)","v":1}]
[null,null,"Ja","BNA0238a","ArcelorMittal Eisenhüttenstadt GmbH","IKW",15890,"Eisenhüttenstadt","Werkstraße 1","Brandenburg",null,"01.01.1954","Mehrere Energieträger","Gichtgas, Konvertergas","Erdgas (falls nicht genügend Gicht- bzw. Konvertergas zur Verfügung steht)","Sonstige Energieträger\n(nicht erneuerbar)","Erdgas","GuD","Steam turbine","OPSD (2018)",0.33,"Annahme basierend auf DIW (2014)",45,{"$f":"(1-VLOOKUP(R96,Start!$H$33:$I$40,2,FALSE)/100)*W96","v":39.15},{"$f":"VLOOKUP(Q96,Start!$C$9:$D$15,2,FALSE)+VLOOKUP(Q96,Start!$C$23:$D$29,2,FALSE)","v":14.07},{"$f":"(Y96/U96)+Start!$D$19*(VLOOKUP(Q96,Start!$M$33:$N$39,2,FALSE)/U96)+VLOOKUP(R96,Start!$C$33:$D$40,2,FALSE)","v":59.28209372797744}]
[null,null,"Ja","BNA0238b","ArcelorMittal Eisenhüttenstadt GmbH","IKW",15890,"Eisenhüttenstadt","Werkstraße 1","Brandenburg","Block 7","2013","Mehrere Energieträger","Gichtgas, Konvertergas","Erdgas (als Ersatz)","Sonstige Energieträger\n(nicht erneuerbar)","Erdgas","GuD","Steam turbine","OPSD (2018)",0.39600000000000002,"Annahme basierend auf DIW (2014)",56,{"$f":"(1-VLOOKUP(R97,Start!$H$33:$I$40,2,FALSE)/100)*W97","v":48.72},{"$f":"VLOOKUP(Q97,Start!$C$9:$D$15,2,FALSE)+VLOOKUP(Q97,Start!$C$23:$D$29,2,FALSE)","v":14.07},{"$f":"(Y97/U97)+Start!$D$19*(VLOOKUP(Q97,Start!$M$33:$N$39,2,FALSE)/U97)+VLOOKUP(R97,Start!$C$33:$D$40,2,FALSE)","v":49.651744773314533}]
[null,null,"Ja","BNA0239","Uniper Kraftwerke GmbH ","Huntorf",26931,"Elsfleth",null,"Niedersachsen",null,"01.01.1978","Erdgas","Druckluftspeicher",null,"Erdgas","Erdgas","Gasturbine","Gas turbine","OPSD (2018)",0.39560000000000001,"OPSD (2018)",321,{"$f":"(1-VLOOKUP(R98,Start!$H$33:$I$40,2,FALSE)/100)*W98","v":279.27},{"$f":"VLOOKUP(Q98,Start!$C$9:$D$15,2,FALSE)+VLOOKUP(Q98,Start!$C$23:$D$29,2,FALSE)","v":14.07},{"$f":"(Y98/U98)+Start!$D$19*(VLOOKUP(Q98,Start!$M$33:$N$39,2,FALSE)/U98)+VLOOKUP(R98,Start!$C$33:$D$40,2,FALSE)","v":49.20043207844428}]
[null,null,"Ja","BNA0243","Palm Power GmbH & Co. KG","HKW Eltmann",97483,"Eltmann","Industriestraße 23","Bayern",null,"28.12.2007","Erdgas",null,null,"Erdgas","Erdgas","GuD","Steam turbine","OPSD (2018)",0.39269999999999999,"OPSD (2018)",57,{"$f":"(1-VLOOKUP(R99,Start!$H$33:$I$40,2,FALSE)/100)*W99","v":49.589999999999996},{"$f":"VLOOKUP(Q99,Start!$C$9:$D$15,2,FALSE)+VLOOKUP(Q99,Start!$C$23:$D$29,2,FALSE)","v":14.07},{"$f":"(Y99/U99)+Start!$D$19*(VLOOKUP(Q99,Start!$M$33:$N$39,2,FALSE)/U99)+VLOOKUP(R99,Start!$C$33:$D$40,2,FALSE)","v":50.056381284014662}]
[null,null,"Ja","BNA0251","Preussen Elektra GmbH","Grohnde",31857,"Emmerthal",null,"Niedersachsen","KWG","01.02.1985","Kernenergie",null,null,"Kernenergie","Kernenergie","Kernenergie","Steam turbine","OPSD (2018)",0.33,"OPSD (2018)",1360,{"$f":"(1-VLOOKUP(R100,Start!$H$33:$I$40,2,FALSE)/100)*W100","v":1264.8},{"$f":"VLOOKUP(Q100,Start!$C$9:$D$15,2,FALSE)+VLOOKUP(Q100,Start!$C$23:$D$29,2,FALSE)","v":5.5},{"$f":"(Y100/U100)+Start!$D$19*(VLOOKUP(Q100,Start!$M$33:$N$39,2,FALSE)/U100)+VLOOKUP(R100,Start!$C$33:$D$40,2,FALSE)","v":17.866666666666664}]
[null,null,"Ja","BNA0256a","SWE Energie GmbH","HKW Erfurt-Ost",99087,"Erfurt",null,"Thüringen","GT1","17.12.1999","Erdgas",null,null,"Erdgas","Erdgas","GuD","Combined cycle","OPSD (2018)",0.53549999999999998,"OPSD (2018)",76.5,{"$f":"(1-VLOOKUP(R101,Start!$H$33:$I$40,2,FALSE)/100)*W101","v":66.554999999999993},{"$f":"VLOOKUP(Q101,Start!$C$9:$D$15,2,FALSE)+VLOOKUP(Q101,Start!$C$23:$D$29,2,FALSE)","v":14.07},{"$f":"(Y101/U101)+Start!$D$19*(VLOOKUP(Q101,Start!$M$33:$N$39,2,FALSE)/U101)+VLOOKUP(R101,Start!$C$33:$D$40,2,FALSE)","v":37.108012941610752}]
[null,null,"Ja","BNA0256b","SWE Energie GmbH","HKW Erfurt-Ost",99087,"Erfurt",null,"Thüringen","GT2","2014","Erdgas",null,null,"Erdgas","Erdgas","GuD","Combined cycle","OPSD (2018)",0.60299999999999998,"OPSD (2018)",32.6,{"$f":"(1-VLOOKUP(R102,Start!$H$33:$I$40,2,FALSE)/100)*W102","v":28.362000000000002},{"$f":"VLOOKUP(Q102,Start!$C$9:$D$15,2,FALSE)+VLOOKUP(Q102,Start!$C$23:$D$29,2,FALSE)","v":14.07},{"$f":"(Y102/U102)+Start!$D$19*(VLOOKUP(Q102,Start!$M$33:$N$39,2,FALSE)/U102)+VLOOKUP(R102,Start!$C$33:$D$40,2,FALSE)","v":33.122041343669252}]
[null,null,"Ja","BNA0261a","Erlanger Stadtwerke AG","HKW Erlangen",91052,"Erlangen"," Äußere Bruckerstr. 33","Bayern","GuD I","14.09.2005","Erdgas",null,null,"Erdgas","Erdgas","GuD","Combined cycle","OPSD (2018)",0.5625,"OPSD (2018)",21.6,{"$f":"(1-VLOOKUP(R103,Start!$H$33:$I$40,2,FALSE)/100)*W103","v":18.792000000000002},{"$f":"VLOOKUP(Q103,Start!$C$9:$D$15,2,FALSE)+VLOOKUP(Q103,Start!$C$23:$D$29,2,FALSE)","v":14.07},{"$f":"(Y103/U103)+Start!$D$19*(VLOOKUP(Q103,Start!$M$33:$N$39,2,FALSE)/U103)+VLOOKUP(R103,Start!$C$33:$D$40,2,FALSE)","v":35.398828320413436}]
[null,null,"Ja","BNA0261b","Erlanger Stadtwerke AG","HKW Erlangen",91052,"Erlangen"," Äußere Bruckerstr. 33","Bayern","K6 DT2","04.03.1982","Mehrere Energieträger","Steinkohle, Heizöl",null,"Steinkohle","Steinkohle","Steinkohle","Steam turbine","OPSD (2018)",0.38,"OPSD (2018)",17.399999999999999,{"$f":"(1-VLOOKUP(R104,Start!$H$33:$I$40,2,FALSE)/100)*W104","v":13.745999999999999},{"$f":"VLOOKUP(Q104,Start!$C$9:$D$15,2,FALSE)+VLOOKUP(Q104,Start!$C$23:$D$29,2,FALSE)","v":9.17},{"$f":"(Y104/U104)+Start!$D$19*(VLOOKUP(Q104,Start!$M$33:$N$39,2,FALSE)/U104)+VLOOKUP(R104,Start!$C$33:$D$40,2,FALSE)","v":47.483904732762127}]
[null,null,"Ja","BNA0261c","Erlanger Stadtwerke AG","HKW Erlangen",91052,"Erlangen"," Äußere Bruckerstr. 33","Bayern","GuD 2","10.02.2014","Erdgas",null,null,"Erdgas","Erdgas","GuD","Combined cycle","OPSD (2018)",0.60299999999999998,"OPSD (2018)",6.7,{"$f":"(1-VLOOKUP(R105,Start!$H$33:$I$40,2,FALSE)/100)*W105","v":5.8289999999999997},{"$f":"VLOOKUP(Q105,Start!$C$9:$D$15,2,FALSE)+VLOOKUP(Q105,Start!$C$23:$D$29,2,FALSE)","v":14.07},{"$f":"(Y105/U105)+Start!$D$19*(VLOOKUP(Q105,Start!$M$33:$N$39,2,FALSE)/U105)+VLOOKUP(R105,Start!$C$33:$D$40,2,FALSE)","v":33.122041343669252}]
[null,null,"Ja","BNA0263","Preussen Elektra GmbH","Isar 2",84051,"Essenbach",null,"Bayern","KKI 2","09.04.1988","Kernenergie",null,null,"Kernenergie","Kernenergie","Kernenergie","Steam turbine","OPSD (2018)",0.33,"OPSD (2018)",1410,{"$f":"(1-VLOOKUP(R106,Start!$H$33:$I$40,2,FALSE)/100)*W106","v":1311.3},{"$f":"VLOOKUP(Q106,Start!$C$9:$D$15,2,FALSE)+VLOOKUP(Q106,Start!$C$23:$D$29,2,FALSE)","v":5.5},{"$f":"(Y106/U106)+Start!$D$19*(VLOOKUP(Q106,Start!$M$33:$N$39,2,FALSE)/U106)+VLOOKUP(R106,Start!$C$33:$D$40,2,FALSE)","v":17.866666666666664}]
[null,null,"Ja","BNA0270","Stadtwerke Flensburg GmbH","Heizkraftwerk FL",24939,"Flensburg","Batteriestr. 48","Schleswig-Holstein","Block 11","02.06.1992","Mehrere Energieträger","Steinkohle","EBS / Biomasse","Steinkohle","Steinkohle","Steinkohle","Combined cycle","OPSD (2018)",0.504,"OPSD (2018)",31,{"$f":"(1-VLOOKUP(R107,Start!$H$33:$I$40,2,FALSE)/100)*W107","v":24.490000000000002},{"$f":"VLOOKUP(Q107,Start!$C$9:$D$15,2,FALSE)+VLOOKUP(Q107,Start!$C$23:$D$29,2,FALSE)","v":9.17},{"$f":"(Y107/U107)+Start!$D$19*(VLOOKUP(Q107,Start!$M$33:$N$39,2,FALSE)/U107)+VLOOKUP(R107,Start!$C$33:$D$40,2,FALSE)","v":36.121198012796839}]
[null,null,"Ja","BNA0271","Stadtwerke Flensburg GmbH","Heizkraftwerk FL",24939,"Flensburg","Batteriestr. 48","Schleswig-Holstein","Block 10","23.01.1989","Mehrere Energieträger","Steinkohle","EBS / Biomasse","Steinkohle","Steinkohle","Steinkohle","Combined cycle","OPSD (2018)",0.49049999999999999,"OPSD (2018)",33,{"$f":"(1-VLOOKUP(R108,Start!$H$33:$I$40,2,FALSE)/100)*W108","v":26.07},{"$f":"VLOOKUP(Q108,Start!$C$9:$D$15,2,FALSE)+VLOOKUP(Q108,Start!$C$23:$D$29,2,FALSE)","v":9.17},{"$f":"(Y108/U108)+Start!$D$19*(VLOOKUP(Q108,Start!$M$33:$N$39,2,FALSE)/U108)+VLOOKUP(R108,Start!$C$33:$D$40,2,FALSE)","v":37.079579609479325}]
[null,null,"Ja","BNA0272","Stadtwerke Flensburg GmbH","Heizkraftwerk FL",24939,"Flensburg","Batteriestr. 48","Schleswig-Holstein","Block 9","01.10.1985","Mehrere Energieträger","Steinkohle","EBS / Biomasse","Steinkohle","Steinkohle","Steinkohle","Combined cycle","OPSD (2018)",0.47249999999999998,"OPSD (2018)",33,{"$f":"(1-VLOOKUP(R109,Start!$H$33:$I$40,2,FALSE)/100)*W109","v":26.07},{"$f":"VLOOKUP(Q109,Start!$C$9:$D$15,2,FALSE)+VLOOKUP(Q109,Start!$C$23:$D$29,2,FALSE)","v":9.17},{"$f":"(Y109/U109)+Start!$D$19*(VLOOKUP(Q109,Start!$M$33:$N$39,2,FALSE)/U109)+VLOOKUP(R109,Start!$C$33:$D$40,2,FALSE)","v":38.442611213649968}]
[null,null,"Ja","BNA0284","Stadtwerke Frankfurt (Oder) GmbH","Heizkraftwerk FFO",15236,"Frankfurt Oder",null,"Brandenburg","Block1-GuD-EK","30.09.1997","Erdgas","Braunkohlestaub","Erdgas","Braunkohle","Erdgas","GuD","Combustion Engine","https://www.stadtwerke-ffo.de/presse/artikel/?tx_ttnews%5Btt_news%5D=105&cHash=bc667efe855ba8a3998d92434b06a8b9",0.47,"https://powerplants.mandieselturbo.com/docs/librariesprovider7/brochures/v3544g-four-stroke-gas-engine.pdf?sfvrsn=12",48,{"$f":"(1-VLOOKUP(R110,Start!$H$33:$I$40,2,FALSE)/100)*W110","v":41.76},{"$f":"VLOOKUP(Q110,Start!$C$9:$D$15,2,FALSE)+VLOOKUP(Q110,Start!$C$23:$D$29,2,FALSE)","v":14.07},{"$f":"(Y110/U110)+Start!$D$19*(VLOOKUP(Q110,Start!$M$33:$N$39,2,FALSE)/U110)+VLOOKUP(R110,Start!$C$33:$D$40,2,FALSE)","v":42.070406234537359}]
[null,null,"Ja","BNA0285","Mainova AG","HKW Niederrad",60528,"Frankfurt am Main","Lyoner Straße  8","Hessen","Block 1","01.01.2004","Erdgas",null,null,"Erdgas","Erdgas","GuD","Steam turbine","OPSD (2018)",0.38940000000000002,"OPSD (2018)",70,{"$f":"(1-VLOOKUP(R111,Start!$H$33:$I$40,2,FALSE)/100)*W111","v":60.9},{"$f":"VLOOKUP(Q111,Start!$C$9:$D$15,2,FALSE)+VLOOKUP(Q111,Start!$C$23:$D$29,2,FALSE)","v":14.07},{"$f":"(Y111/U111)+Start!$D$19*(VLOOKUP(Q111,Start!$M$33:$N$39,2,FALSE)/U111)+VLOOKUP(R111,Start!$C$33:$D$40,2,FALSE)","v":50.467876040658851}]
[null,null,"Ja","BNA0286","Mainova AG","HKW West",60627,"Frankfurt am Main","Gutleutstraße 231","Hessen","Block 4","01.01.1994","Erdgas",null,null,"Erdgas","Erdgas","GuD","Steam turbine","OPSD (2018)",0.37840000000000001,"OPSD (2018)",99,{"$f":"(1-VLOOKUP(R112,Start!$H$33:$I$40,2,FALSE)/100)*W112","v":86.13},{"$f":"VLOOKUP(Q112,Start!$C$9:$D$15,2,FALSE)+VLOOKUP(Q112,Start!$C$23:$D$29,2,FALSE)","v":14.07},{"$f":"(Y112/U112)+Start!$D$19*(VLOOKUP(Q112,Start!$M$33:$N$39,2,FALSE)/U112)+VLOOKUP(R112,Start!$C$33:$D$40,2,FALSE)","v":51.891360809282652}]
[null,null,"Ja","BNA0287a","Mainova AG","MHKW Frankfurt",60440,"Frankfurt am Main","Heddernheimer Landstraße 158","Hessen","T 3 (nur alleiniger Betrieb, kein gemeinsamer Betrieb mit T 7 möglich)","01.01.1969","Mehrere Energieträger","Abfall","Mineralölprodukte","Abfall","Abfall","Abfall","Steam turbine","OPSD (2018)",0.33,"OPSD (2018)",26,{"$f":"(1-VLOOKUP(R113,Start!$H$33:$I$40,2,FALSE)/100)*W113","v":22.099999999999998},{"$f":"VLOOKUP(Q113,Start!$C$9:$D$15,2,FALSE)+VLOOKUP(Q113,Start!$C$23:$D$29,2,FALSE)","v":0},{"$f":"(Y113/U113)+Start!$D$19*(VLOOKUP(Q113,Start!$M$33:$N$39,2,FALSE)/U113)+VLOOKUP(R113,Start!$C$33:$D$40,2,FALSE)","v":1}]
[null,null,"Ja","BNA0287b","Mainova AG","MHKW Frankfurt",60439,"Frankfurt am Main","Heddernheimer Landstraße 157","Hessen","T 7 (nur alleiniger Betrieb, kein gemeinsamer Betrieb mit T 3 möglich)","01.01.2006","Mehrere Energieträger","Abfall","Mineralölprodukte","Abfall","Abfall","Abfall","Steam turbine","OPSD (2018)",0.33,"OPSD (2018)",46.5,{"$f":"(1-VLOOKUP(R114,Start!$H$33:$I$40,2,FALSE)/100)*W114","v":39.524999999999999},{"$f":"VLOOKUP(Q114,Start!$C$9:$D$15,2,FALSE)+VLOOKUP(Q114,Start!$C$23:$D$29,2,FALSE)","v":0},{"$f":"(Y114/U114)+Start!$D$19*(VLOOKUP(Q114,Start!$M$33:$N$39,2,FALSE)/U114)+VLOOKUP(R114,Start!$C$33:$D$40,2,FALSE)","v":1}]
[null,null,"Ja","BNA0289b","Mainova AG","HKW West",60627,"Frankfurt am Main","Gutleutstraße 231","Hessen","Block 2","01.01.1988","Mehrere Energieträger","Steinkohle","Mineralölprodukte","Steinkohle","Steinkohle","Steinkohle","Steam turbine","OPSD (2018)",0.39500000000000002,"OPSD (2018)",61.5,{"$f":"(1-VLOOKUP(R115,Start!$H$33:$I$40,2,FALSE)/100)*W115","v":48.585000000000001},{"$f":"VLOOKUP(Q115,Start!$C$9:$D$15,2,FALSE)+VLOOKUP(Q115,Start!$C$23:$D$29,2,FALSE)","v":9.17},{"$f":"(Y115/U115)+Start!$D$19*(VLOOKUP(Q115,Start!$M$33:$N$39,2,FALSE)/U115)+VLOOKUP(R115,Start!$C$33:$D$40,2,FALSE)","v":45.730085565695205}]
[null,null,"Ja","BNA0290","Mainova AG","HKW West",60627,"Frankfurt am Main","Gutleutstraße 231","Hessen","Block 3","01.01.1989","Mehrere Energieträger","Steinkohle","Mineralölprodukte","Steinkohle","Steinkohle","Steinkohle","Steam turbine","OPSD (2018)",0.39750000000000002,"OPSD (2018)",61.5,{"$f":"(1-VLOOKUP(R116,Start!$H$33:$I$40,2,FALSE)/100)*W116","v":48.585000000000001},{"$f":"VLOOKUP(Q116,Start!$C$9:$D$15,2,FALSE)+VLOOKUP(Q116,Start!$C$23:$D$29,2,FALSE)","v":9.17},{"$f":"(Y116/U116)+Start!$D$19*(VLOOKUP(Q116,Start!$M$33:$N$39,2,FALSE)/U116)+VLOOKUP(R116,Start!$C$33:$D$40,2,FALSE)","v":45.450651065282031}]
[null,null,"Ja","BNA0292","RWE Power AG","Frechen/Wachtberg",50226,"Frechen",null,"Nordrhein-Westfalen","Frechen/Wachtberg","01.01.1959","Mehrere Energieträger","Braunkohle","Klärschlamm","Braunkohle","Braunkohle","Braunkohle","Steam turbine","OPSD (2018)",0.37119999999999997,"OPSD (2018)",176,{"$f":"(1-VLOOKUP(R117,Start!$H$33:$I$40,2,FALSE)/100)*W117","v":154.88},{"$f":"VLOOKUP(Q117,Start!$C$9:$D$15,2,FALSE)+VLOOKUP(Q117,Start!$C$23:$D$29,2,FALSE)","v":3.1},{"$f":"(Y117/U117)+Start!$D$19*(VLOOKUP(Q117,Start!$M$33:$N$39,2,FALSE)/U117)+VLOOKUP(R117,Start!$C$33:$D$40,2,FALSE)","v":37.114639300989033}]
[null,null,"Ja","BNA0318","RhönEnergie Fulda GmbH","Kraftwerk Fulda",36043,"Fulda",null,"Hessen",null,"01.01.2011","Mineralölprodukte",null,null,"Mineralölprodukte","Öl","Öl","Steam turbine","OPSD (2018)",0.39710000000000001,"OPSD (2018)",24.81,{"$f":"(1-VLOOKUP(R118,Start!$H$33:$I$40,2,FALSE)/100)*W118","v":21.0885},{"$f":"VLOOKUP(Q118,Start!$C$9:$D$15,2,FALSE)+VLOOKUP(Q118,Start!$C$23:$D$29,2,FALSE)","v":33.44},{"$f":"(Y118/U118)+Start!$D$19*(VLOOKUP(Q118,Start!$M$33:$N$39,2,FALSE)/U118)+VLOOKUP(R118,Start!$C$33:$D$40,2,FALSE)","v":102.74393031650004}]
[null,null,"Ja","BNA0331","Uniper Kraftwerke GmbH ","Scholven",45896,"Gelsenkirchen",null,"Nordrhein-Westfalen","C","01.01.1969","Steinkohle",null,null,"Steinkohle","Steinkohle","Steinkohle","Steam turbine","OPSD (2018)",0.34749999999999998,"OPSD (2018)",345,{"$f":"(1-VLOOKUP(R119,Start!$H$33:$I$40,2,FALSE)/100)*W119","v":272.55},{"$f":"VLOOKUP(Q119,Start!$C$9:$D$15,2,FALSE)+VLOOKUP(Q119,Start!$C$23:$D$29,2,FALSE)","v":9.17},{"$f":"(Y119/U119)+Start!$D$19*(VLOOKUP(Q119,Start!$M$33:$N$39,2,FALSE)/U119)+VLOOKUP(R119,Start!$C$33:$D$40,2,FALSE)","v":51.803262729351403}]
[null,null,"Ja","BNA0332","Uniper Kraftwerke GmbH ","Scholven",45896,"Gelsenkirchen",null,"Nordrhein-Westfalen","B","01.01.1968","Steinkohle",null,null,"Steinkohle","Steinkohle","Steinkohle","Steam turbine","OPSD (2018)",0.34499999999999997,"OPSD (2018)",345,{"$f":"(1-VLOOKUP(R120,Start!$H$33:$I$40,2,FALSE)/100)*W120","v":272.55},{"$f":"VLOOKUP(Q120,Start!$C$9:$D$15,2,FALSE)+VLOOKUP(Q120,Start!$C$23:$D$29,2,FALSE)","v":9.17},{"$f":"(Y120/U120)+Start!$D$19*(VLOOKUP(Q120,Start!$M$33:$N$39,2,FALSE)/U120)+VLOOKUP(R120,Start!$C$33:$D$40,2,FALSE)","v":52.169228401303215}]
[null,null,"Ja","BNA0336","Uniper Kraftwerke GmbH ","FWK Buer",45896,"Gelsenkirchen",null,"Nordrhein-Westfalen",null,"01.01.1985","Steinkohle",null,null,"Steinkohle","Steinkohle","Steinkohle","Steam turbine","OPSD (2018)",0.38750000000000001,"OPSD (2018)",70,{"$f":"(1-VLOOKUP(R121,Start!$H$33:$I$40,2,FALSE)/100)*W121","v":55.300000000000004},{"$f":"VLOOKUP(Q121,Start!$C$9:$D$15,2,FALSE)+VLOOKUP(Q121,Start!$C$23:$D$29,2,FALSE)","v":9.17},{"$f":"(Y121/U121)+Start!$D$19*(VLOOKUP(Q121,Start!$M$33:$N$39,2,FALSE)/U121)+VLOOKUP(R121,Start!$C$33:$D$40,2,FALSE)","v":46.590022705676411}]
[null,null,"Ja","BNA0354","Georg-August-Universität Göttingen Stiftung Öffentlichen Rechts","HKW Göttingen",37075,"Göttingen","Rudolf-Diesel-Straße 1","Niedersachsen",null,"01.01.1998","Mehrere Energieträger","Erdgas","Heizöl","Erdgas","Erdgas","GuD","Steam turbine","OPSD (2018)",0.38279999999999997,"OPSD (2018)",18.8,{"$f":"(1-VLOOKUP(R122,Start!$H$33:$I$40,2,FALSE)/100)*W122","v":16.356000000000002},{"$f":"VLOOKUP(Q122,Start!$C$9:$D$15,2,FALSE)+VLOOKUP(Q122,Start!$C$23:$D$29,2,FALSE)","v":14.07},{"$f":"(Y122/U122)+Start!$D$19*(VLOOKUP(Q122,Start!$M$33:$N$39,2,FALSE)/U122)+VLOOKUP(R122,Start!$C$33:$D$40,2,FALSE)","v":51.3121497654978}]
[null,null,"Ja","BNA0360","Stadtwerke Greifswald GmbH","HKW \"Helmshäger Berg\"",17489,"Greifswald",null,"Mecklenburg-Vorpommern","Gasturbine","01.01.1996","Erdgas","Erdgas","HEL","Erdgas","Erdgas","Gasturbine","Gas turbine","OPSD (2018)",0.36959999999999998,"OPSD (2018)",14.7,{"$f":"(1-VLOOKUP(R123,Start!$H$33:$I$40,2,FALSE)/100)*W123","v":12.789},{"$f":"VLOOKUP(Q123,Start!$C$9:$D$15,2,FALSE)+VLOOKUP(Q123,Start!$C$23:$D$29,2,FALSE)","v":14.07},{"$f":"(Y123/U123)+Start!$D$19*(VLOOKUP(Q123,Start!$M$33:$N$39,2,FALSE)/U123)+VLOOKUP(R123,Start!$C$33:$D$40,2,FALSE)","v":52.591155114265575}]
[null,null,"Ja","BNA0361","KGW - Kraftwerk Grenzach-Wyhlen GmbH","Kraftwerk Grenzach-Wyhlen",79639,"Grenzach-Wyhlen",null,"Baden-Württemberg",null,"20.12.2017","Erdgas",null,null,"Erdgas","Erdgas","GuD","Steam turbine","OPSD (2018)",0.4037,"OPSD (2018)",30,{"$f":"(1-VLOOKUP(R124,Start!$H$33:$I$40,2,FALSE)/100)*W124","v":26.1},{"$f":"VLOOKUP(Q124,Start!$C$9:$D$15,2,FALSE)+VLOOKUP(Q124,Start!$C$23:$D$29,2,FALSE)","v":14.07},{"$f":"(Y124/U124)+Start!$D$19*(VLOOKUP(Q124,Start!$M$33:$N$39,2,FALSE)/U124)+VLOOKUP(R124,Start!$C$33:$D$40,2,FALSE)","v":48.733319123687288}]
[null,null,"Ja","BNA0369","envia THERM GmbH","Spitzenlastkraftwerk Sermuth",4668,"Großbothen",null,"Sachsen",null,"16.10.1995","Mineralölprodukte",null,null,"Mineralölprodukte","Öl","Öl","Steam turbine","OPSD (2018)",0.3795,"OPSD (2018)",17,{"$f":"(1-VLOOKUP(R125,Start!$H$33:$I$40,2,FALSE)/100)*W125","v":14.45},{"$f":"VLOOKUP(Q125,Start!$C$9:$D$15,2,FALSE)+VLOOKUP(Q125,Start!$C$23:$D$29,2,FALSE)","v":33.44},{"$f":"(Y125/U125)+Start!$D$19*(VLOOKUP(Q125,Start!$M$33:$N$39,2,FALSE)/U125)+VLOOKUP(R125,Start!$C$33:$D$40,2,FALSE)","v":107.46248940364208}]
[null,null,"Ja","BNA0373","envia THERM GmbH","Spitzenlastkraftwerk Großkayna",6242,"Großkayna",null,"Sachsen-Anhalt",null,"03.01.1994","Mineralölprodukte",null,null,"Mineralölprodukte","Öl","Öl","Gas turbine","OPSD (2018)",0.3644,"OPSD (2018)",120,{"$f":"(1-VLOOKUP(R126,Start!$H$33:$I$40,2,FALSE)/100)*W126","v":102},{"$f":"VLOOKUP(Q126,Start!$C$9:$D$15,2,FALSE)+VLOOKUP(Q126,Start!$C$23:$D$29,2,FALSE)","v":33.44},{"$f":"(Y126/U126)+Start!$D$19*(VLOOKUP(Q126,Start!$M$33:$N$39,2,FALSE)/U126)+VLOOKUP(R126,Start!$C$33:$D$40,2,FALSE)","v":111.87407993601033}]
[null,null,"Ja","BNA0377","Uniper Kraftwerke GmbH ","Staudinger",63538,"Großkrotzenburg",null,"Hessen",5,"01.01.1992","Steinkohle",null,null,"Steinkohle","Steinkohle","Steinkohle","Steam turbine","OPSD (2018)",0.40500000000000003,"OPSD (2018)",510,{"$f":"(1-VLOOKUP(R127,Start!$H$33:$I$40,2,FALSE)/100)*W127","v":402.90000000000003},{"$f":"VLOOKUP(Q127,Start!$C$9:$D$15,2,FALSE)+VLOOKUP(Q127,Start!$C$23:$D$29,2,FALSE)","v":9.17},{"$f":"(Y127/U127)+Start!$D$19*(VLOOKUP(Q127,Start!$M$33:$N$39,2,FALSE)/U127)+VLOOKUP(R127,Start!$C$33:$D$40,2,FALSE)","v":44.633046415924959}]
[null,null,"Ja","BNA0380","EEW Energy from Waste Großräschen GmbH","EEW Großräschen",1983,"Großräschen",null,"Brandenburg",null,"01.12.2007","Abfall","Abfall, biologisch abbaubarer Anteil von Abfällen aus Haushalten und Industrie",null,"Abfall","Abfall","Abfall","Steam turbine","OPSD (2018)",0.33,"OPSD (2018)",23.3,{"$f":"(1-VLOOKUP(R128,Start!$H$33:$I$40,2,FALSE)/100)*W128","v":19.805},{"$f":"VLOOKUP(Q128,Start!$C$9:$D$15,2,FALSE)+VLOOKUP(Q128,Start!$C$23:$D$29,2,FALSE)","v":0},{"$f":"(Y128/U128)+Start!$D$19*(VLOOKUP(Q128,Start!$M$33:$N$39,2,FALSE)/U128)+VLOOKUP(R128,Start!$C$33:$D$40,2,FALSE)","v":1}]
[null,null,"Ja","BNA0382","RWE Power AG","Kernkraft Gundremmingen ",89355,"Gundremmingen",null,"Bayern","C","02.11.1984","Kernenergie",null,null,"Kernenergie","Kernenergie","Kernenergie","Steam turbine","OPSD (2018)",0.33,"OPSD (2018)",1288,{"$f":"(1-VLOOKUP(R129,Start!$H$33:$I$40,2,FALSE)/100)*W129","v":1197.8399999999999},{"$f":"VLOOKUP(Q129,Start!$C$9:$D$15,2,FALSE)+VLOOKUP(Q129,Start!$C$23:$D$29,2,FALSE)","v":5.5},{"$f":"(Y129/U129)+Start!$D$19*(VLOOKUP(Q129,Start!$M$33:$N$39,2,FALSE)/U129)+VLOOKUP(R129,Start!$C$33:$D$40,2,FALSE)","v":17.866666666666664}]
[null,null,"Ja","BNA0386","Mohn Media Mohndruck GmbH","Energiezentrum Mohn Media",33334,"Gütersloh","Carl Bertelsmann Straße 161","Nordrhein-Westfalen",null,"28.03.1994","Erdgas",null,null,"Erdgas","Erdgas","GuD","Steam turbine","OPSD (2018)",0.37840000000000001,"OPSD (2018)",25,{"$f":"(1-VLOOKUP(R130,Start!$H$33:$I$40,2,FALSE)/100)*W130","v":21.75},{"$f":"VLOOKUP(Q130,Start!$C$9:$D$15,2,FALSE)+VLOOKUP(Q130,Start!$C$23:$D$29,2,FALSE)","v":14.07},{"$f":"(Y130/U130)+Start!$D$19*(VLOOKUP(Q130,Start!$M$33:$N$39,2,FALSE)/U130)+VLOOKUP(R130,Start!$C$33:$D$40,2,FALSE)","v":51.891360809282652}]
[null,null,"Ja","BNA0392a","EVH GmbH","HKW Halle Trotha",6130,"Halle","Dieselstraße 141","Sachsen-Anhalt","Block A und B","27.08.2005","Erdgas",null,null,"Erdgas","Erdgas","GuD","Steam turbine","OPSD (2018)",0.39050000000000001,"OPSD (2018)",97,{"$f":"(1-VLOOKUP(R131,Start!$H$33:$I$40,2,FALSE)/100)*W131","v":84.39},{"$f":"VLOOKUP(Q131,Start!$C$9:$D$15,2,FALSE)+VLOOKUP(Q131,Start!$C$23:$D$29,2,FALSE)","v":14.07},{"$f":"(Y131/U131)+Start!$D$19*(VLOOKUP(Q131,Start!$M$33:$N$39,2,FALSE)/U131)+VLOOKUP(R131,Start!$C$33:$D$40,2,FALSE)","v":50.329938361671083}]
[null,null,"Ja","BNA0392b","Heizkraftwerk Halle-Trotha GmbH","HKW Halle Trotha",6130,"Halle","Brachwitzer Straße 23","Sachsen-Anhalt","GuD","30.01.2013","Erdgas",null,null,"Erdgas","Erdgas","GuD","Combined cycle","OPSD (2018)",0.59850000000000003,"OPSD (2018)",56.14,{"$f":"(1-VLOOKUP(R132,Start!$H$33:$I$40,2,FALSE)/100)*W132","v":48.841799999999999},{"$f":"VLOOKUP(Q132,Start!$C$9:$D$15,2,FALSE)+VLOOKUP(Q132,Start!$C$23:$D$29,2,FALSE)","v":14.07},{"$f":"(Y132/U132)+Start!$D$19*(VLOOKUP(Q132,Start!$M$33:$N$39,2,FALSE)/U132)+VLOOKUP(R132,Start!$C$33:$D$40,2,FALSE)","v":33.359801053020142}]
[null,null,"Ja","BNA0395","ThyssenKrupp Steel Europe AG","Duisburg Hamborn 3",47166,"Hamborn",null,"Nordrhein-Westfalen","Block 3","01.01.1958","Sonstige Energieträger","Kuppelprdukte der Stahl- und Kokserzeugung",null,"Sonstige Energieträger\n(nicht erneuerbar)","Erdgas","GuD","Steam turbine","OPSD (2018)",0.33,"Annahme basierend auf DIW (2014)",59,{"$f":"(1-VLOOKUP(R133,Start!$H$33:$I$40,2,FALSE)/100)*W133","v":51.33},{"$f":"VLOOKUP(Q133,Start!$C$9:$D$15,2,FALSE)+VLOOKUP(Q133,Start!$C$23:$D$29,2,FALSE)","v":14.07},{"$f":"(Y133/U133)+Start!$D$19*(VLOOKUP(Q133,Start!$M$33:$N$39,2,FALSE)/U133)+VLOOKUP(R133,Start!$C$33:$D$40,2,FALSE)","v":59.28209372797744}]
[null,null,"Ja","BNA0396","ThyssenKrupp Steel Europe AG","Duisburg Hamborn 4",47166,"Hamborn",null,"Nordrhein-Westfalen","Block 4","01.01.1976","Sonstige Energieträger","Kuppelprdukte der Stahl- und Kokserzeugung",null,"Sonstige Energieträger\n(nicht erneuerbar)","Erdgas","GuD","Steam turbine","OPSD (2018)",0.35199999999999998,"Annahme basierend auf DIW (2014)",101,{"$f":"(1-VLOOKUP(R134,Start!$H$33:$I$40,2,FALSE)/100)*W134","v":87.87},{"$f":"VLOOKUP(Q134,Start!$C$9:$D$15,2,FALSE)+VLOOKUP(Q134,Start!$C$23:$D$29,2,FALSE)","v":14.07},{"$f":"(Y134/U134)+Start!$D$19*(VLOOKUP(Q134,Start!$M$33:$N$39,2,FALSE)/U134)+VLOOKUP(R134,Start!$C$33:$D$40,2,FALSE)","v":55.670712869978857}]
[null,null,"Ja","BNA0397","ThyssenKrupp Steel Europe AG","Duisburg Hamborn 5",47166,"Hamborn",null,"Nordrhein-Westfalen","Block 5","01.01.2003","Sonstige Energieträger","Kuppelprdukte der Stahl- und Kokserzeugung",null,"Sonstige Energieträger\n(nicht erneuerbar)","Erdgas","GuD","Combined cycle","OPSD (2018)",0.54,"Annahme basierend auf DIW (2014)",225,{"$f":"(1-VLOOKUP(R135,Start!$H$33:$I$40,2,FALSE)/100)*W135","v":195.75},{"$f":"VLOOKUP(Q135,Start!$C$9:$D$15,2,FALSE)+VLOOKUP(Q135,Start!$C$23:$D$29,2,FALSE)","v":14.07},{"$f":"(Y135/U135)+Start!$D$19*(VLOOKUP(Q135,Start!$M$33:$N$39,2,FALSE)/U135)+VLOOKUP(R135,Start!$C$33:$D$40,2,FALSE)","v":36.811279500430658}]
[null,null,"Ja","BNA0398","MVR Müllverwertung Rugenberger Damm GmbH & Co. KG","MVR Müllverwertung Rugenberger Damm GmbH & Co. KG",21129,"Hamburg","Rugenberger Damm 1","Hamburg",null,"12.08.1999","Abfall",null,null,"Abfall","Abfall","Abfall","Steam turbine","OPSD (2018)",0.33,"OPSD (2018)",24,{"$f":"(1-VLOOKUP(R136,Start!$H$33:$I$40,2,FALSE)/100)*W136","v":20.399999999999999},{"$f":"VLOOKUP(Q136,Start!$C$9:$D$15,2,FALSE)+VLOOKUP(Q136,Start!$C$23:$D$29,2,FALSE)","v":0},{"$f":"(Y136/U136)+Start!$D$19*(VLOOKUP(Q136,Start!$M$33:$N$39,2,FALSE)/U136)+VLOOKUP(R136,Start!$C$33:$D$40,2,FALSE)","v":1}]
[null,null,"Ja","BNA0400","Vattenfall Hamburg Wärme GmbH","GuD Tiefstack",22113,"Hamburg","Andreas-Meyer-Straße 8","Hamburg","GuD Tiefstack","02.11.2009","Erdgas",null,null,"Erdgas","Erdgas","GuD","Combined cycle","OPSD (2018)",0.58050000000000002,"OPSD (2018)",127,{"$f":"(1-VLOOKUP(R137,Start!$H$33:$I$40,2,FALSE)/100)*W137","v":110.49},{"$f":"VLOOKUP(Q137,Start!$C$9:$D$15,2,FALSE)+VLOOKUP(Q137,Start!$C$23:$D$29,2,FALSE)","v":14.07},{"$f":"(Y137/U137)+Start!$D$19*(VLOOKUP(Q137,Start!$M$33:$N$39,2,FALSE)/U137)+VLOOKUP(R137,Start!$C$33:$D$40,2,FALSE)","v":34.347701860865726}]
[null,null,"Ja","BNA0401","ADM Hamburg Aktiengesellschaft","Heizkraftwerk",21107,"Hamburg","Nippoldstr. 117","Hamburg","HKW","01.07.1993","Erdgas","Erdgas","Biogas","Erdgas","Erdgas","GuD","Steam turbine","OPSD (2018)",0.37730000000000002,"OPSD (2018)",22.5,{"$f":"(1-VLOOKUP(R138,Start!$H$33:$I$40,2,FALSE)/100)*W138","v":19.574999999999999},{"$f":"VLOOKUP(Q138,Start!$C$9:$D$15,2,FALSE)+VLOOKUP(Q138,Start!$C$23:$D$29,2,FALSE)","v":14.07},{"$f":"(Y138/U138)+Start!$D$19*(VLOOKUP(Q138,Start!$M$33:$N$39,2,FALSE)/U138)+VLOOKUP(R138,Start!$C$33:$D$40,2,FALSE)","v":52.038274397647911}]
[null,null,"Ja","BNA0402","Vattenfall Hamburg Wärme GmbH","Tiefstack",22113,"Hamburg","Andreas-Meyer-Straße 8","Hamburg","Tiefstack","01.03.1993","Steinkohle",null,null,"Steinkohle","Steinkohle","Steinkohle","Steam turbine","OPSD (2018)",0.40749999999999997,"OPSD (2018)",194,{"$f":"(1-VLOOKUP(R139,Start!$H$33:$I$40,2,FALSE)/100)*W139","v":153.26000000000002},{"$f":"VLOOKUP(Q139,Start!$C$9:$D$15,2,FALSE)+VLOOKUP(Q139,Start!$C$23:$D$29,2,FALSE)","v":9.17},{"$f":"(Y139/U139)+Start!$D$19*(VLOOKUP(Q139,Start!$M$33:$N$39,2,FALSE)/U139)+VLOOKUP(R139,Start!$C$33:$D$40,2,FALSE)","v":44.367199505397814}]
[null,null,"Ja","BNA0403","Vattenfall Wärme Berlin AG","Wedel",22880,"Wedel","Tinsdaler Weg 146","Schleswig-Holstein","Wedel 2","23.07.1962","Steinkohle",null,null,"Steinkohle","Steinkohle","Steinkohle","Steam turbine","OPSD (2018)",0.40749999999999997,"OPSD (2018)",123,{"$f":"(1-VLOOKUP(R140,Start!$H$33:$I$40,2,FALSE)/100)*W140","v":97.17},{"$f":"VLOOKUP(Q140,Start!$C$9:$D$15,2,FALSE)+VLOOKUP(Q140,Start!$C$23:$D$29,2,FALSE)","v":9.17},{"$f":"(Y140/U140)+Start!$D$19*(VLOOKUP(Q140,Start!$M$33:$N$39,2,FALSE)/U140)+VLOOKUP(R140,Start!$C$33:$D$40,2,FALSE)","v":44.367199505397814}]
[null,null,"Ja","BNA0404","Vattenfall Wärme Berlin AG","Wedel",22880,"Wedel","Tinsdaler Weg 146","Schleswig-Holstein","Wedel 1","01.01.1961","Steinkohle",null,null,"Steinkohle","Steinkohle","Steinkohle","Steam turbine","OPSD (2018)",0.40749999999999997,"OPSD (2018)",137,{"$f":"(1-VLOOKUP(R141,Start!$H$33:$I$40,2,FALSE)/100)*W141","v":108.23},{"$f":"VLOOKUP(Q141,Start!$C$9:$D$15,2,FALSE)+VLOOKUP(Q141,Start!$C$23:$D$29,2,FALSE)","v":9.17},{"$f":"(Y141/U141)+Start!$D$19*(VLOOKUP(Q141,Start!$M$33:$N$39,2,FALSE)/U141)+VLOOKUP(R141,Start!$C$33:$D$40,2,FALSE)","v":44.367199505397814}]
[null,null,"Ja","BNA0407","Enertec Hameln GmbH","Enertec Hameln",31789,"Hameln",null,"Niedersachsen","Linien 1,3,4","07.10.1913","Abfall","Abfall, biologisch abbaubarer Anteil von Abfällen aus Haushalten und Industrie",null,"Abfall","Abfall","Abfall","Steam turbine","OPSD (2018)",0.33,"OPSD (2018)",13.2,{"$f":"(1-VLOOKUP(R142,Start!$H$33:$I$40,2,FALSE)/100)*W142","v":11.219999999999999},{"$f":"VLOOKUP(Q142,Start!$C$9:$D$15,2,FALSE)+VLOOKUP(Q142,Start!$C$23:$D$29,2,FALSE)","v":0},{"$f":"(Y142/U142)+Start!$D$19*(VLOOKUP(Q142,Start!$M$33:$N$39,2,FALSE)/U142)+VLOOKUP(R142,Start!$C$33:$D$40,2,FALSE)","v":1}]
[null,null,"Ja","BNA0410","Trianel Gaskraftwerk Hamm GmbH & Co. KG ","Trianel Gaskraftwerk ",59071,"Hamm","Trianelstraße 1","Nordrhein-Westfalen","Block 10","01.03.2008","Erdgas",null,null,"Erdgas","Erdgas","GuD","Combined cycle","OPSD (2018)",0.57599999999999996,"OPSD (2018)",407,{"$f":"(1-VLOOKUP(R143,Start!$H$33:$I$40,2,FALSE)/100)*W143","v":354.09},{"$f":"VLOOKUP(Q143,Start!$C$9:$D$15,2,FALSE)+VLOOKUP(Q143,Start!$C$23:$D$29,2,FALSE)","v":14.07},{"$f":"(Y143/U143)+Start!$D$19*(VLOOKUP(Q143,Start!$M$33:$N$39,2,FALSE)/U143)+VLOOKUP(R143,Start!$C$33:$D$40,2,FALSE)","v":34.604324531653745}]
[null,null,"Ja","BNA0411","Trianel Gaskraftwerk Hamm GmbH & Co. KG ","Trianel Gaskraftwerk ",59071,"Hamm","Trianelstraße 1","Nordrhein-Westfalen","Block 20","01.03.2008","Erdgas",null,null,"Erdgas","Erdgas","GuD","Combined cycle","OPSD (2018)",0.57599999999999996,"OPSD (2018)",410,{"$f":"(1-VLOOKUP(R144,Start!$H$33:$I$40,2,FALSE)/100)*W144","v":356.7},{"$f":"VLOOKUP(Q144,Start!$C$9:$D$15,2,FALSE)+VLOOKUP(Q144,Start!$C$23:$D$29,2,FALSE)","v":14.07},{"$f":"(Y144/U144)+Start!$D$19*(VLOOKUP(Q144,Start!$M$33:$N$39,2,FALSE)/U144)+VLOOKUP(R144,Start!$C$33:$D$40,2,FALSE)","v":34.604324531653745}]
[null,null,"Ja","BNA0413c","RWE Generation SE","Westfalen",59071,"Hamm-Uentrop",null,"Nordrhein-Westfalen","E","02.07.2014","Steinkohle",null,null,"Steinkohle","Steinkohle","Steinkohle","Steam turbine","OPSD (2018)",0.46,"OPSD (2018)",763.7,{"$f":"(1-VLOOKUP(R145,Start!$H$33:$I$40,2,FALSE)/100)*W145","v":603.32300000000009},{"$f":"VLOOKUP(Q145,Start!$C$9:$D$15,2,FALSE)+VLOOKUP(Q145,Start!$C$23:$D$29,2,FALSE)","v":9.17},{"$f":"(Y145/U145)+Start!$D$19*(VLOOKUP(Q145,Start!$M$33:$N$39,2,FALSE)/U145)+VLOOKUP(R145,Start!$C$33:$D$40,2,FALSE)","v":39.451921300977411}]
[null,null,"Ja","BNA0417","EEW Energy from Waste Hannover GmbH","EEW Energy from Waste Hannover GmbH",30659,"Hannover",null,"Niedersachsen","Hannover","01.06.2005","Abfall","Abfall, \nbiol. abbaubarer Anteil von Abfällen aus Haushalten und Industrie",null,"Abfall","Abfall","Abfall","Steam turbine","OPSD (2018)",0.33,"OPSD (2018)",22.5,{"$f":"(1-VLOOKUP(R146,Start!$H$33:$I$40,2,FALSE)/100)*W146","v":19.125},{"$f":"VLOOKUP(Q146,Start!$C$9:$D$15,2,FALSE)+VLOOKUP(Q146,Start!$C$23:$D$29,2,FALSE)","v":0},{"$f":"(Y146/U146)+Start!$D$19*(VLOOKUP(Q146,Start!$M$33:$N$39,2,FALSE)/U146)+VLOOKUP(R146,Start!$C$33:$D$40,2,FALSE)","v":1}]
[null,null,"Ja","BNA0418","enercity AG","GKL",30169,"Hannover",null,"Niedersachsen","GKL","05.11.1998","Erdgas",null,null,"Erdgas","Erdgas","GuD","Combined cycle","OPSD (2018)",0.59850000000000003,"OPSD (2018)",230,{"$f":"(1-VLOOKUP(R147,Start!$H$33:$I$40,2,FALSE)/100)*W147","v":200.1},{"$f":"VLOOKUP(Q147,Start!$C$9:$D$15,2,FALSE)+VLOOKUP(Q147,Start!$C$23:$D$29,2,FALSE)","v":14.07},{"$f":"(Y147/U147)+Start!$D$19*(VLOOKUP(Q147,Start!$M$33:$N$39,2,FALSE)/U147)+VLOOKUP(R147,Start!$C$33:$D$40,2,FALSE)","v":33.359801053020142}]
[null,null,"Ja","BNA0420","enercity AG","GKH",30419,"Hannover",null,"Niedersachsen","Block1","26.01.1989","Steinkohle",null,null,"Steinkohle","Steinkohle","Steinkohle","Steam turbine","OPSD (2018)",0.39750000000000002,"OPSD (2018)",136,{"$f":"(1-VLOOKUP(R148,Start!$H$33:$I$40,2,FALSE)/100)*W148","v":107.44},{"$f":"VLOOKUP(Q148,Start!$C$9:$D$15,2,FALSE)+VLOOKUP(Q148,Start!$C$23:$D$29,2,FALSE)","v":9.17},{"$f":"(Y148/U148)+Start!$D$19*(VLOOKUP(Q148,Start!$M$33:$N$39,2,FALSE)/U148)+VLOOKUP(R148,Start!$C$33:$D$40,2,FALSE)","v":45.450651065282031}]
[null,null,"Ja","BNA0421","enercity AG","GKH",30419,"Hannover",null,"Niedersachsen","Block2","21.06.1989","Steinkohle",null,null,"Steinkohle","Steinkohle","Steinkohle","Steam turbine","OPSD (2018)",0.39750000000000002,"OPSD (2018)",136,{"$f":"(1-VLOOKUP(R149,Start!$H$33:$I$40,2,FALSE)/100)*W149","v":107.44},{"$f":"VLOOKUP(Q149,Start!$C$9:$D$15,2,FALSE)+VLOOKUP(Q149,Start!$C$23:$D$29,2,FALSE)","v":9.17},{"$f":"(Y149/U149)+Start!$D$19*(VLOOKUP(Q149,Start!$M$33:$N$39,2,FALSE)/U149)+VLOOKUP(R149,Start!$C$33:$D$40,2,FALSE)","v":45.450651065282031}]
[null,null,"Ja","BNA0427","Peissenberger Kraftwerksgesellschaft mbH","Kraftwerk Hausham",83734,"Hausham",null,"Bayern","GT 1","01.11.1982","Mineralölprodukte",null,null,"Mineralölprodukte","Öl","Öl","Gas turbine","OPSD (2018)",0.3332,"OPSD (2018)",23.38,{"$f":"(1-VLOOKUP(R150,Start!$H$33:$I$40,2,FALSE)/100)*W150","v":19.872999999999998},{"$f":"VLOOKUP(Q150,Start!$C$9:$D$15,2,FALSE)+VLOOKUP(Q150,Start!$C$23:$D$29,2,FALSE)","v":33.44},{"$f":"(Y150/U150)+Start!$D$19*(VLOOKUP(Q150,Start!$M$33:$N$39,2,FALSE)/U150)+VLOOKUP(R150,Start!$C$33:$D$40,2,FALSE)","v":122.25604660468838}]
[null,null,"Ja","BNA0428","Peissenberger Kraftwerksgesellschaft mbH","Kraftwerk Hausham",83734,"Hausham",null,"Bayern","GT 2","01.11.1982","Mineralölprodukte",null,null,"Mineralölprodukte","Öl","Öl","Gas turbine","OPSD (2018)",0.3332,"OPSD (2018)",23.38,{"$f":"(1-VLOOKUP(R151,Start!$H$33:$I$40,2,FALSE)/100)*W151","v":19.872999999999998},{"$f":"VLOOKUP(Q151,Start!$C$9:$D$15,2,FALSE)+VLOOKUP(Q151,Start!$C$23:$D$29,2,FALSE)","v":33.44},{"$f":"(Y151/U151)+Start!$D$19*(VLOOKUP(Q151,Start!$M$33:$N$39,2,FALSE)/U151)+VLOOKUP(R151,Start!$C$33:$D$40,2,FALSE)","v":122.25604660468838}]
[null,null,"Ja","BNA0429","Peissenberger Kraftwerksgesellschaft mbH","Kraftwerk Hausham",83734,"Hausham",null,"Bayern","GT 3","01.11.1982","Mineralölprodukte",null,null,"Mineralölprodukte","Öl","Öl","Gas turbine","OPSD (2018)",0.3332,"OPSD (2018)",23.38,{"$f":"(1-VLOOKUP(R152,Start!$H$33:$I$40,2,FALSE)/100)*W152","v":19.872999999999998},{"$f":"VLOOKUP(Q152,Start!$C$9:$D$15,2,FALSE)+VLOOKUP(Q152,Start!$C$23:$D$29,2,FALSE)","v":33.44},{"$f":"(Y152/U152)+Start!$D$19*(VLOOKUP(Q152,Start!$M$33:$N$39,2,FALSE)/U152)+VLOOKUP(R152,Start!$C$33:$D$40,2,FALSE)","v":122.25604660468838}]
[null,null,"Ja","BNA0430","Peissenberger Kraftwerksgesellschaft mbH","Kraftwerk Hausham",83734,"Hausham",null,"Bayern","GT 4","01.11.1982","Mineralölprodukte",null,null,"Mineralölprodukte","Öl","Öl","Gas turbine","OPSD (2018)",0.3332,"OPSD (2018)",23.38,{"$f":"(1-VLOOKUP(R153,Start!$H$33:$I$40,2,FALSE)/100)*W153","v":19.872999999999998},{"$f":"VLOOKUP(Q153,Start!$C$9:$D$15,2,FALSE)+VLOOKUP(Q153,Start!$C$23:$D$29,2,FALSE)","v":33.44},{"$f":"(Y153/U153)+Start!$D$19*(VLOOKUP(Q153,Start!$M$33:$N$39,2,FALSE)/U153)+VLOOKUP(R153,Start!$C$33:$D$40,2,FALSE)","v":122.25604660468838}]
[null,null,"Ja","BNA0434","EnBW Energie Baden-Württemberg AG","Heizkraftwerk Heilbronn",74076,"Heilbronn","Lichtenbergerstraße 23","Baden-Württemberg","HLB 7","01.12.1985","Steinkohle",null,null,"Steinkohle","Steinkohle","Steinkohle","Steam turbine","OPSD (2018)",0.44750000000000001,"OPSD (2018)",778,{"$f":"(1-VLOOKUP(R154,Start!$H$33:$I$40,2,FALSE)/100)*W154","v":614.62},{"$f":"VLOOKUP(Q154,Start!$C$9:$D$15,2,FALSE)+VLOOKUP(Q154,Start!$C$23:$D$29,2,FALSE)","v":9.17},{"$f":"(Y154/U154)+Start!$D$19*(VLOOKUP(Q154,Start!$M$33:$N$39,2,FALSE)/U154)+VLOOKUP(R154,Start!$C$33:$D$40,2,FALSE)","v":40.51761742670304}]
[null,null,"Ja","BNA0438","EEW Energy from Waste Helmstedt GmbH","TRV Buschhaus",38350,"Helmstedt",null,"Niedersachsen","Linie 1-3","31.03.1999","Abfall","Abfall, \nbiol. abbaubarer Anteil von Abfällen aus Haushalten und Industrie",null,"Abfall","Abfall","Abfall","Steam turbine","OPSD (2018)",0.33,"OPSD (2018)",37.5,{"$f":"(1-VLOOKUP(R155,Start!$H$33:$I$40,2,FALSE)/100)*W155","v":31.875},{"$f":"VLOOKUP(Q155,Start!$C$9:$D$15,2,FALSE)+VLOOKUP(Q155,Start!$C$23:$D$29,2,FALSE)","v":0},{"$f":"(Y155/U155)+Start!$D$19*(VLOOKUP(Q155,Start!$M$33:$N$39,2,FALSE)/U155)+VLOOKUP(R155,Start!$C$33:$D$40,2,FALSE)","v":1}]
[null,null,"Ja","BNA0442","Mark-E AG / Statkraft Markets","Cuno Heizkraftwerk Herdecke",58313,"Herdecke",null,"Nordrhein-Westfalen","H6","01.01.2007","Erdgas",null,null,"Erdgas","Erdgas","GuD","Combined cycle","OPSD (2018)",0.57150000000000001,"OPSD (2018)",417,{"$f":"(1-VLOOKUP(R156,Start!$H$33:$I$40,2,FALSE)/100)*W156","v":362.79},{"$f":"VLOOKUP(Q156,Start!$C$9:$D$15,2,FALSE)+VLOOKUP(Q156,Start!$C$23:$D$29,2,FALSE)","v":14.07},{"$f":"(Y156/U156)+Start!$D$19*(VLOOKUP(Q156,Start!$M$33:$N$39,2,FALSE)/U156)+VLOOKUP(R156,Start!$C$33:$D$40,2,FALSE)","v":34.864988504343934}]
[null,null,"Ja","BNA0444","K+S AG","Wintershall",36266,"Heringen",null,"Hessen","Wintershall","20.05.2009","Erdgas","Erdgas","Dampf von extern aus Abfall","Erdgas","Erdgas","GuD","Combined cycle","OPSD (2018)",0.58050000000000002,"OPSD (2018)",69,{"$f":"(1-VLOOKUP(R157,Start!$H$33:$I$40,2,FALSE)/100)*W157","v":60.03},{"$f":"VLOOKUP(Q157,Start!$C$9:$D$15,2,FALSE)+VLOOKUP(Q157,Start!$C$23:$D$29,2,FALSE)","v":14.07},{"$f":"(Y157/U157)+Start!$D$19*(VLOOKUP(Q157,Start!$M$33:$N$39,2,FALSE)/U157)+VLOOKUP(R157,Start!$C$33:$D$40,2,FALSE)","v":34.347701860865726}]
[null,null,"Ja","BNA0450","Steag GmbH","KW Herne",44655,"Herne","Hertener Str. 16","Nordrhein-Westfalen","Herne 4","25.07.1989","Steinkohle",null,null,"Steinkohle","Steinkohle","Steinkohle","Steam turbine","OPSD (2018)",0.45750000000000002,"OPSD (2018)",449,{"$f":"(1-VLOOKUP(R158,Start!$H$33:$I$40,2,FALSE)/100)*W158","v":354.71000000000004},{"$f":"VLOOKUP(Q158,Start!$C$9:$D$15,2,FALSE)+VLOOKUP(Q158,Start!$C$23:$D$29,2,FALSE)","v":9.17},{"$f":"(Y158/U158)+Start!$D$19*(VLOOKUP(Q158,Start!$M$33:$N$39,2,FALSE)/U158)+VLOOKUP(R158,Start!$C$33:$D$40,2,FALSE)","v":39.660401745245039}]
[null,null,"Ja","BNA0464","Kraftwerk Mehrum GmbH","KWM",31249,"Hohenhameln OT Mehrum",null,"Niedersachsen","Block3","01.06.1979","Steinkohle",null,null,"Steinkohle","Steinkohle","Steinkohle","Steam turbine","OPSD (2018)",0.4325,"OPSD (2018)",690,{"$f":"(1-VLOOKUP(R159,Start!$H$33:$I$40,2,FALSE)/100)*W159","v":545.1},{"$f":"VLOOKUP(Q159,Start!$C$9:$D$15,2,FALSE)+VLOOKUP(Q159,Start!$C$23:$D$29,2,FALSE)","v":9.17},{"$f":"(Y159/U159)+Start!$D$19*(VLOOKUP(Q159,Start!$M$33:$N$39,2,FALSE)/U159)+VLOOKUP(R159,Start!$C$33:$D$40,2,FALSE)","v":41.877766007975978}]
[null,null,"Ja","BNA0485","Hüttenwerke Krupp Mannesmann GmbH","Huckingen",47259,"Duisburg-Huckingen",null,"Nordrhein-Westfalen","A","17.01.1976","Mehrere Energieträger","Erd-/Gicht-/Hochofengas",null,"Sonstige Energieträger\n(nicht erneuerbar)","Erdgas","GuD","Combined cycle","OPSD (2018)",0.45,"Annahme basierend auf DIW (2014)",303,{"$f":"(1-VLOOKUP(R160,Start!$H$33:$I$40,2,FALSE)/100)*W160","v":263.61},{"$f":"VLOOKUP(Q160,Start!$C$9:$D$15,2,FALSE)+VLOOKUP(Q160,Start!$C$23:$D$29,2,FALSE)","v":14.07},{"$f":"(Y160/U160)+Start!$D$19*(VLOOKUP(Q160,Start!$M$33:$N$39,2,FALSE)/U160)+VLOOKUP(R160,Start!$C$33:$D$40,2,FALSE)","v":43.873535400516786}]
[null,null,"Ja","BNA0486","Hüttenwerke Krupp Mannesmann GmbH","Huckingen",47259,"Duisburg-Huckingen",null,"Nordrhein-Westfalen","B","27.03.1977","Mehrere Energieträger","Erd-/Gicht-/Hochofengas",null,"Sonstige Energieträger\n(nicht erneuerbar)","Erdgas","GuD","Combined cycle","OPSD (2018)",0.45,"Annahme basierend auf DIW (2014)",303,{"$f":"(1-VLOOKUP(R161,Start!$H$33:$I$40,2,FALSE)/100)*W161","v":263.61},{"$f":"VLOOKUP(Q161,Start!$C$9:$D$15,2,FALSE)+VLOOKUP(Q161,Start!$C$23:$D$29,2,FALSE)","v":14.07},{"$f":"(Y161/U161)+Start!$D$19*(VLOOKUP(Q161,Start!$M$33:$N$39,2,FALSE)/U161)+VLOOKUP(R161,Start!$C$33:$D$40,2,FALSE)","v":43.873535400516786}]
[null,null,"Ja","BNA0491","RWE Power AG","Ville/Berrenrath",50354,"Hürth",null,"Nordrhein-Westfalen","Ville/Berrenrath","01.01.1917","Mehrere Energieträger","Braunkohle","Altholz / SBS","Braunkohle","Braunkohle","Braunkohle","Steam turbine","OPSD (2018)",0.20080000000000001,"OPSD (2018)",98,{"$f":"(1-VLOOKUP(R162,Start!$H$33:$I$40,2,FALSE)/100)*W162","v":86.24},{"$f":"VLOOKUP(Q162,Start!$C$9:$D$15,2,FALSE)+VLOOKUP(Q162,Start!$C$23:$D$29,2,FALSE)","v":3.1},{"$f":"(Y162/U162)+Start!$D$19*(VLOOKUP(Q162,Start!$M$33:$N$39,2,FALSE)/U162)+VLOOKUP(R162,Start!$C$33:$D$40,2,FALSE)","v":67.167699743661004}]
[null,null,"Ja","BNA0493","RWE Generation SE","Ibbenbüren",49479,"Ibbenbüren",null,"Nordrhein-Westfalen","B","19.06.1985","Mehrere Energieträger","Steinkohle","Klärschlamm / Tiermehl","Steinkohle","Steinkohle","Steinkohle","Steam turbine","OPSD (2018)",0.44750000000000001,"OPSD (2018)",794,{"$f":"(1-VLOOKUP(R163,Start!$H$33:$I$40,2,FALSE)/100)*W163","v":627.26},{"$f":"VLOOKUP(Q163,Start!$C$9:$D$15,2,FALSE)+VLOOKUP(Q163,Start!$C$23:$D$29,2,FALSE)","v":9.17},{"$f":"(Y163/U163)+Start!$D$19*(VLOOKUP(Q163,Start!$M$33:$N$39,2,FALSE)/U163)+VLOOKUP(R163,Start!$C$33:$D$40,2,FALSE)","v":40.51761742670304}]
[null,null,"Ja","BNA0497","Infraserv GmbH & Co. Höchst KG","ADS-Anlage",65926,"Industriepark Höchst",null,"Hessen",null,"01.11.2012","Erdgas",null,null,"Erdgas","Erdgas","Gasturbine","Gas turbine","OPSD (2018)",0.41120000000000001,"OPSD (2018)",96.5,{"$f":"(1-VLOOKUP(R164,Start!$H$33:$I$40,2,FALSE)/100)*W164","v":83.954999999999998},{"$f":"VLOOKUP(Q164,Start!$C$9:$D$15,2,FALSE)+VLOOKUP(Q164,Start!$C$23:$D$29,2,FALSE)","v":14.07},{"$f":"(Y164/U164)+Start!$D$19*(VLOOKUP(Q164,Start!$M$33:$N$39,2,FALSE)/U164)+VLOOKUP(R164,Start!$C$33:$D$40,2,FALSE)","v":47.371816464573335}]
[null,null,"Ja","BNA0498","Infraserv GmbH & Co. Höchst KG","Heizkraftwerk",65926,"Industriepark Höchst",null,"Hessen","Block B","21.08.1989","Mehrere Energieträger","Steinkohle","Erdgas, Heizöl EL","Steinkohle","Steinkohle","Steinkohle","Combined cycle","OPSD (2018)",0.49049999999999999,"OPSD (2018)",66,{"$f":"(1-VLOOKUP(R165,Start!$H$33:$I$40,2,FALSE)/100)*W165","v":52.14},{"$f":"VLOOKUP(Q165,Start!$C$9:$D$15,2,FALSE)+VLOOKUP(Q165,Start!$C$23:$D$29,2,FALSE)","v":9.17},{"$f":"(Y165/U165)+Start!$D$19*(VLOOKUP(Q165,Start!$M$33:$N$39,2,FALSE)/U165)+VLOOKUP(R165,Start!$C$33:$D$40,2,FALSE)","v":37.079579609479325}]
[null,null,"Ja","BNA0499","Infraserv GmbH & Co. Höchst KG","Heizkraftwerk",65926,"Industriepark Höchst",null,"Hessen","Block A","26.11.2003","Erdgas",null,null,"Erdgas","Erdgas","GuD","Combined cycle","OPSD (2018)",0.55349999999999999,"OPSD (2018)",86,{"$f":"(1-VLOOKUP(R166,Start!$H$33:$I$40,2,FALSE)/100)*W166","v":74.819999999999993},{"$f":"VLOOKUP(Q166,Start!$C$9:$D$15,2,FALSE)+VLOOKUP(Q166,Start!$C$23:$D$29,2,FALSE)","v":14.07},{"$f":"(Y166/U166)+Start!$D$19*(VLOOKUP(Q166,Start!$M$33:$N$39,2,FALSE)/U166)+VLOOKUP(R166,Start!$C$33:$D$40,2,FALSE)","v":35.950028780907957}]
[null,null,"Ja","BNA0504","TEAG Thüringer Energie AG","HKW Jena",7749,"Jena",null,"Thüringen","HKW Jena","26.09.1996","Mehrere Energieträger","Erdgas","HEL","Erdgas","Erdgas","GuD","Combined cycle","OPSD (2018)",0.52200000000000002,"OPSD (2018)",182,{"$f":"(1-VLOOKUP(R167,Start!$H$33:$I$40,2,FALSE)/100)*W167","v":158.34},{"$f":"VLOOKUP(Q167,Start!$C$9:$D$15,2,FALSE)+VLOOKUP(Q167,Start!$C$23:$D$29,2,FALSE)","v":14.07},{"$f":"(Y167/U167)+Start!$D$19*(VLOOKUP(Q167,Start!$M$33:$N$39,2,FALSE)/U167)+VLOOKUP(R167,Start!$C$33:$D$40,2,FALSE)","v":38.028909828031715}]
[null,null,"Ja","BNA0510a","SWK Stadtwerke Kaiserslautern, Versorgungs-AG","HKW Karcherstr.",67655,"Kaiserslautern",null,"Rheinland-Pfalz",10,"18.09.1989","Mehrere Energieträger","Erdgas","HEL","Erdgas","Erdgas","GuD","Steam turbine","OPSD (2018)",0.37290000000000001,"OPSD (2018)",11.6,{"$f":"(1-VLOOKUP(R168,Start!$H$33:$I$40,2,FALSE)/100)*W168","v":10.092000000000001},{"$f":"VLOOKUP(Q168,Start!$C$9:$D$15,2,FALSE)+VLOOKUP(Q168,Start!$C$23:$D$29,2,FALSE)","v":14.07},{"$f":"(Y168/U168)+Start!$D$19*(VLOOKUP(Q168,Start!$M$33:$N$39,2,FALSE)/U168)+VLOOKUP(R168,Start!$C$33:$D$40,2,FALSE)","v":52.634596219449065}]
[null,null,"Ja","BNA0510b","SWK Stadtwerke Kaiserslautern, Versorgungs-AG","HKW Karcherstr.",67655,"Kaiserslautern",null,"Rheinland-Pfalz",20,"26.11.1996","Steinkohle",null,null,"Steinkohle","Steinkohle","Steinkohle","Steam turbine","OPSD (2018)",0.41499999999999998,"OPSD (2018)",13.4,{"$f":"(1-VLOOKUP(R169,Start!$H$33:$I$40,2,FALSE)/100)*W169","v":10.586},{"$f":"VLOOKUP(Q169,Start!$C$9:$D$15,2,FALSE)+VLOOKUP(Q169,Start!$C$23:$D$29,2,FALSE)","v":9.17},{"$f":"(Y169/U169)+Start!$D$19*(VLOOKUP(Q169,Start!$M$33:$N$39,2,FALSE)/U169)+VLOOKUP(R169,Start!$C$33:$D$40,2,FALSE)","v":43.588876622770144}]
[null,null,"Ja","BNA0515","Stadtwerke Karlsruhe GmbH","Heizkraftwerk West",76189,"Karlsruhe",null,"Baden-Württemberg","T3","01.01.1984","Mehrere Energieträger","Erdgas","Heizöl EL","Erdgas","Erdgas","GuD","Steam turbine","OPSD (2018)",0.3674,"OPSD (2018)",37,{"$f":"(1-VLOOKUP(R170,Start!$H$33:$I$40,2,FALSE)/100)*W170","v":32.19},{"$f":"VLOOKUP(Q170,Start!$C$9:$D$15,2,FALSE)+VLOOKUP(Q170,Start!$C$23:$D$29,2,FALSE)","v":14.07},{"$f":"(Y170/U170)+Start!$D$19*(VLOOKUP(Q170,Start!$M$33:$N$39,2,FALSE)/U170)+VLOOKUP(R170,Start!$C$33:$D$40,2,FALSE)","v":53.400084186806083}]
[null,null,"Ja","BNA0516","MiRO Mineraloelraffinerie Oberrhein GmbH & Co. KG","MiRO",76187,"Karlsruhe",null,"Baden-Württemberg","Kesselhaus Werk 1","17.06.1995","Mehrere Energieträger","Mineralölprodukte","Erdgas","Mineralölprodukte","Öl","Öl","Steam turbine","OPSD (2018)",0.3795,"OPSD (2018)",45,{"$f":"(1-VLOOKUP(R171,Start!$H$33:$I$40,2,FALSE)/100)*W171","v":38.25},{"$f":"VLOOKUP(Q171,Start!$C$9:$D$15,2,FALSE)+VLOOKUP(Q171,Start!$C$23:$D$29,2,FALSE)","v":33.44},{"$f":"(Y171/U171)+Start!$D$19*(VLOOKUP(Q171,Start!$M$33:$N$39,2,FALSE)/U171)+VLOOKUP(R171,Start!$C$33:$D$40,2,FALSE)","v":107.46248940364208}]
[null,null,"Ja","BNA0517","MiRO Mineraloelraffinerie Oberrhein GmbH & Co. KG","MiRO",76187,"Karlsruhe",null,"Baden-Württemberg","Kesselhaus Werk 2","17.06.1995","Mehrere Energieträger","Mineralölprodukte","Erdgas","Mineralölprodukte","Öl","Öl","Steam turbine","OPSD (2018)",0.3795,"OPSD (2018)",25,{"$f":"(1-VLOOKUP(R172,Start!$H$33:$I$40,2,FALSE)/100)*W172","v":21.25},{"$f":"VLOOKUP(Q172,Start!$C$9:$D$15,2,FALSE)+VLOOKUP(Q172,Start!$C$23:$D$29,2,FALSE)","v":33.44},{"$f":"(Y172/U172)+Start!$D$19*(VLOOKUP(Q172,Start!$M$33:$N$39,2,FALSE)/U172)+VLOOKUP(R172,Start!$C$33:$D$40,2,FALSE)","v":107.46248940364208}]
[null,null,"Ja","BNA0518a","EnBW Energie Baden-Württemberg AG","Rheinhafen-Dampfkraftwerk",76189,"Karlsruhe","Fettweisstraße 42","Baden-Württemberg","RDK 7","21.06.1985","Steinkohle",null,null,"Steinkohle","Steinkohle","Steinkohle","Steam turbine","OPSD (2018)",0.4375,"OPSD (2018)",517,{"$f":"(1-VLOOKUP(R173,Start!$H$33:$I$40,2,FALSE)/100)*W173","v":408.43},{"$f":"VLOOKUP(Q173,Start!$C$9:$D$15,2,FALSE)+VLOOKUP(Q173,Start!$C$23:$D$29,2,FALSE)","v":9.17},{"$f":"(Y173/U173)+Start!$D$19*(VLOOKUP(Q173,Start!$M$33:$N$39,2,FALSE)/U173)+VLOOKUP(R173,Start!$C$33:$D$40,2,FALSE)","v":41.414020110741966}]
[null,null,"Ja","BNA0518b","EnBW Energie Baden-Württemberg AG","Rheinhafen-Dampfkraftwerk",76189,"Karlsruhe","Fettweisstraße 42","Baden-Württemberg","RDK 8","01.07.2014","Steinkohle",null,null,"Steinkohle","Steinkohle","Steinkohle","Steam turbine","OPSD (2018)",0.46,"OPSD (2018)",834,{"$f":"(1-VLOOKUP(R174,Start!$H$33:$I$40,2,FALSE)/100)*W174","v":658.86},{"$f":"VLOOKUP(Q174,Start!$C$9:$D$15,2,FALSE)+VLOOKUP(Q174,Start!$C$23:$D$29,2,FALSE)","v":9.17},{"$f":"(Y174/U174)+Start!$D$19*(VLOOKUP(Q174,Start!$M$33:$N$39,2,FALSE)/U174)+VLOOKUP(R174,Start!$C$33:$D$40,2,FALSE)","v":39.451921300977411}]
[null,null,"Ja","BNA0519","RWE Generation SE","Karnap",45329,"Essen",null,"Nordrhein-Westfalen","B","16.03.1987","Abfall",null,null,"Abfall","Abfall","Abfall","Steam turbine","OPSD (2018)",0.33,"OPSD (2018)",38,{"$f":"(1-VLOOKUP(R175,Start!$H$33:$I$40,2,FALSE)/100)*W175","v":32.299999999999997},{"$f":"VLOOKUP(Q175,Start!$C$9:$D$15,2,FALSE)+VLOOKUP(Q175,Start!$C$23:$D$29,2,FALSE)","v":0},{"$f":"(Y175/U175)+Start!$D$19*(VLOOKUP(Q175,Start!$M$33:$N$39,2,FALSE)/U175)+VLOOKUP(R175,Start!$C$33:$D$40,2,FALSE)","v":1}]
[null,null,"Ja","BNA0521","Städtische Werke Energie + Wärme GmbH","Kombi-HKW",34134,"Kassel",null,"Hessen",null,"18.07.1988","Erdgas",null,null,"Erdgas","Erdgas","GuD","Steam turbine","OPSD (2018)",0.37180000000000002,"OPSD (2018)",48.31,{"$f":"(1-VLOOKUP(R176,Start!$H$33:$I$40,2,FALSE)/100)*W176","v":42.029699999999998},{"$f":"VLOOKUP(Q176,Start!$C$9:$D$15,2,FALSE)+VLOOKUP(Q176,Start!$C$23:$D$29,2,FALSE)","v":14.07},{"$f":"(Y176/U176)+Start!$D$19*(VLOOKUP(Q176,Start!$M$33:$N$39,2,FALSE)/U176)+VLOOKUP(R176,Start!$C$33:$D$40,2,FALSE)","v":52.785882007080573}]
[null,null,"Ja","BNA0523","Städtische Werke Energie + Wärme GmbH","FKK",34134,"Kassel",null,"Hessen",null,"21.12.1989","Mehrere Energieträger","Braunkohle","Steinkohle, Klärschlamm, Erdgas, Heizöl EL","Braunkohle","Braunkohle","Braunkohle","Steam turbine","OPSD (2018)",0.37359999999999999,"OPSD (2018)",33.5,{"$f":"(1-VLOOKUP(R177,Start!$H$33:$I$40,2,FALSE)/100)*W177","v":29.48},{"$f":"VLOOKUP(Q177,Start!$C$9:$D$15,2,FALSE)+VLOOKUP(Q177,Start!$C$23:$D$29,2,FALSE)","v":3.1},{"$f":"(Y177/U177)+Start!$D$19*(VLOOKUP(Q177,Start!$M$33:$N$39,2,FALSE)/U177)+VLOOKUP(R177,Start!$C$33:$D$40,2,FALSE)","v":36.88713626479425}]
[null,null,"Ja","BNA0527","Stadtwerke Kiel AG","HKW Humboldtstr.",24116,"Kiel",null,"Schleswig-Holstein",null,"27.04.2005","Erdgas","Erdgas","Heizöl EL","Erdgas","Erdgas","GuD","Steam turbine","OPSD (2018)",0.39050000000000001,"OPSD (2018)",21.5,{"$f":"(1-VLOOKUP(R178,Start!$H$33:$I$40,2,FALSE)/100)*W178","v":18.704999999999998},{"$f":"VLOOKUP(Q178,Start!$C$9:$D$15,2,FALSE)+VLOOKUP(Q178,Start!$C$23:$D$29,2,FALSE)","v":14.07},{"$f":"(Y178/U178)+Start!$D$19*(VLOOKUP(Q178,Start!$M$33:$N$39,2,FALSE)/U178)+VLOOKUP(R178,Start!$C$33:$D$40,2,FALSE)","v":50.329938361671083}]
[null,null,"Ja","BNA0531","Energieservice Westfalen Weser GmbH","KW Kirchlengern",32278,"Kirchlengern",null,"Nordrhein-Westfalen",null,"16.01.1981","Mehrere Energieträger","Erdgas","Heizöl EL","Erdgas","Erdgas","GuD","Combined cycle","OPSD (2018)",0.45450000000000002,"OPSD (2018)",125,{"$f":"(1-VLOOKUP(R179,Start!$H$33:$I$40,2,FALSE)/100)*W179","v":108.75},{"$f":"VLOOKUP(Q179,Start!$C$9:$D$15,2,FALSE)+VLOOKUP(Q179,Start!$C$23:$D$29,2,FALSE)","v":14.07},{"$f":"(Y179/U179)+Start!$D$19*(VLOOKUP(Q179,Start!$M$33:$N$39,2,FALSE)/U179)+VLOOKUP(R179,Start!$C$33:$D$40,2,FALSE)","v":43.453995446056233}]
[null,null,"Ja","BNA0543","RheinEnergie AG","HKW Merkenich",50769,"Köln",null,"Nordrhein-Westfalen","Block 6","16.12.2010","Braunkohle",null,null,"Braunkohle","Braunkohle","Braunkohle","Steam turbine","OPSD (2018)",0.42399999999999999,"OPSD (2018)",75.3,{"$f":"(1-VLOOKUP(R180,Start!$H$33:$I$40,2,FALSE)/100)*W180","v":66.263999999999996},{"$f":"VLOOKUP(Q180,Start!$C$9:$D$15,2,FALSE)+VLOOKUP(Q180,Start!$C$23:$D$29,2,FALSE)","v":3.1},{"$f":"(Y180/U180)+Start!$D$19*(VLOOKUP(Q180,Start!$M$33:$N$39,2,FALSE)/U180)+VLOOKUP(R180,Start!$C$33:$D$40,2,FALSE)","v":32.704514406903606}]
[null,null,"Ja","BNA0545","RheinEnergie AG","HKW Niehl 2",50735,"Köln",null,"Nordrhein-Westfalen","GuD","26.03.2005","Erdgas",null,null,"Erdgas","Erdgas","GuD","Combined cycle","OPSD (2018)",0.57599999999999996,"OPSD (2018)",413,{"$f":"(1-VLOOKUP(R181,Start!$H$33:$I$40,2,FALSE)/100)*W181","v":359.31},{"$f":"VLOOKUP(Q181,Start!$C$9:$D$15,2,FALSE)+VLOOKUP(Q181,Start!$C$23:$D$29,2,FALSE)","v":14.07},{"$f":"(Y181/U181)+Start!$D$19*(VLOOKUP(Q181,Start!$M$33:$N$39,2,FALSE)/U181)+VLOOKUP(R181,Start!$C$33:$D$40,2,FALSE)","v":34.604324531653745}]
[null,null,"Ja","BNA0546","RheinEnergie AG","HKW Merkenich",50769,"Köln",null,"Nordrhein-Westfalen","GuD","27.01.2004","Erdgas",null,null,"Erdgas","Erdgas","GuD","Combined cycle","OPSD (2018)",0.55800000000000005,"OPSD (2018)",108,{"$f":"(1-VLOOKUP(R182,Start!$H$33:$I$40,2,FALSE)/100)*W182","v":93.96},{"$f":"VLOOKUP(Q182,Start!$C$9:$D$15,2,FALSE)+VLOOKUP(Q182,Start!$C$23:$D$29,2,FALSE)","v":14.07},{"$f":"(Y182/U182)+Start!$D$19*(VLOOKUP(Q182,Start!$M$33:$N$39,2,FALSE)/U182)+VLOOKUP(R182,Start!$C$33:$D$40,2,FALSE)","v":35.672205968158707}]
[null,null,"Ja","BNA0547","Shell Deutschland Oil GmbH","Shell Deutschland Oil GmbH",50997,"Köln","Godorfer Hauptstr. 150","Nordrhein-Westfalen",null,"2004","Mineralölprodukte",null,null,"Mineralölprodukte","Öl","Öl","Combined cycle","OPSD (2018)",0.38,"OPSD (2018)",97.1,{"$f":"(1-VLOOKUP(R183,Start!$H$33:$I$40,2,FALSE)/100)*W183","v":82.534999999999997},{"$f":"VLOOKUP(Q183,Start!$C$9:$D$15,2,FALSE)+VLOOKUP(Q183,Start!$C$23:$D$29,2,FALSE)","v":33.44},{"$f":"(Y183/U183)+Start!$D$19*(VLOOKUP(Q183,Start!$M$33:$N$39,2,FALSE)/U183)+VLOOKUP(R183,Start!$C$33:$D$40,2,FALSE)","v":107.32240718074254}]
[null,null,"Ja","BNA0548a","Statkraft Markets GmbH","Knapsack Gas I",50351,"Hürth-Knapsack",null,"Nordrhein-Westfalen",null,"01.01.2006","Erdgas",null,null,"Erdgas","Erdgas","GuD","Combined cycle","OPSD (2018)",0.56699999999999995,"OPSD (2018)",800,{"$f":"(1-VLOOKUP(R184,Start!$H$33:$I$40,2,FALSE)/100)*W184","v":696},{"$f":"VLOOKUP(Q184,Start!$C$9:$D$15,2,FALSE)+VLOOKUP(Q184,Start!$C$23:$D$29,2,FALSE)","v":14.07},{"$f":"(Y184/U184)+Start!$D$19*(VLOOKUP(Q184,Start!$M$33:$N$39,2,FALSE)/U184)+VLOOKUP(R184,Start!$C$33:$D$40,2,FALSE)","v":35.129790000410154}]
[null,null,"Ja","BNA0548b","Statkraft Markets GmbH","Knapsack Gas II",50351,"Hürth-Knapsack",null,"Nordrhein-Westfalen",null,"01.07.2013","Erdgas",null,null,"Erdgas","Erdgas","GuD","Combined cycle","OPSD (2018)",0.59850000000000003,"OPSD (2018)",430,{"$f":"(1-VLOOKUP(R185,Start!$H$33:$I$40,2,FALSE)/100)*W185","v":374.1},{"$f":"VLOOKUP(Q185,Start!$C$9:$D$15,2,FALSE)+VLOOKUP(Q185,Start!$C$23:$D$29,2,FALSE)","v":14.07},{"$f":"(Y185/U185)+Start!$D$19*(VLOOKUP(Q185,Start!$M$33:$N$39,2,FALSE)/U185)+VLOOKUP(R185,Start!$C$33:$D$40,2,FALSE)","v":33.359801053020142}]
[null,null,"Ja","BNA0556a","Cargill Deutschland GmbH","KWK-Anlage Krefeld DT",47809,"Krefeld","Düsseldorfer Str. 191","Nordrhein-Westfalen","Dampfturbine","01.07.1999","Erdgas",null,null,"Erdgas","Erdgas","GuD","Steam turbine","OPSD (2018)",0.38390000000000002,"OPSD (2018)",25.8,{"$f":"(1-VLOOKUP(R186,Start!$H$33:$I$40,2,FALSE)/100)*W186","v":22.446000000000002},{"$f":"VLOOKUP(Q186,Start!$C$9:$D$15,2,FALSE)+VLOOKUP(Q186,Start!$C$23:$D$29,2,FALSE)","v":14.07},{"$f":"(Y186/U186)+Start!$D$19*(VLOOKUP(Q186,Start!$M$33:$N$39,2,FALSE)/U186)+VLOOKUP(R186,Start!$C$33:$D$40,2,FALSE)","v":51.169421542674023}]
[null,null,"Ja","BNA0556b","Cargill Deutschland GmbH","KWK-Anlage Krefeld VM",47809,"Krefeld","Düsseldorfer Str. 191","Nordrhein-Westfalen","Gasmotor (Dieselgenerator)","01.07.1999","Erdgas",null,"Heizöl El","Erdgas","Erdgas","GuD","Combustion Engine","OPSD (2018)",0.44059999999999999,"OPSD (2018)",14,{"$f":"(1-VLOOKUP(R187,Start!$H$33:$I$40,2,FALSE)/100)*W187","v":12.18},{"$f":"VLOOKUP(Q187,Start!$C$9:$D$15,2,FALSE)+VLOOKUP(Q187,Start!$C$23:$D$29,2,FALSE)","v":14.07},{"$f":"(Y187/U187)+Start!$D$19*(VLOOKUP(Q187,Start!$M$33:$N$39,2,FALSE)/U187)+VLOOKUP(R187,Start!$C$33:$D$40,2,FALSE)","v":44.777555447645383}]
[null,null,"Ja","BNA0557a","Currenta GmbH & Co. OHG","Kraftwerk L 57",47812,"Krefeld-Uerdingen","CHEMPARK, Geb. L 57","Nordrhein-Westfalen",null,"01.01.1957","Mehrere Energieträger","Steinkohle","Erdgas, Braunkohle, Produktionsrückstände","Steinkohle","Steinkohle","Steinkohle","Steam turbine","OPSD (2018)",0.3175,"OPSD (2018)",26,{"$f":"(1-VLOOKUP(R188,Start!$H$33:$I$40,2,FALSE)/100)*W188","v":20.54},{"$f":"VLOOKUP(Q188,Start!$C$9:$D$15,2,FALSE)+VLOOKUP(Q188,Start!$C$23:$D$29,2,FALSE)","v":9.17},{"$f":"(Y188/U188)+Start!$D$19*(VLOOKUP(Q188,Start!$M$33:$N$39,2,FALSE)/U188)+VLOOKUP(R188,Start!$C$33:$D$40,2,FALSE)","v":56.57522456204601}]
[null,null,"Ja","BNA0557b","Currenta GmbH & Co. OHG","Kraftwerk N 230",47812,"Krefeld-Uerdingen","CHEMPARK, Geb. N 230","Nordrhein-Westfalen",null,"01.01.1971","Mehrere Energieträger","Steinkohle","Erdgas, Produktionsrückstände","Steinkohle","Steinkohle","Steinkohle","Steam turbine","OPSD (2018)",0.35249999999999998,"OPSD (2018)",110,{"$f":"(1-VLOOKUP(R189,Start!$H$33:$I$40,2,FALSE)/100)*W189","v":86.9},{"$f":"VLOOKUP(Q189,Start!$C$9:$D$15,2,FALSE)+VLOOKUP(Q189,Start!$C$23:$D$29,2,FALSE)","v":9.17},{"$f":"(Y189/U189)+Start!$D$19*(VLOOKUP(Q189,Start!$M$33:$N$39,2,FALSE)/U189)+VLOOKUP(R189,Start!$C$33:$D$40,2,FALSE)","v":51.086904392764851}]
[null,null,"Ja","BNA0574a","Statkraft Markets GmbH","Landesbergen Gas",31628,"Landesbergen",null,"Niedersachsen","Gasturbine","01.01.1973","Erdgas",null,null,"Erdgas","Erdgas","Gasturbine","Gas turbine","OPSD (2018)",0.30980000000000002,"OPSD (2018)",56,{"$f":"(1-VLOOKUP(R190,Start!$H$33:$I$40,2,FALSE)/100)*W190","v":48.72},{"$f":"VLOOKUP(Q190,Start!$C$9:$D$15,2,FALSE)+VLOOKUP(Q190,Start!$C$23:$D$29,2,FALSE)","v":14.07},{"$f":"(Y190/U190)+Start!$D$19*(VLOOKUP(Q190,Start!$M$33:$N$39,2,FALSE)/U190)+VLOOKUP(R190,Start!$C$33:$D$40,2,FALSE)","v":62.549680213791333}]
[null,null,"Ja","BNA0588","Stadtwerke Leipzig GmbH","Heizkraftwerk Leipzig-Nord",4105,"Leipzig",null,"Sachsen",null,"15.02.1996","Mehrere Energieträger","Erdgas","leichtes Heizöl","Erdgas","Erdgas","GuD","Combined cycle","OPSD (2018)",0.58499999999999996,"OPSD (2018)",167,{"$f":"(1-VLOOKUP(R191,Start!$H$33:$I$40,2,FALSE)/100)*W191","v":145.29},{"$f":"VLOOKUP(Q191,Start!$C$9:$D$15,2,FALSE)+VLOOKUP(Q191,Start!$C$23:$D$29,2,FALSE)","v":14.07},{"$f":"(Y191/U191)+Start!$D$19*(VLOOKUP(Q191,Start!$M$33:$N$39,2,FALSE)/U191)+VLOOKUP(R191,Start!$C$33:$D$40,2,FALSE)","v":34.095027231166767}]
[null,null,"Ja","BNA0590","MVV Energie AG","TREA Leuna",6237,"Leuna","An der B91","Sachsen-Anhalt","Linie 1","26.08.2005","Abfall",null,null,"Abfall","Abfall","Abfall","Steam turbine","OPSD (2018)",0.33,"OPSD (2018)",16.25,{"$f":"(1-VLOOKUP(R192,Start!$H$33:$I$40,2,FALSE)/100)*W192","v":13.8125},{"$f":"VLOOKUP(Q192,Start!$C$9:$D$15,2,FALSE)+VLOOKUP(Q192,Start!$C$23:$D$29,2,FALSE)","v":0},{"$f":"(Y192/U192)+Start!$D$19*(VLOOKUP(Q192,Start!$M$33:$N$39,2,FALSE)/U192)+VLOOKUP(R192,Start!$C$33:$D$40,2,FALSE)","v":1}]
[null,null,"Ja","BNA0591","MVV Energie AG","TREA Leuna",6237,"Leuna","An der B91","Sachsen-Anhalt","Linie 2","19.06.2007","Abfall",null,null,"Abfall","Abfall","Abfall","Steam turbine","OPSD (2018)",0.33,"OPSD (2018)",16.25,{"$f":"(1-VLOOKUP(R193,Start!$H$33:$I$40,2,FALSE)/100)*W193","v":13.8125},{"$f":"VLOOKUP(Q193,Start!$C$9:$D$15,2,FALSE)+VLOOKUP(Q193,Start!$C$23:$D$29,2,FALSE)","v":0},{"$f":"(Y193/U193)+Start!$D$19*(VLOOKUP(Q193,Start!$M$33:$N$39,2,FALSE)/U193)+VLOOKUP(R193,Start!$C$33:$D$40,2,FALSE)","v":1}]
[null,null,"Ja","BNA0592","InfraLeuna GmbH","GuD Leuna",6237,"Leuna",null,"Sachsen-Anhalt",null,"01.10.1998","Erdgas",null,null,"Erdgas","Erdgas","GuD","Combined cycle","OPSD (2018)",0.53100000000000003,"OPSD (2018)",39,{"$f":"(1-VLOOKUP(R194,Start!$H$33:$I$40,2,FALSE)/100)*W194","v":33.93},{"$f":"VLOOKUP(Q194,Start!$C$9:$D$15,2,FALSE)+VLOOKUP(Q194,Start!$C$23:$D$29,2,FALSE)","v":14.07},{"$f":"(Y194/U194)+Start!$D$19*(VLOOKUP(Q194,Start!$M$33:$N$39,2,FALSE)/U194)+VLOOKUP(R194,Start!$C$33:$D$40,2,FALSE)","v":37.409775763149824}]
[null,null,"Ja","BNA0593","InfraLeuna GmbH","ILK-GuD",6237,"Leuna",null,"Sachsen-Anhalt","GT1","01.07.1994","Erdgas",null,null,"Erdgas","Erdgas","GuD","Combined cycle","OPSD (2018)",0.51300000000000001,"OPSD (2018)",35,{"$f":"(1-VLOOKUP(R195,Start!$H$33:$I$40,2,FALSE)/100)*W195","v":30.45},{"$f":"VLOOKUP(Q195,Start!$C$9:$D$15,2,FALSE)+VLOOKUP(Q195,Start!$C$23:$D$29,2,FALSE)","v":14.07},{"$f":"(Y195/U195)+Start!$D$19*(VLOOKUP(Q195,Start!$M$33:$N$39,2,FALSE)/U195)+VLOOKUP(R195,Start!$C$33:$D$40,2,FALSE)","v":38.669767895190169}]
[null,null,"Ja","BNA0594","TOTAL Raffinerie Mitteldeutschland GmbH","ILK-GuD",6237,"Leuna",null,"Sachsen-Anhalt","GT2","01.07.1994","Erdgas",null,null,"Erdgas","Erdgas","GuD","Combined cycle","OPSD (2018)",0.51300000000000001,"OPSD (2018)",35,{"$f":"(1-VLOOKUP(R196,Start!$H$33:$I$40,2,FALSE)/100)*W196","v":30.45},{"$f":"VLOOKUP(Q196,Start!$C$9:$D$15,2,FALSE)+VLOOKUP(Q196,Start!$C$23:$D$29,2,FALSE)","v":14.07},{"$f":"(Y196/U196)+Start!$D$19*(VLOOKUP(Q196,Start!$M$33:$N$39,2,FALSE)/U196)+VLOOKUP(R196,Start!$C$33:$D$40,2,FALSE)","v":38.669767895190169}]
[null,null,"Ja","BNA0595","InfraLeuna GmbH","ILK-GuD",6237,"Leuna",null,"Sachsen-Anhalt","GT3","01.07.1994","Erdgas",null,null,"Erdgas","Erdgas","GuD","Combined cycle","OPSD (2018)",0.51300000000000001,"OPSD (2018)",37,{"$f":"(1-VLOOKUP(R197,Start!$H$33:$I$40,2,FALSE)/100)*W197","v":32.19},{"$f":"VLOOKUP(Q197,Start!$C$9:$D$15,2,FALSE)+VLOOKUP(Q197,Start!$C$23:$D$29,2,FALSE)","v":14.07},{"$f":"(Y197/U197)+Start!$D$19*(VLOOKUP(Q197,Start!$M$33:$N$39,2,FALSE)/U197)+VLOOKUP(R197,Start!$C$33:$D$40,2,FALSE)","v":38.669767895190169}]
[null,null,"Ja","BNA0596","TOTAL Raffinerie Mitteldeutschland GmbH","Raffineriekraftwerk",6237,"Leuna",null,"Sachsen-Anhalt",null,"01.01.1997","Mineralölprodukte",null,null,"Mineralölprodukte","Öl","Öl","Combined cycle","OPSD (2018)",0.38,"OPSD (2018)",92.5,{"$f":"(1-VLOOKUP(R198,Start!$H$33:$I$40,2,FALSE)/100)*W198","v":78.625},{"$f":"VLOOKUP(Q198,Start!$C$9:$D$15,2,FALSE)+VLOOKUP(Q198,Start!$C$23:$D$29,2,FALSE)","v":33.44},{"$f":"(Y198/U198)+Start!$D$19*(VLOOKUP(Q198,Start!$M$33:$N$39,2,FALSE)/U198)+VLOOKUP(R198,Start!$C$33:$D$40,2,FALSE)","v":107.32240718074254}]
[null,null,"Ja","BNA0597","InfraLeuna GmbH","ILK-GuD",6237,"Leuna",null,"Sachsen-Anhalt","DT1","01.07.1994","Sonstige Energieträger","Dampf",null,"Sonstige Energieträger\n(nicht erneuerbar)","Erdgas","GuD","Combined cycle","OPSD (2018)",0.495,"Annahme basierend auf DIW (2014)",8.6999999999999993,{"$f":"(1-VLOOKUP(R199,Start!$H$33:$I$40,2,FALSE)/100)*W199","v":7.5689999999999991},{"$f":"VLOOKUP(Q199,Start!$C$9:$D$15,2,FALSE)+VLOOKUP(Q199,Start!$C$23:$D$29,2,FALSE)","v":14.07},{"$f":"(Y199/U199)+Start!$D$19*(VLOOKUP(Q199,Start!$M$33:$N$39,2,FALSE)/U199)+VLOOKUP(R199,Start!$C$33:$D$40,2,FALSE)","v":40.021395818651627}]
[null,null,"Ja","BNA0598a","InfraLeuna GmbH","ILK-EKT",6237,"Leuna",null,"Sachsen-Anhalt","EKT","14.02.2000","Sonstige Energieträger","Dampf",null,"Sonstige Energieträger\n(nicht erneuerbar)","Erdgas","GuD","Steam turbine","OPSD (2018)",0.38500000000000001,"Annahme basierend auf DIW (2014)",14,{"$f":"(1-VLOOKUP(R200,Start!$H$33:$I$40,2,FALSE)/100)*W200","v":12.18},{"$f":"VLOOKUP(Q200,Start!$C$9:$D$15,2,FALSE)+VLOOKUP(Q200,Start!$C$23:$D$29,2,FALSE)","v":14.07},{"$f":"(Y200/U200)+Start!$D$19*(VLOOKUP(Q200,Start!$M$33:$N$39,2,FALSE)/U200)+VLOOKUP(R200,Start!$C$33:$D$40,2,FALSE)","v":51.027508909694959}]
[null,null,"Ja","BNA0598b","InfraLeuna GmbH","ILK-GuD",6237,"Leuna",null,"Sachsen-Anhalt","KT1","30.04.2010","Sonstige Energieträger","Dampf",null,"Sonstige Energieträger\n(nicht erneuerbar)","Erdgas","GuD","Combined cycle","OPSD (2018)",0.58499999999999996,"Annahme basierend auf DIW (2014)",20,{"$f":"(1-VLOOKUP(R201,Start!$H$33:$I$40,2,FALSE)/100)*W201","v":17.399999999999999},{"$f":"VLOOKUP(Q201,Start!$C$9:$D$15,2,FALSE)+VLOOKUP(Q201,Start!$C$23:$D$29,2,FALSE)","v":14.07},{"$f":"(Y201/U201)+Start!$D$19*(VLOOKUP(Q201,Start!$M$33:$N$39,2,FALSE)/U201)+VLOOKUP(R201,Start!$C$33:$D$40,2,FALSE)","v":34.095027231166767}]
[null,null,"Ja","BNA0599","AVEA Entsorgungsbetriebe GmbH & Co. KG",null,51373,"Leverkusen",null,"Nordrhein-Westfalen","entfällt","03.05.2011","Abfall",null,null,"Abfall","Abfall","Abfall","Steam turbine","https://www.avea.info/klimaschutz/strom/",0.33,"eigene Annahme",11.6,{"$f":"(1-VLOOKUP(R202,Start!$H$33:$I$40,2,FALSE)/100)*W202","v":9.86},{"$f":"VLOOKUP(Q202,Start!$C$9:$D$15,2,FALSE)+VLOOKUP(Q202,Start!$C$23:$D$29,2,FALSE)","v":0},{"$f":"(Y202/U202)+Start!$D$19*(VLOOKUP(Q202,Start!$M$33:$N$39,2,FALSE)/U202)+VLOOKUP(R202,Start!$C$33:$D$40,2,FALSE)","v":1}]
[null,null,"Ja","BNA0600a","Currenta GmbH & Co. OHG","X-Kraftwerk",51368,"Leverkusen","CHEMPARK, Geb. X 50","Nordrhein-Westfalen",null,"01.01.1981","Erdgas",null,null,"Erdgas","Erdgas","GuD","Steam turbine","OPSD (2018)",0.36409999999999998,"OPSD (2018)",25,{"$f":"(1-VLOOKUP(R203,Start!$H$33:$I$40,2,FALSE)/100)*W203","v":21.75},{"$f":"VLOOKUP(Q203,Start!$C$9:$D$15,2,FALSE)+VLOOKUP(Q203,Start!$C$23:$D$29,2,FALSE)","v":14.07},{"$f":"(Y203/U203)+Start!$D$19*(VLOOKUP(Q203,Start!$M$33:$N$39,2,FALSE)/U203)+VLOOKUP(R203,Start!$C$33:$D$40,2,FALSE)","v":53.87047769907322}]
[null,null,"Ja","BNA0600b","Currenta GmbH & Co. OHG","G-Kraftwerk",51368,"Leverkusen","CHEMPARK, Geb. G 22","Nordrhein-Westfalen",null,"01.01.1962","Mehrere Energieträger","Steinkohle","Erdgas, Braunkohle,  Produktionsrückstände","Steinkohle","Steinkohle","Steinkohle","Steam turbine","OPSD (2018)",0.33,"OPSD (2018)",103,{"$f":"(1-VLOOKUP(R204,Start!$H$33:$I$40,2,FALSE)/100)*W204","v":81.37},{"$f":"VLOOKUP(Q204,Start!$C$9:$D$15,2,FALSE)+VLOOKUP(Q204,Start!$C$23:$D$29,2,FALSE)","v":9.17},{"$f":"(Y204/U204)+Start!$D$19*(VLOOKUP(Q204,Start!$M$33:$N$39,2,FALSE)/U204)+VLOOKUP(R204,Start!$C$33:$D$40,2,FALSE)","v":54.481466055907902}]
[null,null,"Ja","BNA0602","RWE Generation SE","Emsland",49811,"Lingen",null,"Niedersachsen","C1","01.01.1974","Erdgas",null,null,"Erdgas","Erdgas","GuD","Combined cycle","OPSD (2018)",0.42299999999999999,"OPSD (2018)",116,{"$f":"(1-VLOOKUP(R205,Start!$H$33:$I$40,2,FALSE)/100)*W205","v":100.92},{"$f":"VLOOKUP(Q205,Start!$C$9:$D$15,2,FALSE)+VLOOKUP(Q205,Start!$C$23:$D$29,2,FALSE)","v":14.07},{"$f":"(Y205/U205)+Start!$D$19*(VLOOKUP(Q205,Start!$M$33:$N$39,2,FALSE)/U205)+VLOOKUP(R205,Start!$C$33:$D$40,2,FALSE)","v":46.578229149485949}]
[null,null,"Ja","BNA0603","RWE Generation SE","Emsland",49811,"Lingen",null,"Niedersachsen","B1","01.01.1973","Erdgas",null,null,"Erdgas","Erdgas","GuD","Combined cycle","OPSD (2018)",0.41849999999999998,"OPSD (2018)",116,{"$f":"(1-VLOOKUP(R206,Start!$H$33:$I$40,2,FALSE)/100)*W206","v":100.92},{"$f":"VLOOKUP(Q206,Start!$C$9:$D$15,2,FALSE)+VLOOKUP(Q206,Start!$C$23:$D$29,2,FALSE)","v":14.07},{"$f":"(Y206/U206)+Start!$D$19*(VLOOKUP(Q206,Start!$M$33:$N$39,2,FALSE)/U206)+VLOOKUP(R206,Start!$C$33:$D$40,2,FALSE)","v":47.062941290878271}]
[null,null,"Ja","BNA0604","RWE Generation SE","Emsland",49811,"Lingen",null,"Niedersachsen","B2","01.01.1973","Erdgas",null,null,"Erdgas","Erdgas","GuD","Combined cycle","OPSD (2018)",0.41849999999999998,"OPSD (2018)",359,{"$f":"(1-VLOOKUP(R207,Start!$H$33:$I$40,2,FALSE)/100)*W207","v":312.33},{"$f":"VLOOKUP(Q207,Start!$C$9:$D$15,2,FALSE)+VLOOKUP(Q207,Start!$C$23:$D$29,2,FALSE)","v":14.07},{"$f":"(Y207/U207)+Start!$D$19*(VLOOKUP(Q207,Start!$M$33:$N$39,2,FALSE)/U207)+VLOOKUP(R207,Start!$C$33:$D$40,2,FALSE)","v":47.062941290878271}]
[null,null,"Ja","BNA0605","RWE Generation SE","Emsland",49811,"Lingen",null,"Niedersachsen","C2","01.01.1974","Erdgas",null,null,"Erdgas","Erdgas","GuD","Combined cycle","OPSD (2018)",0.42299999999999999,"OPSD (2018)",359,{"$f":"(1-VLOOKUP(R208,Start!$H$33:$I$40,2,FALSE)/100)*W208","v":312.33},{"$f":"VLOOKUP(Q208,Start!$C$9:$D$15,2,FALSE)+VLOOKUP(Q208,Start!$C$23:$D$29,2,FALSE)","v":14.07},{"$f":"(Y208/U208)+Start!$D$19*(VLOOKUP(Q208,Start!$M$33:$N$39,2,FALSE)/U208)+VLOOKUP(R208,Start!$C$33:$D$40,2,FALSE)","v":46.578229149485949}]
[null,null,"Ja","BNA0606","RWE Generation SE","Emsland",49811,"Lingen",null,"Niedersachsen","D","07.09.2010","Erdgas",null,null,"Erdgas","Erdgas","GuD","Combined cycle","OPSD (2018)",0.58499999999999996,"OPSD (2018)",887,{"$f":"(1-VLOOKUP(R209,Start!$H$33:$I$40,2,FALSE)/100)*W209","v":771.68999999999994},{"$f":"VLOOKUP(Q209,Start!$C$9:$D$15,2,FALSE)+VLOOKUP(Q209,Start!$C$23:$D$29,2,FALSE)","v":14.07},{"$f":"(Y209/U209)+Start!$D$19*(VLOOKUP(Q209,Start!$M$33:$N$39,2,FALSE)/U209)+VLOOKUP(R209,Start!$C$33:$D$40,2,FALSE)","v":34.095027231166767}]
[null,null,"Ja","BNA0607","RWE Power AG","Kernkraftwerk Emsland",49811,"Lingen",null,"Niedersachsen","KKE","19.04.1988","Kernenergie",null,null,"Kernenergie","Kernenergie","Kernenergie","Steam turbine","OPSD (2018)",0.33,"OPSD (2018)",1336,{"$f":"(1-VLOOKUP(R210,Start!$H$33:$I$40,2,FALSE)/100)*W210","v":1242.48},{"$f":"VLOOKUP(Q210,Start!$C$9:$D$15,2,FALSE)+VLOOKUP(Q210,Start!$C$23:$D$29,2,FALSE)","v":5.5},{"$f":"(Y210/U210)+Start!$D$19*(VLOOKUP(Q210,Start!$M$33:$N$39,2,FALSE)/U210)+VLOOKUP(R210,Start!$C$33:$D$40,2,FALSE)","v":17.866666666666664}]
[null,null,"Ja","BNA0614a","BASF SE","KW Mitte",67056,"Ludwigshafen","A 855","Rheinland-Pfalz","GT 1","29.02.1992","Erdgas",null,null,"Erdgas","Erdgas","Gasturbine","Gas turbine","OPSD (2018)",0.35920000000000002,"OPSD (2018)",47,{"$f":"(1-VLOOKUP(R211,Start!$H$33:$I$40,2,FALSE)/100)*W211","v":40.89},{"$f":"VLOOKUP(Q211,Start!$C$9:$D$15,2,FALSE)+VLOOKUP(Q211,Start!$C$23:$D$29,2,FALSE)","v":14.07},{"$f":"(Y211/U211)+Start!$D$19*(VLOOKUP(Q211,Start!$M$33:$N$39,2,FALSE)/U211)+VLOOKUP(R211,Start!$C$33:$D$40,2,FALSE)","v":54.084885663230949}]
[null,null,"Ja","BNA0614b","BASF SE","Kraftwerk Mitte",67056,"Ludwigshafen","A 800","Rheinland-Pfalz","GUD A 800 \nGT 11, GT 12, DT 10","12.05.2005","Erdgas",null,null,"Erdgas","Erdgas","GuD","Combined cycle","OPSD (2018)",0.5625,"OPSD (2018)",497.5,{"$f":"(1-VLOOKUP(R212,Start!$H$33:$I$40,2,FALSE)/100)*W212","v":432.82499999999999},{"$f":"VLOOKUP(Q212,Start!$C$9:$D$15,2,FALSE)+VLOOKUP(Q212,Start!$C$23:$D$29,2,FALSE)","v":14.07},{"$f":"(Y212/U212)+Start!$D$19*(VLOOKUP(Q212,Start!$M$33:$N$39,2,FALSE)/U212)+VLOOKUP(R212,Start!$C$33:$D$40,2,FALSE)","v":35.398828320413436}]
[null,null,"Ja","BNA0615","BASF SE","Kraftwerk Süd",67056,"Ludwigshafen","C 200","Rheinland-Pfalz","GUD C 200\nGT 1, GT 2, DT 1","14.07.1997","Erdgas",null,null,"Erdgas","Erdgas","GuD","Combined cycle","OPSD (2018)",0.52649999999999997,"OPSD (2018)",410,{"$f":"(1-VLOOKUP(R213,Start!$H$33:$I$40,2,FALSE)/100)*W213","v":356.7},{"$f":"VLOOKUP(Q213,Start!$C$9:$D$15,2,FALSE)+VLOOKUP(Q213,Start!$C$23:$D$29,2,FALSE)","v":14.07},{"$f":"(Y213/U213)+Start!$D$19*(VLOOKUP(Q213,Start!$M$33:$N$39,2,FALSE)/U213)+VLOOKUP(R213,Start!$C$33:$D$40,2,FALSE)","v":37.716696923518633}]
[null,null,"Ja","BNA0616b","BASF SE","Kraftwerk Nord",67056,"Ludwigshafen","S 300","Rheinland-Pfalz","S 300\nVT 1, VT 2, NT 7","11.05.1964","Mehrere Energieträger","gasförmig","flüssig, Erdgas, (Öl)","Sonstige Energieträger\n(nicht erneuerbar)","Erdgas","GuD","Combined cycle","OPSD (2018)",0.45,"Annahme basierend auf DIW (2014)",87.5,{"$f":"(1-VLOOKUP(R214,Start!$H$33:$I$40,2,FALSE)/100)*W214","v":76.125},{"$f":"VLOOKUP(Q214,Start!$C$9:$D$15,2,FALSE)+VLOOKUP(Q214,Start!$C$23:$D$29,2,FALSE)","v":14.07},{"$f":"(Y214/U214)+Start!$D$19*(VLOOKUP(Q214,Start!$M$33:$N$39,2,FALSE)/U214)+VLOOKUP(R214,Start!$C$33:$D$40,2,FALSE)","v":43.873535400516786}]
[null,null,"Ja","BNA0622","Müllheizkraftwerk Rothensee GmbH","MHKW Rothensee",39126,"Magdeburg",null,"Sachsen-Anhalt","Block 1","17.07.2005","Abfall","Abfall, \nbiol. abbaubarer Anteil von Abfällen aus Haushalten und Industrie",null,"Abfall","Abfall","Abfall","Steam turbine","OPSD (2018)",0.33,"OPSD (2018)",29.2,{"$f":"(1-VLOOKUP(R215,Start!$H$33:$I$40,2,FALSE)/100)*W215","v":24.82},{"$f":"VLOOKUP(Q215,Start!$C$9:$D$15,2,FALSE)+VLOOKUP(Q215,Start!$C$23:$D$29,2,FALSE)","v":0},{"$f":"(Y215/U215)+Start!$D$19*(VLOOKUP(Q215,Start!$M$33:$N$39,2,FALSE)/U215)+VLOOKUP(R215,Start!$C$33:$D$40,2,FALSE)","v":1}]
[null,null,"Ja","BNA0623","Müllheizkraftwerk Rothensee GmbH","MHKW Rothensee",39126,"Magdeburg",null,"Sachsen-Anhalt","Block 2","08.09.2006","Abfall","Abfall, \nbiol. abbaubarer Anteil von Abfällen aus Haushalten und Industrie",null,"Abfall","Abfall","Abfall","Steam turbine","OPSD (2018)",0.33,"OPSD (2018)",29.2,{"$f":"(1-VLOOKUP(R216,Start!$H$33:$I$40,2,FALSE)/100)*W216","v":24.82},{"$f":"VLOOKUP(Q216,Start!$C$9:$D$15,2,FALSE)+VLOOKUP(Q216,Start!$C$23:$D$29,2,FALSE)","v":0},{"$f":"(Y216/U216)+Start!$D$19*(VLOOKUP(Q216,Start!$M$33:$N$39,2,FALSE)/U216)+VLOOKUP(R216,Start!$C$33:$D$40,2,FALSE)","v":1}]
[null,null,"Ja","BNA0626","Kraftwerke Mainz-Wiesbaden AG","Kraftwerk Mainz",55120,"Mainz",null,"Rheinland-Pfalz","KW3","23.05.2000","Erdgas",null,null,"Erdgas","Erdgas","GuD","Combined cycle","OPSD (2018)",0.54,"OPSD (2018)",434.2,{"$f":"(1-VLOOKUP(R217,Start!$H$33:$I$40,2,FALSE)/100)*W217","v":377.75399999999996},{"$f":"VLOOKUP(Q217,Start!$C$9:$D$15,2,FALSE)+VLOOKUP(Q217,Start!$C$23:$D$29,2,FALSE)","v":14.07},{"$f":"(Y217/U217)+Start!$D$19*(VLOOKUP(Q217,Start!$M$33:$N$39,2,FALSE)/U217)+VLOOKUP(R217,Start!$C$33:$D$40,2,FALSE)","v":36.811279500430658}]
[null,null,"Ja","BNA0640","MVV Energie AG","HKW Mannheim",68169,"Mannheim","Otto-Hahn-Straße 1","Baden-Württemberg","Turbine 3","13.10.2006","Abfall",null,null,"Abfall","Abfall","Abfall","Steam turbine","OPSD (2018)",0.33,"OPSD (2018)",8.65,{"$f":"(1-VLOOKUP(R218,Start!$H$33:$I$40,2,FALSE)/100)*W218","v":7.3525},{"$f":"VLOOKUP(Q218,Start!$C$9:$D$15,2,FALSE)+VLOOKUP(Q218,Start!$C$23:$D$29,2,FALSE)","v":0},{"$f":"(Y218/U218)+Start!$D$19*(VLOOKUP(Q218,Start!$M$33:$N$39,2,FALSE)/U218)+VLOOKUP(R218,Start!$C$33:$D$40,2,FALSE)","v":1}]
[null,null,"Ja","BNA0641a","MVV Energie AG","HKW Mannheim",68169,"Mannheim","Otto-Hahn-Straße 1","Baden-Württemberg","Turbine 60","07.01.2010","Abfall",null,"Erdgas (für An- und Abfahrvorgänge)","Abfall","Abfall","Abfall","Steam turbine","OPSD (2018)",0.33,"OPSD (2018)",22.1,{"$f":"(1-VLOOKUP(R219,Start!$H$33:$I$40,2,FALSE)/100)*W219","v":18.785},{"$f":"VLOOKUP(Q219,Start!$C$9:$D$15,2,FALSE)+VLOOKUP(Q219,Start!$C$23:$D$29,2,FALSE)","v":0},{"$f":"(Y219/U219)+Start!$D$19*(VLOOKUP(Q219,Start!$M$33:$N$39,2,FALSE)/U219)+VLOOKUP(R219,Start!$C$33:$D$40,2,FALSE)","v":1}]
[null,null,"Ja","BNA0641b","MVV Energie AG","HKW Mannheim",68169,"Mannheim","Otto-Hahn-Straße 1","Baden-Württemberg","Turbine D.0","13.08.2012","Abfall",null,null,"Abfall","Abfall","Abfall","Steam turbine","OPSD (2018)",0.33,"OPSD (2018)",5.37,{"$f":"(1-VLOOKUP(R220,Start!$H$33:$I$40,2,FALSE)/100)*W220","v":4.5644999999999998},{"$f":"VLOOKUP(Q220,Start!$C$9:$D$15,2,FALSE)+VLOOKUP(Q220,Start!$C$23:$D$29,2,FALSE)","v":0},{"$f":"(Y220/U220)+Start!$D$19*(VLOOKUP(Q220,Start!$M$33:$N$39,2,FALSE)/U220)+VLOOKUP(R220,Start!$C$33:$D$40,2,FALSE)","v":1}]
[null,null,"Ja","BNA0641c","MVV Energie AG","HKW Mannheim",68169,"Mannheim","Otto-Hahn-Straße 1","Baden-Württemberg","Turbine E.0","14.06.2012","Abfall",null,null,"Abfall","Abfall","Abfall","Steam turbine","OPSD (2018)",0.33,"OPSD (2018)",3.88,{"$f":"(1-VLOOKUP(R221,Start!$H$33:$I$40,2,FALSE)/100)*W221","v":3.298},{"$f":"VLOOKUP(Q221,Start!$C$9:$D$15,2,FALSE)+VLOOKUP(Q221,Start!$C$23:$D$29,2,FALSE)","v":0},{"$f":"(Y221/U221)+Start!$D$19*(VLOOKUP(Q221,Start!$M$33:$N$39,2,FALSE)/U221)+VLOOKUP(R221,Start!$C$33:$D$40,2,FALSE)","v":1}]
[null,null,"Ja","BNA0644","Grosskraftwerk Mannheim AG","GKM ",68199,"Mannheim","Marguerrestraße 1","Baden-Württemberg","Block 6","26.12.2005","Steinkohle",null,null,"Steinkohle","Steinkohle","Steinkohle","Steam turbine","OPSD (2018)",0.4375,"OPSD (2018)",255,{"$f":"(1-VLOOKUP(R222,Start!$H$33:$I$40,2,FALSE)/100)*W222","v":201.45000000000002},{"$f":"VLOOKUP(Q222,Start!$C$9:$D$15,2,FALSE)+VLOOKUP(Q222,Start!$C$23:$D$29,2,FALSE)","v":9.17},{"$f":"(Y222/U222)+Start!$D$19*(VLOOKUP(Q222,Start!$M$33:$N$39,2,FALSE)/U222)+VLOOKUP(R222,Start!$C$33:$D$40,2,FALSE)","v":41.414020110741966}]
[null,null,"Ja","BNA0645","Grosskraftwerk Mannheim AG","GKM ",68199,"Mannheim","Marguerrestraße 1","Baden-Württemberg","Block 7","01.11.1982","Steinkohle",null,null,"Steinkohle","Steinkohle","Steinkohle","Steam turbine","OPSD (2018)",0.38,"OPSD (2018)",425,{"$f":"(1-VLOOKUP(R223,Start!$H$33:$I$40,2,FALSE)/100)*W223","v":335.75},{"$f":"VLOOKUP(Q223,Start!$C$9:$D$15,2,FALSE)+VLOOKUP(Q223,Start!$C$23:$D$29,2,FALSE)","v":9.17},{"$f":"(Y223/U223)+Start!$D$19*(VLOOKUP(Q223,Start!$M$33:$N$39,2,FALSE)/U223)+VLOOKUP(R223,Start!$C$33:$D$40,2,FALSE)","v":47.483904732762127}]
[null,null,"Ja","BNA0646a","Grosskraftwerk Mannheim AG","GKM ",68199,"Mannheim","Marguerrestraße 1","Baden-Württemberg","Block 8","05.04.1993","Steinkohle",null,null,"Steinkohle","Steinkohle","Steinkohle","Steam turbine","OPSD (2018)",0.40749999999999997,"OPSD (2018)",435,{"$f":"(1-VLOOKUP(R224,Start!$H$33:$I$40,2,FALSE)/100)*W224","v":343.65000000000003},{"$f":"VLOOKUP(Q224,Start!$C$9:$D$15,2,FALSE)+VLOOKUP(Q224,Start!$C$23:$D$29,2,FALSE)","v":9.17},{"$f":"(Y224/U224)+Start!$D$19*(VLOOKUP(Q224,Start!$M$33:$N$39,2,FALSE)/U224)+VLOOKUP(R224,Start!$C$33:$D$40,2,FALSE)","v":44.367199505397814}]
[null,null,"Ja","BNA0646b","Grosskraftwerk Mannheim AG","GKM ",68199,"Mannheim","Marguerrestraße 1","Baden-Württemberg","Block 9","02.05.2015","Steinkohle",null,null,"Steinkohle","Steinkohle","Steinkohle","Steam turbine","OPSD (2018)",0.46250000000000002,"OPSD (2018)",843,{"$f":"(1-VLOOKUP(R225,Start!$H$33:$I$40,2,FALSE)/100)*W225","v":665.97},{"$f":"VLOOKUP(Q225,Start!$C$9:$D$15,2,FALSE)+VLOOKUP(Q225,Start!$C$23:$D$29,2,FALSE)","v":9.17},{"$f":"(Y225/U225)+Start!$D$19*(VLOOKUP(Q225,Start!$M$33:$N$39,2,FALSE)/U225)+VLOOKUP(R225,Start!$C$33:$D$40,2,FALSE)","v":39.245694699350501}]
[null,null,"Ja","BNA0658","Evonik Degussa GmbH","Kraftwerk III",45772,"Marl","Paul-Baumann-Str. 1","Nordrhein-Westfalen","Block 311","22.11.1973","Erdgas",null,null,"Erdgas","Erdgas","GuD","Combined cycle","OPSD (2018)",0.55349999999999999,"OPSD (2018)",61.13,{"$f":"(1-VLOOKUP(R226,Start!$H$33:$I$40,2,FALSE)/100)*W226","v":53.183100000000003},{"$f":"VLOOKUP(Q226,Start!$C$9:$D$15,2,FALSE)+VLOOKUP(Q226,Start!$C$23:$D$29,2,FALSE)","v":14.07},{"$f":"(Y226/U226)+Start!$D$19*(VLOOKUP(Q226,Start!$M$33:$N$39,2,FALSE)/U226)+VLOOKUP(R226,Start!$C$33:$D$40,2,FALSE)","v":35.950028780907957}]
[null,null,"Ja","BNA0660","Evonik Degussa GmbH","Kraftwerk I  ",45772,"Marl","Paul-Baumann-Str. 1","Nordrhein-Westfalen","Block 4 ","01.06.1971","Mehrere Energieträger","Steinkohle","Abfälle, Heizöl","Steinkohle","Steinkohle","Steinkohle","Combined cycle","OPSD (2018)",0.40949999999999998,"OPSD (2018)",55.56,{"$f":"(1-VLOOKUP(R227,Start!$H$33:$I$40,2,FALSE)/100)*W227","v":43.892400000000002},{"$f":"VLOOKUP(Q227,Start!$C$9:$D$15,2,FALSE)+VLOOKUP(Q227,Start!$C$23:$D$29,2,FALSE)","v":9.17},{"$f":"(Y227/U227)+Start!$D$19*(VLOOKUP(Q227,Start!$M$33:$N$39,2,FALSE)/U227)+VLOOKUP(R227,Start!$C$33:$D$40,2,FALSE)","v":44.156859092673045}]
[null,null,"Ja","BNA0662a","Evonik Degussa GmbH","Kraftwerk I ",45772,"Marl","Paul-Baumann-Str. 1","Nordrhein-Westfalen","Block 5 ","15.10.1983","Mehrere Energieträger","Steinkohle","Abfälle, Erdgas","Steinkohle","Steinkohle","Steinkohle","Combined cycle","OPSD (2018)",0.46350000000000002,"OPSD (2018)",68.400000000000006,{"$f":"(1-VLOOKUP(R228,Start!$H$33:$I$40,2,FALSE)/100)*W228","v":54.036000000000008},{"$f":"VLOOKUP(Q228,Start!$C$9:$D$15,2,FALSE)+VLOOKUP(Q228,Start!$C$23:$D$29,2,FALSE)","v":9.17},{"$f":"(Y228/U228)+Start!$D$19*(VLOOKUP(Q228,Start!$M$33:$N$39,2,FALSE)/U228)+VLOOKUP(R228,Start!$C$33:$D$40,2,FALSE)","v":39.163826965371328}]
[null,null,"Ja","BNA0662b","Evonik Degussa GmbH","Kraftwerk I",45772,"Marl","Paul-Baumann-Str. 1","Nordrhein-Westfalen","Dampfwirtschaft (6 Einzelturbinen)","12.08.1940","Mehrere Energieträger",null,null,"Mehrere Energieträger\n(nicht erneuerbar)","Sonstige","Sonstige","Combined cycle","OPSD (2018)",0.27,"OPSD (2018)",169.32,{"$f":"(1-VLOOKUP(R229,Start!$H$33:$I$40,2,FALSE)/100)*W229","v":143.922},{"$f":"VLOOKUP(Q229,Start!$C$9:$D$15,2,FALSE)+VLOOKUP(Q229,Start!$C$23:$D$29,2,FALSE)","v":33.14},{"$f":"(Y229/U229)+Start!$D$19*(VLOOKUP(Q229,Start!$M$33:$N$39,2,FALSE)/U229)+VLOOKUP(R229,Start!$C$33:$D$40,2,FALSE)","v":143.44944645420614}]
[null,null,"Ja","BNA0683a","SWM Services GmbH","Süd DT1",81371,"München",null,"Bayern",1,"08.10.1980","Erdgas",null,null,"Erdgas","Erdgas","GuD","Combined cycle","OPSD (2018)",0.45,"OPSD (2018)",79.7,{"$f":"(1-VLOOKUP(R230,Start!$H$33:$I$40,2,FALSE)/100)*W230","v":69.338999999999999},{"$f":"VLOOKUP(Q230,Start!$C$9:$D$15,2,FALSE)+VLOOKUP(Q230,Start!$C$23:$D$29,2,FALSE)","v":14.07},{"$f":"(Y230/U230)+Start!$D$19*(VLOOKUP(Q230,Start!$M$33:$N$39,2,FALSE)/U230)+VLOOKUP(R230,Start!$C$33:$D$40,2,FALSE)","v":43.873535400516786}]
[null,null,"Ja","BNA0683b","SWM Services GmbH","Süd GT3",81371,"München",null,"Bayern",1,"20.08.1980","Erdgas",null,null,"Erdgas","Erdgas","GuD","Combined cycle","OPSD (2018)",0.45,"OPSD (2018)",97.9,{"$f":"(1-VLOOKUP(R231,Start!$H$33:$I$40,2,FALSE)/100)*W231","v":85.173000000000002},{"$f":"VLOOKUP(Q231,Start!$C$9:$D$15,2,FALSE)+VLOOKUP(Q231,Start!$C$23:$D$29,2,FALSE)","v":14.07},{"$f":"(Y231/U231)+Start!$D$19*(VLOOKUP(Q231,Start!$M$33:$N$39,2,FALSE)/U231)+VLOOKUP(R231,Start!$C$33:$D$40,2,FALSE)","v":43.873535400516786}]
[null,null,"Ja","BNA0683c","SWM Services GmbH","Süd GT2",81371,"München",null,"Bayern",1,"22.07.1980","Erdgas",null,null,"Erdgas","Erdgas","GuD","Combined cycle","OPSD (2018)",0.45,"OPSD (2018)",97.9,{"$f":"(1-VLOOKUP(R232,Start!$H$33:$I$40,2,FALSE)/100)*W232","v":85.173000000000002},{"$f":"VLOOKUP(Q232,Start!$C$9:$D$15,2,FALSE)+VLOOKUP(Q232,Start!$C$23:$D$29,2,FALSE)","v":14.07},{"$f":"(Y232/U232)+Start!$D$19*(VLOOKUP(Q232,Start!$M$33:$N$39,2,FALSE)/U232)+VLOOKUP(R232,Start!$C$33:$D$40,2,FALSE)","v":43.873535400516786}]
[null,null,"Ja","BNA0684a","SWM Services GmbH","Süd GT 61",81371,"München",null,"Bayern",2,"30.09.2004","Erdgas",null,null,"Erdgas","Erdgas","GuD","Combined cycle","OPSD (2018)",0.55800000000000005,"OPSD (2018)",124.9,{"$f":"(1-VLOOKUP(R233,Start!$H$33:$I$40,2,FALSE)/100)*W233","v":108.66300000000001},{"$f":"VLOOKUP(Q233,Start!$C$9:$D$15,2,FALSE)+VLOOKUP(Q233,Start!$C$23:$D$29,2,FALSE)","v":14.07},{"$f":"(Y233/U233)+Start!$D$19*(VLOOKUP(Q233,Start!$M$33:$N$39,2,FALSE)/U233)+VLOOKUP(R233,Start!$C$33:$D$40,2,FALSE)","v":35.672205968158707}]
[null,null,"Ja","BNA0684b","SWM Services GmbH","Süd GT 62",81371,"München",null,"Bayern",2,"30.09.2004","Erdgas",null,null,"Erdgas","Erdgas","GuD","Combined cycle","OPSD (2018)",0.55800000000000005,"OPSD (2018)",123.9,{"$f":"(1-VLOOKUP(R234,Start!$H$33:$I$40,2,FALSE)/100)*W234","v":107.79300000000001},{"$f":"VLOOKUP(Q234,Start!$C$9:$D$15,2,FALSE)+VLOOKUP(Q234,Start!$C$23:$D$29,2,FALSE)","v":14.07},{"$f":"(Y234/U234)+Start!$D$19*(VLOOKUP(Q234,Start!$M$33:$N$39,2,FALSE)/U234)+VLOOKUP(R234,Start!$C$33:$D$40,2,FALSE)","v":35.672205968158707}]
[null,null,"Ja","BNA0684c","SWM Services GmbH","Süd DT60",81371,"München",null,"Bayern",2,"30.09.2004","Erdgas",null,null,"Erdgas","Erdgas","GuD","Combined cycle","OPSD (2018)",0.55800000000000005,"OPSD (2018)",127.6,{"$f":"(1-VLOOKUP(R235,Start!$H$33:$I$40,2,FALSE)/100)*W235","v":111.012},{"$f":"VLOOKUP(Q235,Start!$C$9:$D$15,2,FALSE)+VLOOKUP(Q235,Start!$C$23:$D$29,2,FALSE)","v":14.07},{"$f":"(Y235/U235)+Start!$D$19*(VLOOKUP(Q235,Start!$M$33:$N$39,2,FALSE)/U235)+VLOOKUP(R235,Start!$C$33:$D$40,2,FALSE)","v":35.672205968158707}]
[null,null,"Ja","BNA0685","Stadtwerke Münster GmbH","Heizkraftwerk Hafen",48145,"Münster",null,"Nordrhein-Westfalen","GuD","14.12.2005","Mehrere Energieträger","Erdgas","Heizöl","Erdgas","Erdgas","GuD","Combined cycle","OPSD (2018)",0.5625,"OPSD (2018)",104.14,{"$f":"(1-VLOOKUP(R236,Start!$H$33:$I$40,2,FALSE)/100)*W236","v":90.601799999999997},{"$f":"VLOOKUP(Q236,Start!$C$9:$D$15,2,FALSE)+VLOOKUP(Q236,Start!$C$23:$D$29,2,FALSE)","v":14.07},{"$f":"(Y236/U236)+Start!$D$19*(VLOOKUP(Q236,Start!$M$33:$N$39,2,FALSE)/U236)+VLOOKUP(R236,Start!$C$33:$D$40,2,FALSE)","v":35.398828320413436}]
[null,null,"Ja","BNA0686","EnBW Energie Baden-Württemberg AG","Gemeinschaftskernkraftwerk Neckarwestheim II",74382,"Neckarwestheim","Im Steinbruch","Baden-Württemberg","GKN II","15.04.1989","Kernenergie",null,null,"Kernenergie","Kernenergie","Kernenergie","Steam turbine","OPSD (2018)",0.33,"OPSD (2018)",1310,{"$f":"(1-VLOOKUP(R237,Start!$H$33:$I$40,2,FALSE)/100)*W237","v":1218.3},{"$f":"VLOOKUP(Q237,Start!$C$9:$D$15,2,FALSE)+VLOOKUP(Q237,Start!$C$23:$D$29,2,FALSE)","v":5.5},{"$f":"(Y237/U237)+Start!$D$19*(VLOOKUP(Q237,Start!$M$33:$N$39,2,FALSE)/U237)+VLOOKUP(R237,Start!$C$33:$D$40,2,FALSE)","v":17.866666666666664}]
[null,null,"Ja","BNA0688","Neubrandenburger Stadtwerke GmbH","GuD-HKW Neubrandenburg",17034,"Neubrandenburg",null,"Mecklenburg-Vorpommern",null,"16.05.1997","Mehrere Energieträger","Erdgas","HEL","Erdgas","Erdgas","GuD","Combined cycle","OPSD (2018)",0.52649999999999997,"OPSD (2018)",75,{"$f":"(1-VLOOKUP(R238,Start!$H$33:$I$40,2,FALSE)/100)*W238","v":65.25},{"$f":"VLOOKUP(Q238,Start!$C$9:$D$15,2,FALSE)+VLOOKUP(Q238,Start!$C$23:$D$29,2,FALSE)","v":14.07},{"$f":"(Y238/U238)+Start!$D$19*(VLOOKUP(Q238,Start!$M$33:$N$39,2,FALSE)/U238)+VLOOKUP(R238,Start!$C$33:$D$40,2,FALSE)","v":37.716696923518633}]
[null,null,"Ja","BNA0693","SWN Stadtwerke Neumünster GmbH","Heizkraftwerk NMS",24534,"Neumünster",null,"Schleswig-Holstein",null,"03.05.1974","Mehrere Energieträger","Abfall/Ersatzbrennstoff","Steinkohle/HEL/Erdgas","Sonstige Energieträger\n(nicht erneuerbar)","Abfall","Abfall","Steam turbine","OPSD (2018)",0.33,"eigene Annahme",53.6,{"$f":"(1-VLOOKUP(R239,Start!$H$33:$I$40,2,FALSE)/100)*W239","v":45.56},{"$f":"VLOOKUP(Q239,Start!$C$9:$D$15,2,FALSE)+VLOOKUP(Q239,Start!$C$23:$D$29,2,FALSE)","v":0},{"$f":"(Y239/U239)+Start!$D$19*(VLOOKUP(Q239,Start!$M$33:$N$39,2,FALSE)/U239)+VLOOKUP(R239,Start!$C$33:$D$40,2,FALSE)","v":1}]
[null,null,"Ja","BNA0696","RWE Power AG","Neurath",41517,"Grevenbroich-Neurath",null,"Nordrhein-Westfalen","A","14.10.1972","Braunkohle",null,null,"Braunkohle","Braunkohle","Braunkohle","Steam turbine","OPSD (2018)",0.33279999999999998,"OPSD (2018)",294,{"$f":"(1-VLOOKUP(R240,Start!$H$33:$I$40,2,FALSE)/100)*W240","v":258.72000000000003},{"$f":"VLOOKUP(Q240,Start!$C$9:$D$15,2,FALSE)+VLOOKUP(Q240,Start!$C$23:$D$29,2,FALSE)","v":3.1},{"$f":"(Y240/U240)+Start!$D$19*(VLOOKUP(Q240,Start!$M$33:$N$39,2,FALSE)/U240)+VLOOKUP(R240,Start!$C$33:$D$40,2,FALSE)","v":41.200943835718547}]
[null,null,"Ja","BNA0697","RWE Power AG","Neurath",41517,"Grevenbroich-Neurath",null,"Nordrhein-Westfalen","B","30.06.1972","Braunkohle",null,null,"Braunkohle","Braunkohle","Braunkohle","Steam turbine","OPSD (2018)",0.33279999999999998,"OPSD (2018)",294,{"$f":"(1-VLOOKUP(R241,Start!$H$33:$I$40,2,FALSE)/100)*W241","v":258.72000000000003},{"$f":"VLOOKUP(Q241,Start!$C$9:$D$15,2,FALSE)+VLOOKUP(Q241,Start!$C$23:$D$29,2,FALSE)","v":3.1},{"$f":"(Y241/U241)+Start!$D$19*(VLOOKUP(Q241,Start!$M$33:$N$39,2,FALSE)/U241)+VLOOKUP(R241,Start!$C$33:$D$40,2,FALSE)","v":41.200943835718547}]
[null,null,"Ja","BNA0699","RWE Power AG","Neurath",41517,"Grevenbroich-Neurath",null,"Nordrhein-Westfalen","D","24.06.1975","Braunkohle",null,null,"Braunkohle","Braunkohle","Braunkohle","Steam turbine","OPSD (2018)",0.34,"OPSD (2018)",607,{"$f":"(1-VLOOKUP(R242,Start!$H$33:$I$40,2,FALSE)/100)*W242","v":534.16},{"$f":"VLOOKUP(Q242,Start!$C$9:$D$15,2,FALSE)+VLOOKUP(Q242,Start!$C$23:$D$29,2,FALSE)","v":3.1},{"$f":"(Y242/U242)+Start!$D$19*(VLOOKUP(Q242,Start!$M$33:$N$39,2,FALSE)/U242)+VLOOKUP(R242,Start!$C$33:$D$40,2,FALSE)","v":40.364453260373907}]
[null,null,"Ja","BNA0700","RWE Power AG","Neurath",41517,"Grevenbroich-Neurath",null,"Nordrhein-Westfalen","E","22.02.1976","Braunkohle",null,null,"Braunkohle","Braunkohle","Braunkohle","Steam turbine","OPSD (2018)",0.34239999999999998,"OPSD (2018)",604,{"$f":"(1-VLOOKUP(R243,Start!$H$33:$I$40,2,FALSE)/100)*W243","v":531.52},{"$f":"VLOOKUP(Q243,Start!$C$9:$D$15,2,FALSE)+VLOOKUP(Q243,Start!$C$23:$D$29,2,FALSE)","v":3.1},{"$f":"(Y243/U243)+Start!$D$19*(VLOOKUP(Q243,Start!$M$33:$N$39,2,FALSE)/U243)+VLOOKUP(R243,Start!$C$33:$D$40,2,FALSE)","v":40.093440737520822}]
[null,null,"Ja","BNA0705","RWE Power AG","Niederaußem",50129,"Bergheim",null,"Nordrhein-Westfalen","D","31.05.1968","Braunkohle",null,null,"Braunkohle","Braunkohle","Braunkohle","Steam turbine","OPSD (2018)",0.32319999999999999,"OPSD (2018)",297,{"$f":"(1-VLOOKUP(R244,Start!$H$33:$I$40,2,FALSE)/100)*W244","v":261.36},{"$f":"VLOOKUP(Q244,Start!$C$9:$D$15,2,FALSE)+VLOOKUP(Q244,Start!$C$23:$D$29,2,FALSE)","v":3.1},{"$f":"(Y244/U244)+Start!$D$19*(VLOOKUP(Q244,Start!$M$33:$N$39,2,FALSE)/U244)+VLOOKUP(R244,Start!$C$33:$D$40,2,FALSE)","v":42.374239197175527}]
[null,null,"Ja","BNA0707","RWE Power AG","Niederaußem",50129,"Bergheim",null,"Nordrhein-Westfalen","H","16.09.1974","Braunkohle",null,null,"Braunkohle","Braunkohle","Braunkohle","Steam turbine","OPSD (2018)",0.42159999999999997,"OPSD (2018)",648,{"$f":"(1-VLOOKUP(R245,Start!$H$33:$I$40,2,FALSE)/100)*W245","v":570.24},{"$f":"VLOOKUP(Q245,Start!$C$9:$D$15,2,FALSE)+VLOOKUP(Q245,Start!$C$23:$D$29,2,FALSE)","v":3.1},{"$f":"(Y245/U245)+Start!$D$19*(VLOOKUP(Q245,Start!$M$33:$N$39,2,FALSE)/U245)+VLOOKUP(R245,Start!$C$33:$D$40,2,FALSE)","v":32.88101069384993}]
[null,null,"Ja","BNA0708","RWE Power AG","Niederaußem",50129,"Bergheim",null,"Nordrhein-Westfalen","G","23.10.1974","Braunkohle",null,null,"Braunkohle","Braunkohle","Braunkohle","Steam turbine","OPSD (2018)",0.41920000000000002,"OPSD (2018)",628,{"$f":"(1-VLOOKUP(R246,Start!$H$33:$I$40,2,FALSE)/100)*W246","v":552.64},{"$f":"VLOOKUP(Q246,Start!$C$9:$D$15,2,FALSE)+VLOOKUP(Q246,Start!$C$23:$D$29,2,FALSE)","v":3.1},{"$f":"(Y246/U246)+Start!$D$19*(VLOOKUP(Q246,Start!$M$33:$N$39,2,FALSE)/U246)+VLOOKUP(R246,Start!$C$33:$D$40,2,FALSE)","v":33.05952793064678}]
[null,null,"Ja","BNA0709","RWE Power AG","Niederaußem",50129,"Bergheim",null,"Nordrhein-Westfalen","K","30.08.2002","Braunkohle",null,null,"Braunkohle","Braunkohle","Braunkohle","Steam turbine","OPSD (2018)",0.40479999999999999,"OPSD (2018)",944,{"$f":"(1-VLOOKUP(R247,Start!$H$33:$I$40,2,FALSE)/100)*W247","v":830.72},{"$f":"VLOOKUP(Q247,Start!$C$9:$D$15,2,FALSE)+VLOOKUP(Q247,Start!$C$23:$D$29,2,FALSE)","v":3.1},{"$f":"(Y247/U247)+Start!$D$19*(VLOOKUP(Q247,Start!$M$33:$N$39,2,FALSE)/U247)+VLOOKUP(R247,Start!$C$33:$D$40,2,FALSE)","v":34.175084260195483}]
[null,null,"Ja","BNA0712","RWE Power AG","Niederaußem",50129,"Bergheim",null,"Nordrhein-Westfalen","C","27.06.1965","Braunkohle",null,null,"Braunkohle","Braunkohle","Braunkohle","Steam turbine","OPSD (2018)",0.316,"OPSD (2018)",295,{"$f":"(1-VLOOKUP(R248,Start!$H$33:$I$40,2,FALSE)/100)*W248","v":259.60000000000002},{"$f":"VLOOKUP(Q248,Start!$C$9:$D$15,2,FALSE)+VLOOKUP(Q248,Start!$C$23:$D$29,2,FALSE)","v":3.1},{"$f":"(Y248/U248)+Start!$D$19*(VLOOKUP(Q248,Start!$M$33:$N$39,2,FALSE)/U248)+VLOOKUP(R248,Start!$C$33:$D$40,2,FALSE)","v":43.300994014326363}]
[null,null,"Ja","BNA0714","RWE Power AG","Fortuna Nord",50129,"Bergheim",null,"Nordrhein-Westfalen","Fortuna Nord","01.01.1939","Braunkohle",null,null,"Braunkohle","Braunkohle","Braunkohle","Steam turbine","OPSD (2018)",0.25359999999999999,"OPSD (2018)",15,{"$f":"(1-VLOOKUP(R249,Start!$H$33:$I$40,2,FALSE)/100)*W249","v":13.2},{"$f":"VLOOKUP(Q249,Start!$C$9:$D$15,2,FALSE)+VLOOKUP(Q249,Start!$C$23:$D$29,2,FALSE)","v":3.1},{"$f":"(Y249/U249)+Start!$D$19*(VLOOKUP(Q249,Start!$M$33:$N$39,2,FALSE)/U249)+VLOOKUP(R249,Start!$C$33:$D$40,2,FALSE)","v":53.53720074340351}]
[null,null,"Ja","BNA0742","N-ERGIE AG","HKW Sandreuth",90441,"Nürnberg","Sandreuthstr. 51","Bayern","GuD 1","05.01.2005","Erdgas",null,null,"Erdgas","Erdgas","GuD","Combined cycle","OPSD (2018)",0.5625,"OPSD (2018)",75,{"$f":"(1-VLOOKUP(R250,Start!$H$33:$I$40,2,FALSE)/100)*W250","v":65.25},{"$f":"VLOOKUP(Q250,Start!$C$9:$D$15,2,FALSE)+VLOOKUP(Q250,Start!$C$23:$D$29,2,FALSE)","v":14.07},{"$f":"(Y250/U250)+Start!$D$19*(VLOOKUP(Q250,Start!$M$33:$N$39,2,FALSE)/U250)+VLOOKUP(R250,Start!$C$33:$D$40,2,FALSE)","v":35.398828320413436}]
[null,null,"Ja","BNA0743","N-ERGIE AG","HKW Sandreuth",90441,"Nürnberg","Sandreuthstr. 51","Bayern","GuD 2","05.01.2005","Erdgas",null,null,"Erdgas","Erdgas","GuD","Combined cycle","OPSD (2018)",0.5625,"OPSD (2018)",75,{"$f":"(1-VLOOKUP(R251,Start!$H$33:$I$40,2,FALSE)/100)*W251","v":65.25},{"$f":"VLOOKUP(Q251,Start!$C$9:$D$15,2,FALSE)+VLOOKUP(Q251,Start!$C$23:$D$29,2,FALSE)","v":14.07},{"$f":"(Y251/U251)+Start!$D$19*(VLOOKUP(Q251,Start!$M$33:$N$39,2,FALSE)/U251)+VLOOKUP(R251,Start!$C$33:$D$40,2,FALSE)","v":35.398828320413436}]
[null,null,"Ja","BNA0744","Uniper Kraftwerke GmbH ","Franken 1",90449,"Nürnberg",null,"Bayern",1,"01.01.1973","Mehrere Energieträger","Erdgas, HEL",null,"Erdgas","Erdgas","GuD","Combined cycle","OPSD (2018)",0.41849999999999998,"OPSD (2018)",383,{"$f":"(1-VLOOKUP(R252,Start!$H$33:$I$40,2,FALSE)/100)*W252","v":333.21},{"$f":"VLOOKUP(Q252,Start!$C$9:$D$15,2,FALSE)+VLOOKUP(Q252,Start!$C$23:$D$29,2,FALSE)","v":14.07},{"$f":"(Y252/U252)+Start!$D$19*(VLOOKUP(Q252,Start!$M$33:$N$39,2,FALSE)/U252)+VLOOKUP(R252,Start!$C$33:$D$40,2,FALSE)","v":47.062941290878271}]
[null,null,"Ja","BNA0745","Uniper Kraftwerke GmbH ","Franken 1",90449,"Nürnberg",null,"Bayern",2,"01.01.1976","Mehrere Energieträger","Erdgas, HEL",null,"Erdgas","Erdgas","GuD","Combined cycle","OPSD (2018)",0.432,"OPSD (2018)",440,{"$f":"(1-VLOOKUP(R253,Start!$H$33:$I$40,2,FALSE)/100)*W253","v":382.8},{"$f":"VLOOKUP(Q253,Start!$C$9:$D$15,2,FALSE)+VLOOKUP(Q253,Start!$C$23:$D$29,2,FALSE)","v":14.07},{"$f":"(Y253/U253)+Start!$D$19*(VLOOKUP(Q253,Start!$M$33:$N$39,2,FALSE)/U253)+VLOOKUP(R253,Start!$C$33:$D$40,2,FALSE)","v":45.639099375538322}]
[null,null,"Ja","BNA0746","N-ERGIE AG","HKW Sandreuth",90441,"Nürnberg","Sandreuthstr. 51","Bayern",null,"01.09.1996","Abfall","Abfall (Fremddampfbezug)","Erdgas/Öl","Abfall","Abfall","Abfall","Combined cycle","OPSD (2018)",0.33,"OPSD (2018)",18,{"$f":"(1-VLOOKUP(R254,Start!$H$33:$I$40,2,FALSE)/100)*W254","v":15.299999999999999},{"$f":"VLOOKUP(Q254,Start!$C$9:$D$15,2,FALSE)+VLOOKUP(Q254,Start!$C$23:$D$29,2,FALSE)","v":0},{"$f":"(Y254/U254)+Start!$D$19*(VLOOKUP(Q254,Start!$M$33:$N$39,2,FALSE)/U254)+VLOOKUP(R254,Start!$C$33:$D$40,2,FALSE)","v":1}]
[null,null,"Ja","BNA0750","GMVA Gemeinschafts-Müll-Verbrennungsanlage Niederrhein GmbH","GMVA Niederrhein",46049,"Oberhausen","Liricher Straße 121","Nordrhein-Westfalen","Ausspeisung 10/110kV (Turbine 2)","17.10.1991","Abfall","Abfall","Heizöl","Abfall","Abfall","Abfall","Steam turbine","OPSD (2018)",0.33,"OPSD (2018)",40.4,{"$f":"(1-VLOOKUP(R255,Start!$H$33:$I$40,2,FALSE)/100)*W255","v":34.339999999999996},{"$f":"VLOOKUP(Q255,Start!$C$9:$D$15,2,FALSE)+VLOOKUP(Q255,Start!$C$23:$D$29,2,FALSE)","v":0},{"$f":"(Y255/U255)+Start!$D$19*(VLOOKUP(Q255,Start!$M$33:$N$39,2,FALSE)/U255)+VLOOKUP(R255,Start!$C$33:$D$40,2,FALSE)","v":1}]
[null,null,"Ja","BNA0751","GMVA Gemeinschafts-Müll-Verbrennungsanlage Niederrhein GmbH","GMVA Niederrhein",46049,"Oberhausen","Liricher Straße 121","Nordrhein-Westfalen","Ausspeisung 10/25kV (Turbine 1)","06.04.2006","Abfall","Abfall","Heizöl","Abfall","Abfall","Abfall","Steam turbine","OPSD (2018)",0.33,"OPSD (2018)",21.1,{"$f":"(1-VLOOKUP(R256,Start!$H$33:$I$40,2,FALSE)/100)*W256","v":17.935000000000002},{"$f":"VLOOKUP(Q256,Start!$C$9:$D$15,2,FALSE)+VLOOKUP(Q256,Start!$C$23:$D$29,2,FALSE)","v":0},{"$f":"(Y256/U256)+Start!$D$19*(VLOOKUP(Q256,Start!$M$33:$N$39,2,FALSE)/U256)+VLOOKUP(R256,Start!$C$33:$D$40,2,FALSE)","v":1}]
[null,null,"Ja","BNA0752","Energieversorgung Oberhausen AG","HKW 1",46045,"Oberhausen",null,"Nordrhein-Westfalen","HKW 1","20.01.1971","Erdgas",null,null,"Erdgas","Erdgas","GuD","Steam turbine","OPSD (2018)",0.35310000000000002,"OPSD (2018)",23.1,{"$f":"(1-VLOOKUP(R257,Start!$H$33:$I$40,2,FALSE)/100)*W257","v":20.097000000000001},{"$f":"VLOOKUP(Q257,Start!$C$9:$D$15,2,FALSE)+VLOOKUP(Q257,Start!$C$23:$D$29,2,FALSE)","v":14.07},{"$f":"(Y257/U257)+Start!$D$19*(VLOOKUP(Q257,Start!$M$33:$N$39,2,FALSE)/U257)+VLOOKUP(R257,Start!$C$33:$D$40,2,FALSE)","v":55.50195675511911}]
[null,null,"Ja","BNA0755a","Kraftwerk Obernburg GmbH","Obernburg",63784,"Obernburg",null,"Bayern",2,"01.10.1920","Erdgas",null,null,"Erdgas","Erdgas","GuD","Combined cycle","OPSD (2018)",0.18,"OPSD (2018)",40,{"$f":"(1-VLOOKUP(R258,Start!$H$33:$I$40,2,FALSE)/100)*W258","v":34.799999999999997},{"$f":"VLOOKUP(Q258,Start!$C$9:$D$15,2,FALSE)+VLOOKUP(Q258,Start!$C$23:$D$29,2,FALSE)","v":14.07},{"$f":"(Y258/U258)+Start!$D$19*(VLOOKUP(Q258,Start!$M$33:$N$39,2,FALSE)/U258)+VLOOKUP(R258,Start!$C$33:$D$40,2,FALSE)","v":107.43383850129199}]
[null,null,"Ja","BNA0755b","Kraftwerk Obernburg GmbH","Obernburg",63784,"Obernburg",null,"Bayern",1,"01.01.1995","Erdgas",null,null,"Erdgas","Erdgas","GuD","Combined cycle","OPSD (2018)",0.51749999999999996,"OPSD (2018)",60,{"$f":"(1-VLOOKUP(R259,Start!$H$33:$I$40,2,FALSE)/100)*W259","v":52.2},{"$f":"VLOOKUP(Q259,Start!$C$9:$D$15,2,FALSE)+VLOOKUP(Q259,Start!$C$23:$D$29,2,FALSE)","v":14.07},{"$f":"(Y259/U259)+Start!$D$19*(VLOOKUP(Q259,Start!$M$33:$N$39,2,FALSE)/U259)+VLOOKUP(R259,Start!$C$33:$D$40,2,FALSE)","v":38.346552522188517}]
[null,null,"Ja","BNA0758","Energieversorgung Offenbach AG","Heizkraftwerk Offenbach",63067,"Offenbach",null,"Hessen",null,"15.02.1990","Mehrere Energieträger","Steinkohle","Biomasse","Steinkohle","Steinkohle","Steinkohle","Steam turbine","OPSD (2018)",0.4,"OPSD (2018)",54,{"$f":"(1-VLOOKUP(R260,Start!$H$33:$I$40,2,FALSE)/100)*W260","v":42.660000000000004},{"$f":"VLOOKUP(Q260,Start!$C$9:$D$15,2,FALSE)+VLOOKUP(Q260,Start!$C$23:$D$29,2,FALSE)","v":9.17},{"$f":"(Y260/U260)+Start!$D$19*(VLOOKUP(Q260,Start!$M$33:$N$39,2,FALSE)/U260)+VLOOKUP(R260,Start!$C$33:$D$40,2,FALSE)","v":45.174709496124024}]
[null,null,"Ja","BNA0759","Uniper Kraftwerke GmbH ","Itzehoe",25588,"Oldendorf",null,"Schleswig-Holstein",null,"01.01.1972","Mineralölprodukte",null,null,"Mineralölprodukte","Öl","Öl","Steam turbine","OPSD (2018)",0.35420000000000001,"OPSD (2018)",88,{"$f":"(1-VLOOKUP(R261,Start!$H$33:$I$40,2,FALSE)/100)*W261","v":74.8},{"$f":"VLOOKUP(Q261,Start!$C$9:$D$15,2,FALSE)+VLOOKUP(Q261,Start!$C$23:$D$29,2,FALSE)","v":33.44},{"$f":"(Y261/U261)+Start!$D$19*(VLOOKUP(Q261,Start!$M$33:$N$39,2,FALSE)/U261)+VLOOKUP(R261,Start!$C$33:$D$40,2,FALSE)","v":115.06695293247364}]
[null,null,"Ja","BNA0766","Uniper Kraftwerke GmbH ","Audorf",24783,"Osterrönfeld",null,"Schleswig-Holstein",null,"01.01.1973","Mineralölprodukte",null,null,"Mineralölprodukte","Öl","Öl","Steam turbine","OPSD (2018)",0.3553,"OPSD (2018)",87,{"$f":"(1-VLOOKUP(R262,Start!$H$33:$I$40,2,FALSE)/100)*W262","v":73.95},{"$f":"VLOOKUP(Q262,Start!$C$9:$D$15,2,FALSE)+VLOOKUP(Q262,Start!$C$23:$D$29,2,FALSE)","v":33.44},{"$f":"(Y262/U262)+Start!$D$19*(VLOOKUP(Q262,Start!$M$33:$N$39,2,FALSE)/U262)+VLOOKUP(R262,Start!$C$33:$D$40,2,FALSE)","v":114.7138044713824}]
[null,null,"Ja","BNA0785","Lausitz Energie Kraftwerke AG","KW Jänschwalde",3185,"Peitz","Kraftwerksstraße","Brandenburg","A","01.10.1981","Braunkohle",null,null,"Braunkohle","Braunkohle","Braunkohle","Steam turbine","OPSD (2018)",0.39040000000000002,"OPSD (2018)",465,{"$f":"(1-VLOOKUP(R263,Start!$H$33:$I$40,2,FALSE)/100)*W263","v":409.2},{"$f":"VLOOKUP(Q263,Start!$C$9:$D$15,2,FALSE)+VLOOKUP(Q263,Start!$C$23:$D$29,2,FALSE)","v":3.1},{"$f":"(Y263/U263)+Start!$D$19*(VLOOKUP(Q263,Start!$M$33:$N$39,2,FALSE)/U263)+VLOOKUP(R263,Start!$C$33:$D$40,2,FALSE)","v":35.372935728809246}]
[null,null,"Ja","BNA0786","Lausitz Energie Kraftwerke AG","KW Jänschwalde",3185,"Peitz","Kraftwerksstraße","Brandenburg","B","29.11.1982","Braunkohle",null,null,"Braunkohle","Braunkohle","Braunkohle","Steam turbine","OPSD (2018)",0.39040000000000002,"OPSD (2018)",465,{"$f":"(1-VLOOKUP(R264,Start!$H$33:$I$40,2,FALSE)/100)*W264","v":409.2},{"$f":"VLOOKUP(Q264,Start!$C$9:$D$15,2,FALSE)+VLOOKUP(Q264,Start!$C$23:$D$29,2,FALSE)","v":3.1},{"$f":"(Y264/U264)+Start!$D$19*(VLOOKUP(Q264,Start!$M$33:$N$39,2,FALSE)/U264)+VLOOKUP(R264,Start!$C$33:$D$40,2,FALSE)","v":35.372935728809246}]
[null,null,"Ja","BNA0787","Lausitz Energie Kraftwerke AG","KW Jänschwalde",3185,"Peitz","Kraftwerksstraße","Brandenburg","C","01.02.1984","Braunkohle",null,null,"Braunkohle","Braunkohle","Braunkohle","Steam turbine","OPSD (2018)",0.39040000000000002,"OPSD (2018)",465,{"$f":"(1-VLOOKUP(R265,Start!$H$33:$I$40,2,FALSE)/100)*W265","v":409.2},{"$f":"VLOOKUP(Q265,Start!$C$9:$D$15,2,FALSE)+VLOOKUP(Q265,Start!$C$23:$D$29,2,FALSE)","v":3.1},{"$f":"(Y265/U265)+Start!$D$19*(VLOOKUP(Q265,Start!$M$33:$N$39,2,FALSE)/U265)+VLOOKUP(R265,Start!$C$33:$D$40,2,FALSE)","v":35.372935728809246}]
[null,null,"Ja","BNA0788","Lausitz Energie Kraftwerke AG","KW Jänschwalde",3185,"Peitz","Kraftwerksstraße","Brandenburg","D","06.10.1985","Braunkohle",null,null,"Braunkohle","Braunkohle","Braunkohle","Steam turbine","OPSD (2018)",0.39040000000000002,"OPSD (2018)",465,{"$f":"(1-VLOOKUP(R266,Start!$H$33:$I$40,2,FALSE)/100)*W266","v":409.2},{"$f":"VLOOKUP(Q266,Start!$C$9:$D$15,2,FALSE)+VLOOKUP(Q266,Start!$C$23:$D$29,2,FALSE)","v":3.1},{"$f":"(Y266/U266)+Start!$D$19*(VLOOKUP(Q266,Start!$M$33:$N$39,2,FALSE)/U266)+VLOOKUP(R266,Start!$C$33:$D$40,2,FALSE)","v":35.372935728809246}]
[null,null,"Ja","BNA0793","Uniper Kraftwerke GmbH ","Heyden",32469,"Petershagen",null,"Nordrhein-Westfalen",4,"01.01.1987","Steinkohle",null,null,"Steinkohle","Steinkohle","Steinkohle","Steam turbine","OPSD (2018)",0.39250000000000002,"OPSD (2018)",875,{"$f":"(1-VLOOKUP(R267,Start!$H$33:$I$40,2,FALSE)/100)*W267","v":691.25},{"$f":"VLOOKUP(Q267,Start!$C$9:$D$15,2,FALSE)+VLOOKUP(Q267,Start!$C$23:$D$29,2,FALSE)","v":9.17},{"$f":"(Y267/U267)+Start!$D$19*(VLOOKUP(Q267,Start!$M$33:$N$39,2,FALSE)/U267)+VLOOKUP(R267,Start!$C$33:$D$40,2,FALSE)","v":46.01307974127289}]
[null,null,"Ja","BNA0800","Heizkraftwerk Pforzheim GmbH","Heizkraftwerk Pforzheim GmbH",75175,"Pforzheim","Hohwiesenweg 15","Baden-Württemberg","Kombiblock/GuD","14.11.1980","Mehrere Energieträger","Erdgas","Mineralölprodukte","Erdgas","Erdgas","GuD","Combined cycle","OPSD (2018)",0.45,"OPSD (2018)",41.2,{"$f":"(1-VLOOKUP(R268,Start!$H$33:$I$40,2,FALSE)/100)*W268","v":35.844000000000001},{"$f":"VLOOKUP(Q268,Start!$C$9:$D$15,2,FALSE)+VLOOKUP(Q268,Start!$C$23:$D$29,2,FALSE)","v":14.07},{"$f":"(Y268/U268)+Start!$D$19*(VLOOKUP(Q268,Start!$M$33:$N$39,2,FALSE)/U268)+VLOOKUP(R268,Start!$C$33:$D$40,2,FALSE)","v":43.873535400516786}]
[null,null,"Ja","BNA0801","Heizkraftwerk Pforzheim GmbH","Heizkraftwerk Pforzheim GmbH",75175,"Pforzheim","Hohwiesenweg 15","Baden-Württemberg","Wirbelschichtblock","18.01.1990","Mehrere Energieträger","Steinkohle","EBS; Mineralölprodukte; Klärgas","Steinkohle","Steinkohle","Steinkohle","Steam turbine","OPSD (2018)",0.4,"OPSD (2018)",26.9,{"$f":"(1-VLOOKUP(R269,Start!$H$33:$I$40,2,FALSE)/100)*W269","v":21.251000000000001},{"$f":"VLOOKUP(Q269,Start!$C$9:$D$15,2,FALSE)+VLOOKUP(Q269,Start!$C$23:$D$29,2,FALSE)","v":9.17},{"$f":"(Y269/U269)+Start!$D$19*(VLOOKUP(Q269,Start!$M$33:$N$39,2,FALSE)/U269)+VLOOKUP(R269,Start!$C$33:$D$40,2,FALSE)","v":45.174709496124024}]
[null,null,"Ja","BNA0802","EnBW Energie Baden-Württemberg AG","Kernkraftwerk Philippsburg 2",76661,"Philippsburg","Rheinschanzinsel","Baden-Württemberg","KKP 2","18.04.1985","Kernenergie",null,null,"Kernenergie","Kernenergie","Kernenergie","Steam turbine","OPSD (2018)",0.33,"OPSD (2018)",1402,{"$f":"(1-VLOOKUP(R270,Start!$H$33:$I$40,2,FALSE)/100)*W270","v":1303.8599999999999},{"$f":"VLOOKUP(Q270,Start!$C$9:$D$15,2,FALSE)+VLOOKUP(Q270,Start!$C$23:$D$29,2,FALSE)","v":5.5},{"$f":"(Y270/U270)+Start!$D$19*(VLOOKUP(Q270,Start!$M$33:$N$39,2,FALSE)/U270)+VLOOKUP(R270,Start!$C$33:$D$40,2,FALSE)","v":17.866666666666664}]
[null,null,"Ja","BNA0804","K+S AG","Hattorf",36269,"Philippsthal",null,"Hessen","Hattorf","01.01.2013","Erdgas",null,null,"Erdgas","Erdgas","GuD","Steam turbine","OPSD (2018)",0.39929999999999999,"OPSD (2018)",52,{"$f":"(1-VLOOKUP(R271,Start!$H$33:$I$40,2,FALSE)/100)*W271","v":45.24},{"$f":"VLOOKUP(Q271,Start!$C$9:$D$15,2,FALSE)+VLOOKUP(Q271,Start!$C$23:$D$29,2,FALSE)","v":14.07},{"$f":"(Y271/U271)+Start!$D$19*(VLOOKUP(Q271,Start!$M$33:$N$39,2,FALSE)/U271)+VLOOKUP(R271,Start!$C$33:$D$40,2,FALSE)","v":49.25379646940285}]
[null,null,"Ja","BNA0805","Kraftwerk Platting GmbH","Kraftwerk Plattling",94447,"Plattling",null,"Bayern",null,"20.04.2010","Erdgas",null,null,"Erdgas","Erdgas","GuD","Combined cycle","OPSD (2018)",0.58499999999999996,"OPSD (2018)",118.5,{"$f":"(1-VLOOKUP(R272,Start!$H$33:$I$40,2,FALSE)/100)*W272","v":103.095},{"$f":"VLOOKUP(Q272,Start!$C$9:$D$15,2,FALSE)+VLOOKUP(Q272,Start!$C$23:$D$29,2,FALSE)","v":14.07},{"$f":"(Y272/U272)+Start!$D$19*(VLOOKUP(Q272,Start!$M$33:$N$39,2,FALSE)/U272)+VLOOKUP(R272,Start!$C$33:$D$40,2,FALSE)","v":34.095027231166767}]
[null,null,"Ja","BNA0814","Energie und Wasser Potsdam GmbH","HKW Potsdam-Süd",14478,"Potsdam",null,"Brandenburg","Gesamtanlage","01.01.1996","Erdgas",null,null,"Erdgas","Erdgas","GuD","Steam turbine","OPSD (2018)",0.38059999999999999,"OPSD (2018)",81.8,{"$f":"(1-VLOOKUP(R273,Start!$H$33:$I$40,2,FALSE)/100)*W273","v":71.165999999999997},{"$f":"VLOOKUP(Q273,Start!$C$9:$D$15,2,FALSE)+VLOOKUP(Q273,Start!$C$23:$D$29,2,FALSE)","v":14.07},{"$f":"(Y273/U273)+Start!$D$19*(VLOOKUP(Q273,Start!$M$33:$N$39,2,FALSE)/U273)+VLOOKUP(R273,Start!$C$33:$D$40,2,FALSE)","v":51.600081267032472}]
[null,null,"Ja","BNA0832","FairEnergie GmbH","BHKW-Hauffstraße",72762,"Reutlingen","Hauffstraße 89 m","Baden-Württemberg","Motorenanlage","21.02.2011","Erdgas",null,null,"Erdgas","Erdgas","GuD","Combustion Engine","OPSD (2018)",0.45739999999999997,"OPSD (2018)",9.84,{"$f":"(1-VLOOKUP(R274,Start!$H$33:$I$40,2,FALSE)/100)*W274","v":8.5608000000000004},{"$f":"VLOOKUP(Q274,Start!$C$9:$D$15,2,FALSE)+VLOOKUP(Q274,Start!$C$23:$D$29,2,FALSE)","v":14.07},{"$f":"(Y274/U274)+Start!$D$19*(VLOOKUP(Q274,Start!$M$33:$N$39,2,FALSE)/U274)+VLOOKUP(R274,Start!$C$33:$D$40,2,FALSE)","v":43.187999410215475}]
[null,null,"Ja","BNA0834","Solvay Chemicals GmbH","Solvay Kraftwerk Rheinberg",47495,"Rheinberg",null,"Nordrhein-Westfalen",null,"1975","Mehrere Energieträger","Steinkohle, Erdgas","Erdgas","Steinkohle","Steinkohle","Steinkohle","Steam turbine","OPSD (2018)",0.35749999999999998,"OPSD (2018)",79,{"$f":"(1-VLOOKUP(R275,Start!$H$33:$I$40,2,FALSE)/100)*W275","v":62.410000000000004},{"$f":"VLOOKUP(Q275,Start!$C$9:$D$15,2,FALSE)+VLOOKUP(Q275,Start!$C$23:$D$29,2,FALSE)","v":9.17},{"$f":"(Y275/U275)+Start!$D$19*(VLOOKUP(Q275,Start!$M$33:$N$39,2,FALSE)/U275)+VLOOKUP(R275,Start!$C$33:$D$40,2,FALSE)","v":50.390584051607298}]
[null,null,"Ja","BNA0842a","Stadtwerke Rosenheim GmbH & Co. KG","Gasmotore",83022,"Rosenheim","Färberstraße 47","Bayern","Gasmotore 1-3","01.08.2011","Erdgas",null,null,"Erdgas","Erdgas","GuD","Combustion Engine","OPSD (2018)",0.45739999999999997,"OPSD (2018)",9.81,{"$f":"(1-VLOOKUP(R276,Start!$H$33:$I$40,2,FALSE)/100)*W276","v":8.5347000000000008},{"$f":"VLOOKUP(Q276,Start!$C$9:$D$15,2,FALSE)+VLOOKUP(Q276,Start!$C$23:$D$29,2,FALSE)","v":14.07},{"$f":"(Y276/U276)+Start!$D$19*(VLOOKUP(Q276,Start!$M$33:$N$39,2,FALSE)/U276)+VLOOKUP(R276,Start!$C$33:$D$40,2,FALSE)","v":43.187999410215475}]
[null,null,"Ja","BNA0842b","Stadtwerke Rosenheim GmbH & Co. KG","Gasmotor 4",83022,"Rosenheim","Färberstraße 47","Bayern","Gasmotor 4","10.04.2013","Erdgas",null,null,"Erdgas","Erdgas","GuD","Combustion Engine","OPSD (2018)",0.4602,"OPSD (2018)",9.1999999999999993,{"$f":"(1-VLOOKUP(R277,Start!$H$33:$I$40,2,FALSE)/100)*W277","v":8.0039999999999996},{"$f":"VLOOKUP(Q277,Start!$C$9:$D$15,2,FALSE)+VLOOKUP(Q277,Start!$C$23:$D$29,2,FALSE)","v":14.07},{"$f":"(Y277/U277)+Start!$D$19*(VLOOKUP(Q277,Start!$M$33:$N$39,2,FALSE)/U277)+VLOOKUP(R277,Start!$C$33:$D$40,2,FALSE)","v":42.934356649788263}]
[null,null,"Ja","BNA0843","Stadtwerke Rosenheim GmbH & Co. KG","Gasmotor 5",83026,"Rosenheim","Oberaustraße 12","Bayern","Gasmotor 5","20.12.2012","Erdgas",null,null,"Erdgas","Erdgas","GuD","Combustion Engine","OPSD (2018)",0.45879999999999999,"OPSD (2018)",4.3,{"$f":"(1-VLOOKUP(R278,Start!$H$33:$I$40,2,FALSE)/100)*W278","v":3.7409999999999997},{"$f":"VLOOKUP(Q278,Start!$C$9:$D$15,2,FALSE)+VLOOKUP(Q278,Start!$C$23:$D$29,2,FALSE)","v":14.07},{"$f":"(Y278/U278)+Start!$D$19*(VLOOKUP(Q278,Start!$M$33:$N$39,2,FALSE)/U278)+VLOOKUP(R278,Start!$C$33:$D$40,2,FALSE)","v":43.060791042355184}]
[null,null,"Ja","BNA0845","Stadtwerke Rosenheim GmbH & Co. KG","MHKW, WKW",83022,"Rosenheim","Färberstraße 47","Bayern","T1a/b, T2","01.01.1988","Mehrere Energieträger","Abfall, Erdgas, HEL","Abfall, Erdgas, HEL","Abfall","Abfall","Abfall","Steam turbine","OPSD (2018)",0.33,"OPSD (2018)",9,{"$f":"(1-VLOOKUP(R279,Start!$H$33:$I$40,2,FALSE)/100)*W279","v":7.6499999999999995},{"$f":"VLOOKUP(Q279,Start!$C$9:$D$15,2,FALSE)+VLOOKUP(Q279,Start!$C$23:$D$29,2,FALSE)","v":0},{"$f":"(Y279/U279)+Start!$D$19*(VLOOKUP(Q279,Start!$M$33:$N$39,2,FALSE)/U279)+VLOOKUP(R279,Start!$C$33:$D$40,2,FALSE)","v":1}]
[null,null,"Ja","BNA0848","Stadtwerke Rostock AG","GuD Marienehe",18069,"Rostock",null,"Mecklenburg-Vorpommern",null,"13.06.1996","Erdgas",null,null,"Erdgas","Erdgas","GuD","Combined cycle","OPSD (2018)",0.52200000000000002,"OPSD (2018)",108,{"$f":"(1-VLOOKUP(R280,Start!$H$33:$I$40,2,FALSE)/100)*W280","v":93.96},{"$f":"VLOOKUP(Q280,Start!$C$9:$D$15,2,FALSE)+VLOOKUP(Q280,Start!$C$23:$D$29,2,FALSE)","v":14.07},{"$f":"(Y280/U280)+Start!$D$19*(VLOOKUP(Q280,Start!$M$33:$N$39,2,FALSE)/U280)+VLOOKUP(R280,Start!$C$33:$D$40,2,FALSE)","v":38.028909828031715}]
[null,null,"Ja","BNA0849","EnBW Energie Baden-Württemberg AG","KNG Kraftwerk Rostock",18147,"Rostock","Am Kühlturm 1","Mecklenburg-Vorpommern","Rostock","01.10.1994","Steinkohle",null,null,"Steinkohle","Steinkohle","Steinkohle","Steam turbine","OPSD (2018)",0.41,"OPSD (2018)",514,{"$f":"(1-VLOOKUP(R281,Start!$H$33:$I$40,2,FALSE)/100)*W281","v":406.06},{"$f":"VLOOKUP(Q281,Start!$C$9:$D$15,2,FALSE)+VLOOKUP(Q281,Start!$C$23:$D$29,2,FALSE)","v":9.17},{"$f":"(Y281/U281)+Start!$D$19*(VLOOKUP(Q281,Start!$M$33:$N$39,2,FALSE)/U281)+VLOOKUP(R281,Start!$C$33:$D$40,2,FALSE)","v":44.1045946303649}]
[null,null,"Ja","BNA0855","Steag GmbH","IKW Rüdersdorf",15562,"Rüdersdorf bei Berlin","Siedlerweg 11","Brandenburg",null,"15.12.2009","Abfall",null,null,"Abfall","Abfall","Abfall","Steam turbine","OPSD (2018)",0.33,"OPSD (2018)",30,{"$f":"(1-VLOOKUP(R282,Start!$H$33:$I$40,2,FALSE)/100)*W282","v":25.5},{"$f":"VLOOKUP(Q282,Start!$C$9:$D$15,2,FALSE)+VLOOKUP(Q282,Start!$C$23:$D$29,2,FALSE)","v":0},{"$f":"(Y282/U282)+Start!$D$19*(VLOOKUP(Q282,Start!$M$33:$N$39,2,FALSE)/U282)+VLOOKUP(R282,Start!$C$33:$D$40,2,FALSE)","v":1}]
[null,null,"Ja","BNA0856","TWS Thüringer Wärme Service GmbH","HKW Schwarza",7407,"Rudolstadt",null,"Thüringen",null,"01.08.1936","Mehrere Energieträger","Erdgas","Fremdbezug Dampf","Erdgas","Erdgas","GuD","Steam turbine","OPSD (2018)",0.31459999999999999,"OPSD (2018)",26.5,{"$f":"(1-VLOOKUP(R283,Start!$H$33:$I$40,2,FALSE)/100)*W283","v":23.055},{"$f":"VLOOKUP(Q283,Start!$C$9:$D$15,2,FALSE)+VLOOKUP(Q283,Start!$C$23:$D$29,2,FALSE)","v":14.07},{"$f":"(Y283/U283)+Start!$D$19*(VLOOKUP(Q283,Start!$M$33:$N$39,2,FALSE)/U283)+VLOOKUP(R283,Start!$C$33:$D$40,2,FALSE)","v":62.110587826549768}]
[null,null,"Ja","BNA0857","Opel Automobile GmbH ","GuD-Anlage Rüsselsheim",65429,"Rüsselheim",null,"Hessen","M120","10.09.1999","Erdgas",null,null,"Erdgas","Erdgas","GuD","Combined cycle","OPSD (2018)",0.53549999999999998,"OPSD (2018)",112.1,{"$f":"(1-VLOOKUP(R284,Start!$H$33:$I$40,2,FALSE)/100)*W284","v":97.527000000000001},{"$f":"VLOOKUP(Q284,Start!$C$9:$D$15,2,FALSE)+VLOOKUP(Q284,Start!$C$23:$D$29,2,FALSE)","v":14.07},{"$f":"(Y284/U284)+Start!$D$19*(VLOOKUP(Q284,Start!$M$33:$N$39,2,FALSE)/U284)+VLOOKUP(R284,Start!$C$33:$D$40,2,FALSE)","v":37.108012941610752}]
[null,null,"Ja","BNA0861a","Energie SaarLorLux AG","HKW Römerbrücke",66121,"Saarbrücken",null,"Saarland","GuD-Anlage","01.06.2005","Mehrere Energieträger","Erdgas","HEL (teilweise)","Erdgas","Erdgas","GuD","Combined cycle","OPSD (2018)",0.5625,"OPSD (2018)",75,{"$f":"(1-VLOOKUP(R285,Start!$H$33:$I$40,2,FALSE)/100)*W285","v":65.25},{"$f":"VLOOKUP(Q285,Start!$C$9:$D$15,2,FALSE)+VLOOKUP(Q285,Start!$C$23:$D$29,2,FALSE)","v":14.07},{"$f":"(Y285/U285)+Start!$D$19*(VLOOKUP(Q285,Start!$M$33:$N$39,2,FALSE)/U285)+VLOOKUP(R285,Start!$C$33:$D$40,2,FALSE)","v":35.398828320413436}]
[null,null,"Ja","BNA0861b","Energie SaarLorLux AG","HKW Römerbrücke",66121,"Saarbrücken",null,"Saarland","Kohleanlage","01.07.1989","Steinkohle",null,null,"Steinkohle","Steinkohle","Steinkohle","Steam turbine","OPSD (2018)",0.4375,"OPSD (2018)",50,{"$f":"(1-VLOOKUP(R286,Start!$H$33:$I$40,2,FALSE)/100)*W286","v":39.5},{"$f":"VLOOKUP(Q286,Start!$C$9:$D$15,2,FALSE)+VLOOKUP(Q286,Start!$C$23:$D$29,2,FALSE)","v":9.17},{"$f":"(Y286/U286)+Start!$D$19*(VLOOKUP(Q286,Start!$M$33:$N$39,2,FALSE)/U286)+VLOOKUP(R286,Start!$C$33:$D$40,2,FALSE)","v":41.414020110741966}]
[null,null,"Ja","BNA0863","Salzgitter Flachstahl GmbH","Kraftwerk Salzgitter",38239,"Salzgitter",null,"Niedersachsen","AB","01.07.1939","Sonstige Energieträger","Kuppelprodukte der Stahlerzeugung",null,"Sonstige Energieträger\n(nicht erneuerbar)","Erdgas","GuD","Steam turbine","OPSD (2018)",0.4,"https://www.salzgitter-flachstahl.de/de/news/artikel-der-salzgitter-flachstahl-gmbh/2018-06-27/energie-der-zukunft.html",94.5,{"$f":"(1-VLOOKUP(R287,Start!$H$33:$I$40,2,FALSE)/100)*W287","v":82.215000000000003},{"$f":"VLOOKUP(Q287,Start!$C$9:$D$15,2,FALSE)+VLOOKUP(Q287,Start!$C$23:$D$29,2,FALSE)","v":14.07},{"$f":"(Y287/U287)+Start!$D$19*(VLOOKUP(Q287,Start!$M$33:$N$39,2,FALSE)/U287)+VLOOKUP(R287,Start!$C$33:$D$40,2,FALSE)","v":49.170227325581386}]
[null,null,"Ja","BNA0864","Salzgitter Flachstahl GmbH","Kraftwerk Salzgitter",38239,"Salzgitter",null,"Niedersachsen","Block 1","15.06.2010","Sonstige Energieträger","Kuppelprodukte der Stahlerzeugung",null,"Sonstige Energieträger\n(nicht erneuerbar)","Erdgas","GuD","Steam turbine","OPSD (2018)",0.39600000000000002,"Annahme basierend auf DIW (2014)",97,{"$f":"(1-VLOOKUP(R288,Start!$H$33:$I$40,2,FALSE)/100)*W288","v":84.39},{"$f":"VLOOKUP(Q288,Start!$C$9:$D$15,2,FALSE)+VLOOKUP(Q288,Start!$C$23:$D$29,2,FALSE)","v":14.07},{"$f":"(Y288/U288)+Start!$D$19*(VLOOKUP(Q288,Start!$M$33:$N$39,2,FALSE)/U288)+VLOOKUP(R288,Start!$C$33:$D$40,2,FALSE)","v":49.651744773314533}]
[null,null,"Ja","BNA0865b","Salzgitter Flachstahl GmbH","Kraftwerk Salzgitter",38239,"Salzgitter",null,"Niedersachsen","Block 2","15.08.2010","Sonstige Energieträger","Kuppelprodukte der Stahlerzeugung",null,"Sonstige Energieträger\n(nicht erneuerbar)","Erdgas","GuD","Steam turbine","OPSD (2018)",0.39600000000000002,"Annahme basierend auf DIW (2014)",97,{"$f":"(1-VLOOKUP(R289,Start!$H$33:$I$40,2,FALSE)/100)*W289","v":84.39},{"$f":"VLOOKUP(Q289,Start!$C$9:$D$15,2,FALSE)+VLOOKUP(Q289,Start!$C$23:$D$29,2,FALSE)","v":14.07},{"$f":"(Y289/U289)+Start!$D$19*(VLOOKUP(Q289,Start!$M$33:$N$39,2,FALSE)/U289)+VLOOKUP(R289,Start!$C$33:$D$40,2,FALSE)","v":49.651744773314533}]
[null,null,"Ja","BNA0878","Uniper Kraftwerke GmbH ","Schkopau",6258,"Schkopau",null,"Sachsen-Anhalt","A","01.01.1996","Braunkohle",null,null,"Braunkohle","Braunkohle","Braunkohle","Steam turbine","OPSD (2018)",0.39040000000000002,"OPSD (2018)",450,{"$f":"(1-VLOOKUP(R290,Start!$H$33:$I$40,2,FALSE)/100)*W290","v":396},{"$f":"VLOOKUP(Q290,Start!$C$9:$D$15,2,FALSE)+VLOOKUP(Q290,Start!$C$23:$D$29,2,FALSE)","v":3.1},{"$f":"(Y290/U290)+Start!$D$19*(VLOOKUP(Q290,Start!$M$33:$N$39,2,FALSE)/U290)+VLOOKUP(R290,Start!$C$33:$D$40,2,FALSE)","v":35.372935728809246}]
[null,null,"Ja","BNA0879","Uniper Kraftwerke GmbH ","Schkopau",6258,"Schkopau",null,"Sachsen-Anhalt","B","01.01.1996","Braunkohle",null,null,"Braunkohle","Braunkohle","Braunkohle","Steam turbine","OPSD (2018)",0.39040000000000002,"OPSD (2018)",450,{"$f":"(1-VLOOKUP(R291,Start!$H$33:$I$40,2,FALSE)/100)*W291","v":396},{"$f":"VLOOKUP(Q291,Start!$C$9:$D$15,2,FALSE)+VLOOKUP(Q291,Start!$C$23:$D$29,2,FALSE)","v":3.1},{"$f":"(Y291/U291)+Start!$D$19*(VLOOKUP(Q291,Start!$M$33:$N$39,2,FALSE)/U291)+VLOOKUP(R291,Start!$C$33:$D$40,2,FALSE)","v":35.372935728809246}]
[null,null,"Ja","BNA0893","BASF Schwarzheide GmbH","GuD Schwarzheide",1987,"Schwarzheide","Schipkauer Str.1","Brandenburg",null,"01.10.1994","Mehrere Energieträger","Erdgas","Heizöl","Erdgas","Erdgas","GuD","Combined cycle","OPSD (2018)",0.51300000000000001,"OPSD (2018)",122,{"$f":"(1-VLOOKUP(R292,Start!$H$33:$I$40,2,FALSE)/100)*W292","v":106.14},{"$f":"VLOOKUP(Q292,Start!$C$9:$D$15,2,FALSE)+VLOOKUP(Q292,Start!$C$23:$D$29,2,FALSE)","v":14.07},{"$f":"(Y292/U292)+Start!$D$19*(VLOOKUP(Q292,Start!$M$33:$N$39,2,FALSE)/U292)+VLOOKUP(R292,Start!$C$33:$D$40,2,FALSE)","v":38.669767895190169}]
[null,null,"Ja","BNA0894a","PCK Raffinerie GmbH","IKS PCK Schwedt",16303,"PCK Schwedt",null,"Brandenburg","Block 5 SE 5","27.01.1972","Mineralölprodukte","HSCR","Raffineriegas","Mineralölprodukte","Öl","Öl","Steam turbine","OPSD (2018)",0.35420000000000001,"OPSD (2018)",28,{"$f":"(1-VLOOKUP(R293,Start!$H$33:$I$40,2,FALSE)/100)*W293","v":23.8},{"$f":"VLOOKUP(Q293,Start!$C$9:$D$15,2,FALSE)+VLOOKUP(Q293,Start!$C$23:$D$29,2,FALSE)","v":33.44},{"$f":"(Y293/U293)+Start!$D$19*(VLOOKUP(Q293,Start!$M$33:$N$39,2,FALSE)/U293)+VLOOKUP(R293,Start!$C$33:$D$40,2,FALSE)","v":115.06695293247364}]
[null,null,"Ja","BNA0894b","PCK Raffinerie GmbH","IKS PCK Schwedt",16303,"PCK Schwedt",null,"Brandenburg","Block 6 SE 6","10.01.1994","Mineralölprodukte","CLO","CLO/Raff.Gas","Mineralölprodukte","Öl","Öl","Steam turbine","OPSD (2018)",0.37840000000000001,"OPSD (2018)",34.5,{"$f":"(1-VLOOKUP(R294,Start!$H$33:$I$40,2,FALSE)/100)*W294","v":29.324999999999999},{"$f":"VLOOKUP(Q294,Start!$C$9:$D$15,2,FALSE)+VLOOKUP(Q294,Start!$C$23:$D$29,2,FALSE)","v":33.44},{"$f":"(Y294/U294)+Start!$D$19*(VLOOKUP(Q294,Start!$M$33:$N$39,2,FALSE)/U294)+VLOOKUP(R294,Start!$C$33:$D$40,2,FALSE)","v":107.77197338446661}]
[null,null,"Ja","BNA0894c","PCK Raffinerie GmbH","IKS PCK Schwedt",16303,"PCK Schwedt",null,"Brandenburg","Block 1 SE 1","04.06.1998","Mineralölprodukte","HSCR","Raffineriegas","Mineralölprodukte","Öl","Öl","Steam turbine","OPSD (2018)",0.38279999999999997,"OPSD (2018)",106,{"$f":"(1-VLOOKUP(R295,Start!$H$33:$I$40,2,FALSE)/100)*W295","v":90.1},{"$f":"VLOOKUP(Q295,Start!$C$9:$D$15,2,FALSE)+VLOOKUP(Q295,Start!$C$23:$D$29,2,FALSE)","v":33.44},{"$f":"(Y295/U295)+Start!$D$19*(VLOOKUP(Q295,Start!$M$33:$N$39,2,FALSE)/U295)+VLOOKUP(R295,Start!$C$33:$D$40,2,FALSE)","v":106.54470932257621}]
[null,null,"Ja","BNA0894d","PCK Raffinerie GmbH","IKS PCK Schwedt",16303,"PCK Schwedt",null,"Brandenburg","Block 2 SE 2","23.07.1998","Mineralölprodukte","HSCR","HSCR/VBR/VR/Raff.Gas","Mineralölprodukte","Öl","Öl","Steam turbine","OPSD (2018)",0.38279999999999997,"OPSD (2018)",106,{"$f":"(1-VLOOKUP(R296,Start!$H$33:$I$40,2,FALSE)/100)*W296","v":90.1},{"$f":"VLOOKUP(Q296,Start!$C$9:$D$15,2,FALSE)+VLOOKUP(Q296,Start!$C$23:$D$29,2,FALSE)","v":33.44},{"$f":"(Y296/U296)+Start!$D$19*(VLOOKUP(Q296,Start!$M$33:$N$39,2,FALSE)/U296)+VLOOKUP(R296,Start!$C$33:$D$40,2,FALSE)","v":106.54470932257621}]
[null,null,"Ja","BNA0894e","PCK Raffinerie GmbH","IKS PCK Schwedt",16303,"PCK Schwedt",null,"Brandenburg","SE 4","04.09.2011","Mineralölprodukte",null,null,"Mineralölprodukte","Öl","Öl","Steam turbine","OPSD (2018)",0.39710000000000001,"OPSD (2018)",59,{"$f":"(1-VLOOKUP(R297,Start!$H$33:$I$40,2,FALSE)/100)*W297","v":50.15},{"$f":"VLOOKUP(Q297,Start!$C$9:$D$15,2,FALSE)+VLOOKUP(Q297,Start!$C$23:$D$29,2,FALSE)","v":33.44},{"$f":"(Y297/U297)+Start!$D$19*(VLOOKUP(Q297,Start!$M$33:$N$39,2,FALSE)/U297)+VLOOKUP(R297,Start!$C$33:$D$40,2,FALSE)","v":102.74393031650004}]
[null,null,"Ja","BNA0895","GKS Gemeinschaftskraftwerk Schweinfurt GmbH","GKS",97424,"Schweinfurt","Hafenstraße 30","Bayern","entfällt","01.06.1990","Mehrere Energieträger","Abfall","Steinkohle, Abfall","Abfall","Abfall","Abfall","Steam turbine","OPSD (2018)",0.33,"OPSD (2018)",24.4,{"$f":"(1-VLOOKUP(R298,Start!$H$33:$I$40,2,FALSE)/100)*W298","v":20.74},{"$f":"VLOOKUP(Q298,Start!$C$9:$D$15,2,FALSE)+VLOOKUP(Q298,Start!$C$23:$D$29,2,FALSE)","v":0},{"$f":"(Y298/U298)+Start!$D$19*(VLOOKUP(Q298,Start!$M$33:$N$39,2,FALSE)/U298)+VLOOKUP(R298,Start!$C$33:$D$40,2,FALSE)","v":1}]
[null,null,"Ja","BNA0896","Energieversorgung Schwerin GmbH & Co. Erzeugung KG","HKW Schwerin Süd",19061,"Schwerin",null,"Mecklenburg-Vorpommern",null,"01.12.1994","Mehrere Energieträger","Erdgas","HEL","Erdgas","Erdgas","GuD","Steam turbine","OPSD (2018)",0.37840000000000001,"OPSD (2018)",44.9,{"$f":"(1-VLOOKUP(R299,Start!$H$33:$I$40,2,FALSE)/100)*W299","v":39.062999999999995},{"$f":"VLOOKUP(Q299,Start!$C$9:$D$15,2,FALSE)+VLOOKUP(Q299,Start!$C$23:$D$29,2,FALSE)","v":14.07},{"$f":"(Y299/U299)+Start!$D$19*(VLOOKUP(Q299,Start!$M$33:$N$39,2,FALSE)/U299)+VLOOKUP(R299,Start!$C$33:$D$40,2,FALSE)","v":51.891360809282652}]
[null,null,"Ja","BNA0897","Energieversorgung Schwerin GmbH & Co. Erzeugung KG","HKW Schwerin Lankow",19057,"Schwerin",null,"Mecklenburg-Vorpommern",null,"01.12.1994","Mehrere Energieträger","Erdgas","HEL","Erdgas","Erdgas","GuD","Steam turbine","OPSD (2018)",0.37840000000000001,"OPSD (2018)",23,{"$f":"(1-VLOOKUP(R300,Start!$H$33:$I$40,2,FALSE)/100)*W300","v":20.010000000000002},{"$f":"VLOOKUP(Q300,Start!$C$9:$D$15,2,FALSE)+VLOOKUP(Q300,Start!$C$23:$D$29,2,FALSE)","v":14.07},{"$f":"(Y300/U300)+Start!$D$19*(VLOOKUP(Q300,Start!$M$33:$N$39,2,FALSE)/U300)+VLOOKUP(R300,Start!$C$33:$D$40,2,FALSE)","v":51.891360809282652}]
[null,null,"Ja","BNA0914","Lausitz Energie Kraftwerke AG","Schwarze Pumpe",3130,"Spremberg","An der alten Ziegelei 1","Brandenburg","A","15.12.1997","Braunkohle",null,null,"Braunkohle","Braunkohle","Braunkohle","Steam turbine","OPSD (2018)",0.39279999999999998,"OPSD (2018)",750,{"$f":"(1-VLOOKUP(R301,Start!$H$33:$I$40,2,FALSE)/100)*W301","v":660},{"$f":"VLOOKUP(Q301,Start!$C$9:$D$15,2,FALSE)+VLOOKUP(Q301,Start!$C$23:$D$29,2,FALSE)","v":3.1},{"$f":"(Y301/U301)+Start!$D$19*(VLOOKUP(Q301,Start!$M$33:$N$39,2,FALSE)/U301)+VLOOKUP(R301,Start!$C$33:$D$40,2,FALSE)","v":35.16719477730939}]
[null,null,"Ja","BNA0915","Lausitz Energie Kraftwerke AG","Schwarze Pumpe",3130,"Spremberg","An der alten Ziegelei 1","Brandenburg","B","25.05.1998","Braunkohle",null,null,"Braunkohle","Braunkohle","Braunkohle","Steam turbine","OPSD (2018)",0.3952,"OPSD (2018)",750,{"$f":"(1-VLOOKUP(R302,Start!$H$33:$I$40,2,FALSE)/100)*W302","v":660},{"$f":"VLOOKUP(Q302,Start!$C$9:$D$15,2,FALSE)+VLOOKUP(Q302,Start!$C$23:$D$29,2,FALSE)","v":3.1},{"$f":"(Y302/U302)+Start!$D$19*(VLOOKUP(Q302,Start!$M$33:$N$39,2,FALSE)/U302)+VLOOKUP(R302,Start!$C$33:$D$40,2,FALSE)","v":34.963952703762985}]
[null,null,"Ja","BNA0918b","Dow Deutschland Anlagengesellschaft mbH","Dow Stade",21683,"Stade","Bützflethersand","Niedersachsen","Cogen Dow Stade","01.01.2015","Erdgas","Erdgas","Wasserstoff","Erdgas","Erdgas","GuD","Combined cycle","OPSD (2018)",0.60750000000000004,"OPSD (2018)",157,{"$f":"(1-VLOOKUP(R303,Start!$H$33:$I$40,2,FALSE)/100)*W303","v":136.59},{"$f":"VLOOKUP(Q303,Start!$C$9:$D$15,2,FALSE)+VLOOKUP(Q303,Start!$C$23:$D$29,2,FALSE)","v":14.07},{"$f":"(Y303/U303)+Start!$D$19*(VLOOKUP(Q303,Start!$M$33:$N$39,2,FALSE)/U303)+VLOOKUP(R303,Start!$C$33:$D$40,2,FALSE)","v":32.887804000382808}]
[null,null,"Ja","BNA0922","CIECH Energy Deutschland GmbH","GuD-Ikw Staßfurt",39418,"Staßfurt","Athenslebener Weg 57","Sachsen-Anhalt",null,"01.10.2015","Erdgas",null,null,"Erdgas","Erdgas","GuD","Combined cycle","OPSD (2018)",0.60750000000000004,"OPSD (2018)",100,{"$f":"(1-VLOOKUP(R304,Start!$H$33:$I$40,2,FALSE)/100)*W304","v":87},{"$f":"VLOOKUP(Q304,Start!$C$9:$D$15,2,FALSE)+VLOOKUP(Q304,Start!$C$23:$D$29,2,FALSE)","v":14.07},{"$f":"(Y304/U304)+Start!$D$19*(VLOOKUP(Q304,Start!$M$33:$N$39,2,FALSE)/U304)+VLOOKUP(R304,Start!$C$33:$D$40,2,FALSE)","v":32.887804000382808}]
[null,null,"Ja","BNA0926b","Sappi Stockstadt GmbH","Heizkraftwerk der Sappi Stockstadt GmbH",63811,"Stockstadt","Obernburger Straße 1-9","Bayern","Konventionelles Sammelschienenkraftwerk Turbine 7","01.01.1970","Mehrere Energieträger","Steinkohle","Erdgas, Heizöl, Rinde, Holz, Biogas, Biotrockengut","Steinkohle","Steinkohle","Steinkohle","Steam turbine","OPSD (2018)",0.35,"OPSD (2018)",24.79,{"$f":"(1-VLOOKUP(R305,Start!$H$33:$I$40,2,FALSE)/100)*W305","v":19.584099999999999},{"$f":"VLOOKUP(Q305,Start!$C$9:$D$15,2,FALSE)+VLOOKUP(Q305,Start!$C$23:$D$29,2,FALSE)","v":9.17},{"$f":"(Y305/U305)+Start!$D$19*(VLOOKUP(Q305,Start!$M$33:$N$39,2,FALSE)/U305)+VLOOKUP(R305,Start!$C$33:$D$40,2,FALSE)","v":51.442525138427456}]
[null,null,"Ja","BNA0935","EnBW Energie Baden-Württemberg AG","Restmüll-Heizkraftwerk Stuttgart-Münster",70376,"Stuttgart","Voltastraße 45","Baden-Württemberg","MÜN DT12","01.01.1982","Mehrere Energieträger","Steinkohle","Abfall","Steinkohle","Steinkohle","Steinkohle","Steam turbine","OPSD (2018)",0.38,"OPSD (2018)",45,{"$f":"(1-VLOOKUP(R306,Start!$H$33:$I$40,2,FALSE)/100)*W306","v":35.550000000000004},{"$f":"VLOOKUP(Q306,Start!$C$9:$D$15,2,FALSE)+VLOOKUP(Q306,Start!$C$23:$D$29,2,FALSE)","v":9.17},{"$f":"(Y306/U306)+Start!$D$19*(VLOOKUP(Q306,Start!$M$33:$N$39,2,FALSE)/U306)+VLOOKUP(R306,Start!$C$33:$D$40,2,FALSE)","v":47.483904732762127}]
[null,null,"Ja","BNA0936","EnBW Energie Baden-Württemberg AG","Restmüll-Heizkraftwerk Stuttgart-Münster",70376,"Stuttgart","Voltastraße 45","Baden-Württemberg","MÜN DT15","01.01.1984","Mehrere Energieträger","Steinkohle","Abfall","Steinkohle","Steinkohle","Steinkohle","Steam turbine","OPSD (2018)",0.38500000000000001,"OPSD (2018)",45,{"$f":"(1-VLOOKUP(R307,Start!$H$33:$I$40,2,FALSE)/100)*W307","v":35.550000000000004},{"$f":"VLOOKUP(Q307,Start!$C$9:$D$15,2,FALSE)+VLOOKUP(Q307,Start!$C$23:$D$29,2,FALSE)","v":9.17},{"$f":"(Y307/U307)+Start!$D$19*(VLOOKUP(Q307,Start!$M$33:$N$39,2,FALSE)/U307)+VLOOKUP(R307,Start!$C$33:$D$40,2,FALSE)","v":46.884113762206773}]
[null,null,"Ja","BNA0937","EnBW Energie Baden-Württemberg AG","Restmüll-Heizkraftwerk Stuttgart-Münster",70376,"Stuttgart","Voltastraße 45","Baden-Württemberg","MÜN GT16","01.01.1974","Mineralölprodukte",null,null,"Mineralölprodukte","Öl","Öl","Gas turbine","OPSD (2018)",0.31240000000000001,"OPSD (2018)",23.3,{"$f":"(1-VLOOKUP(R308,Start!$H$33:$I$40,2,FALSE)/100)*W308","v":19.805},{"$f":"VLOOKUP(Q308,Start!$C$9:$D$15,2,FALSE)+VLOOKUP(Q308,Start!$C$23:$D$29,2,FALSE)","v":33.44},{"$f":"(Y308/U308)+Start!$D$19*(VLOOKUP(Q308,Start!$M$33:$N$39,2,FALSE)/U308)+VLOOKUP(R308,Start!$C$33:$D$40,2,FALSE)","v":130.32943255019899}]
[null,null,"Ja","BNA0938","EnBW Energie Baden-Württemberg AG","Restmüll-Heizkraftwerk Stuttgart-Münster",70376,"Stuttgart","Voltastraße 45","Baden-Württemberg","MÜN GT17","01.01.1974","Mineralölprodukte",null,null,"Mineralölprodukte","Öl","Öl","Gas turbine","OPSD (2018)",0.31240000000000001,"OPSD (2018)",23.3,{"$f":"(1-VLOOKUP(R309,Start!$H$33:$I$40,2,FALSE)/100)*W309","v":19.805},{"$f":"VLOOKUP(Q309,Start!$C$9:$D$15,2,FALSE)+VLOOKUP(Q309,Start!$C$23:$D$29,2,FALSE)","v":33.44},{"$f":"(Y309/U309)+Start!$D$19*(VLOOKUP(Q309,Start!$M$33:$N$39,2,FALSE)/U309)+VLOOKUP(R309,Start!$C$33:$D$40,2,FALSE)","v":130.32943255019899}]
[null,null,"Ja","BNA0939a","EnBW Energie Baden-Württemberg AG","Restmüll-Heizkraftwerk Stuttgart-Münster",70376,"Stuttgart","Voltastraße 45","Baden-Württemberg","MÜN DT19 neu","01.01.2009","Mehrere Energieträger","Abfall (2/3)","Steinkohle (1/3)","Abfall","Abfall","Abfall","Steam turbine","OPSD (2018)",0.33,"OPSD (2018)",19.5,{"$f":"(1-VLOOKUP(R310,Start!$H$33:$I$40,2,FALSE)/100)*W310","v":16.574999999999999},{"$f":"VLOOKUP(Q310,Start!$C$9:$D$15,2,FALSE)+VLOOKUP(Q310,Start!$C$23:$D$29,2,FALSE)","v":0},{"$f":"(Y310/U310)+Start!$D$19*(VLOOKUP(Q310,Start!$M$33:$N$39,2,FALSE)/U310)+VLOOKUP(R310,Start!$C$33:$D$40,2,FALSE)","v":1}]
[null,null,"Ja","BNA0939b","EnBW Energie Baden-Württemberg AG","Restmüll-Heizkraftwerk Stuttgart-Münster",70376,"Stuttgart","Voltastraße 45","Baden-Württemberg","MÜN GT18","01.01.1974","Mineralölprodukte",null,null,"Mineralölprodukte","Öl","Öl","Gas turbine","OPSD (2018)",0.31240000000000001,"OPSD (2018)",23.3,{"$f":"(1-VLOOKUP(R311,Start!$H$33:$I$40,2,FALSE)/100)*W311","v":19.805},{"$f":"VLOOKUP(Q311,Start!$C$9:$D$15,2,FALSE)+VLOOKUP(Q311,Start!$C$23:$D$29,2,FALSE)","v":33.44},{"$f":"(Y311/U311)+Start!$D$19*(VLOOKUP(Q311,Start!$M$33:$N$39,2,FALSE)/U311)+VLOOKUP(R311,Start!$C$33:$D$40,2,FALSE)","v":130.32943255019899}]
[null,null,"Ja","BNA0957","Stadtwerke Tübingen GmbH","BHKW Obere Viehweide",72072,"Tübingen",null,"Baden-Württemberg"," -","18.04.2000","Erdgas",null,null,"Erdgas","Erdgas","GuD","Steam turbine","OPSD (2018)",0.38500000000000001,"OPSD (2018)",13.4,{"$f":"(1-VLOOKUP(R312,Start!$H$33:$I$40,2,FALSE)/100)*W312","v":11.657999999999999},{"$f":"VLOOKUP(Q312,Start!$C$9:$D$15,2,FALSE)+VLOOKUP(Q312,Start!$C$23:$D$29,2,FALSE)","v":14.07},{"$f":"(Y312/U312)+Start!$D$19*(VLOOKUP(Q312,Start!$M$33:$N$39,2,FALSE)/U312)+VLOOKUP(R312,Start!$C$33:$D$40,2,FALSE)","v":51.027508909694959}]
[null,null,"Ja","BNA0969a","SWM Services GmbH","Nord 1",85774,"Unterföhring",null,"Bayern",1,"15.09.1991","Mehrere Energieträger","Abfall","Stützfeuer","Abfall","Abfall","Abfall","Steam turbine","OPSD (2018)",0.33,"OPSD (2018)",18,{"$f":"(1-VLOOKUP(R313,Start!$H$33:$I$40,2,FALSE)/100)*W313","v":15.299999999999999},{"$f":"VLOOKUP(Q313,Start!$C$9:$D$15,2,FALSE)+VLOOKUP(Q313,Start!$C$23:$D$29,2,FALSE)","v":0},{"$f":"(Y313/U313)+Start!$D$19*(VLOOKUP(Q313,Start!$M$33:$N$39,2,FALSE)/U313)+VLOOKUP(R313,Start!$C$33:$D$40,2,FALSE)","v":1}]
[null,null,"Ja","BNA0969b","SWM Services GmbH","Nord 2",85774,"Unterföhring",null,"Bayern",2,"15.12.1991","Mehrere Energieträger","Steinkohle","Gas","Steinkohle","Steinkohle","Steinkohle","Steam turbine","OPSD (2018)",0.40250000000000002,"OPSD (2018)",332.7,{"$f":"(1-VLOOKUP(R314,Start!$H$33:$I$40,2,FALSE)/100)*W314","v":262.83300000000003},{"$f":"VLOOKUP(Q314,Start!$C$9:$D$15,2,FALSE)+VLOOKUP(Q314,Start!$C$23:$D$29,2,FALSE)","v":9.17},{"$f":"(Y314/U314)+Start!$D$19*(VLOOKUP(Q314,Start!$M$33:$N$39,2,FALSE)/U314)+VLOOKUP(R314,Start!$C$33:$D$40,2,FALSE)","v":44.90219577254561}]
[null,null,"Ja","BNA0969c","SWM Services GmbH","Nord 3",85774,"Unterföhring",null,"Bayern",3,"17.05.1984","Mehrere Energieträger","Abfall","Stützfeuer","Abfall","Abfall","Abfall","Steam turbine","OPSD (2018)",0.33,"OPSD (2018)",22,{"$f":"(1-VLOOKUP(R315,Start!$H$33:$I$40,2,FALSE)/100)*W315","v":18.7},{"$f":"VLOOKUP(Q315,Start!$C$9:$D$15,2,FALSE)+VLOOKUP(Q315,Start!$C$23:$D$29,2,FALSE)","v":0},{"$f":"(Y315/U315)+Start!$D$19*(VLOOKUP(Q315,Start!$M$33:$N$39,2,FALSE)/U315)+VLOOKUP(R315,Start!$C$33:$D$40,2,FALSE)","v":1}]
[null,null,"Ja","BNA0998","Steag GmbH","Modellkraftwerk",66333,"Völklingen-Fenne","Saarbrücker Straße 135-137","Saarland","MKV","15.08.1982","Steinkohle",null,null,"Steinkohle","Steinkohle","Steinkohle","Steam turbine","OPSD (2018)",0.38,"OPSD (2018)",179,{"$f":"(1-VLOOKUP(R316,Start!$H$33:$I$40,2,FALSE)/100)*W316","v":141.41},{"$f":"VLOOKUP(Q316,Start!$C$9:$D$15,2,FALSE)+VLOOKUP(Q316,Start!$C$23:$D$29,2,FALSE)","v":9.17},{"$f":"(Y316/U316)+Start!$D$19*(VLOOKUP(Q316,Start!$M$33:$N$39,2,FALSE)/U316)+VLOOKUP(R316,Start!$C$33:$D$40,2,FALSE)","v":47.483904732762127}]
[null,null,"Ja","BNA0999","Steag GmbH","Heizkraftwerk",66333,"Völklingen-Fenne","Saarbrücker Straße 135-137","Saarland","HKV","30.11.1989","Steinkohle",null,null,"Steinkohle","Steinkohle","Steinkohle","Steam turbine","OPSD (2018)",0.39750000000000002,"OPSD (2018)",211,{"$f":"(1-VLOOKUP(R317,Start!$H$33:$I$40,2,FALSE)/100)*W317","v":166.69},{"$f":"VLOOKUP(Q317,Start!$C$9:$D$15,2,FALSE)+VLOOKUP(Q317,Start!$C$23:$D$29,2,FALSE)","v":9.17},{"$f":"(Y317/U317)+Start!$D$19*(VLOOKUP(Q317,Start!$M$33:$N$39,2,FALSE)/U317)+VLOOKUP(R317,Start!$C$33:$D$40,2,FALSE)","v":45.450651065282031}]
[null,null,"Ja","BNA1002","Mitteldeutsche Braunkohlengesellschaft mbH","Wählitz",6679,"Wählitz",null,"Sachsen-Anhalt",null,"25.08.1994","Braunkohle",null,null,"Braunkohle","Braunkohle","Braunkohle","Steam turbine","OPSD (2018)",0.3856,"OPSD (2018)",31,{"$f":"(1-VLOOKUP(R318,Start!$H$33:$I$40,2,FALSE)/100)*W318","v":27.28},{"$f":"VLOOKUP(Q318,Start!$C$9:$D$15,2,FALSE)+VLOOKUP(Q318,Start!$C$23:$D$29,2,FALSE)","v":3.1},{"$f":"(Y318/U318)+Start!$D$19*(VLOOKUP(Q318,Start!$M$33:$N$39,2,FALSE)/U318)+VLOOKUP(R318,Start!$C$33:$D$40,2,FALSE)","v":35.792100903856664}]
[null,null,"Ja","BNA1004","EnBW Energie Baden-Württemberg AG","Kraftwerk Walheim",74399,"Walheim","Mühlstraße","Baden-Württemberg","WAL GT D","01.01.1981","Mineralölprodukte",null,null,"Mineralölprodukte","Öl","Öl","Gas turbine","OPSD (2018)",0.3306,"OPSD (2018)",136,{"$f":"(1-VLOOKUP(R319,Start!$H$33:$I$40,2,FALSE)/100)*W319","v":115.6},{"$f":"VLOOKUP(Q319,Start!$C$9:$D$15,2,FALSE)+VLOOKUP(Q319,Start!$C$23:$D$29,2,FALSE)","v":33.44},{"$f":"(Y319/U319)+Start!$D$19*(VLOOKUP(Q319,Start!$M$33:$N$39,2,FALSE)/U319)+VLOOKUP(R319,Start!$C$33:$D$40,2,FALSE)","v":123.20966342614085}]
[null,null,"Ja","BNA1007a","Allgäuer Überlandwerk GmbH","SKW Gasturbine",87448,"Waltenhofen-Veits",13,"Bayern","SKW Gasturbine","17.07.1988","Mineralölprodukte","Leichtes Heizöl",null,"Mineralölprodukte","Öl","Öl","Gas turbine","OPSD (2018)",0.3488,"OPSD (2018)",24,{"$f":"(1-VLOOKUP(R320,Start!$H$33:$I$40,2,FALSE)/100)*W320","v":20.399999999999999},{"$f":"VLOOKUP(Q320,Start!$C$9:$D$15,2,FALSE)+VLOOKUP(Q320,Start!$C$23:$D$29,2,FALSE)","v":33.44},{"$f":"(Y320/U320)+Start!$D$19*(VLOOKUP(Q320,Start!$M$33:$N$39,2,FALSE)/U320)+VLOOKUP(R320,Start!$C$33:$D$40,2,FALSE)","v":116.83289773131355}]
[null,null,"Ja","BNA1007b","Allgäuer Überlandwerk GmbH","SKW Diesel",87448,"Waltenhofen-Veits",13,"Bayern","SKW Diesel","01.09.1978","Mineralölprodukte",null,null,"Mineralölprodukte","Öl","Öl","Steam turbine","OPSD (2018)",0.36080000000000001,"OPSD (2018)",10.5,{"$f":"(1-VLOOKUP(R321,Start!$H$33:$I$40,2,FALSE)/100)*W321","v":8.9249999999999989},{"$f":"VLOOKUP(Q321,Start!$C$9:$D$15,2,FALSE)+VLOOKUP(Q321,Start!$C$23:$D$29,2,FALSE)","v":33.44},{"$f":"(Y321/U321)+Start!$D$19*(VLOOKUP(Q321,Start!$M$33:$N$39,2,FALSE)/U321)+VLOOKUP(R321,Start!$C$33:$D$40,2,FALSE)","v":112.98036233005035}]
[null,null,"Ja","BNA1015","Vattenfall Hamburg Wärme GmbH","Wedel",22880,"Wedel",null,"Schleswig-Holstein","GT A","1972","Mineralölprodukte",null,null,"Mineralölprodukte","Öl","Öl","Gas turbine","OPSD (2018)",0.30719999999999997,"OPSD (2018)",50.5,{"$f":"(1-VLOOKUP(R322,Start!$H$33:$I$40,2,FALSE)/100)*W322","v":42.924999999999997},{"$f":"VLOOKUP(Q322,Start!$C$9:$D$15,2,FALSE)+VLOOKUP(Q322,Start!$C$23:$D$29,2,FALSE)","v":33.44},{"$f":"(Y322/U322)+Start!$D$19*(VLOOKUP(Q322,Start!$M$33:$N$39,2,FALSE)/U322)+VLOOKUP(R322,Start!$C$33:$D$40,2,FALSE)","v":132.51860263242895}]
[null,null,"Ja","BNA1016","Vattenfall Hamburg Wärme GmbH","Wedel",22880,"Wedel",null,"Schleswig-Holstein","GT B","1972","Mineralölprodukte",null,null,"Mineralölprodukte","Öl","Öl","Gas turbine","OPSD (2018)",0.30719999999999997,"OPSD (2018)",50.5,{"$f":"(1-VLOOKUP(R323,Start!$H$33:$I$40,2,FALSE)/100)*W323","v":42.924999999999997},{"$f":"VLOOKUP(Q323,Start!$C$9:$D$15,2,FALSE)+VLOOKUP(Q323,Start!$C$23:$D$29,2,FALSE)","v":33.44},{"$f":"(Y323/U323)+Start!$D$19*(VLOOKUP(Q323,Start!$M$33:$N$39,2,FALSE)/U323)+VLOOKUP(R323,Start!$C$33:$D$40,2,FALSE)","v":132.51860263242895}]
[null,null,"Ja","BNA1020","RWE Power AG","MVA Weisweiler",52249,"Weisweiler",null,"Nordrhein-Westfalen","MVA","22.10.1996","Abfall",null,null,"Abfall","Abfall","Abfall","Steam turbine","OPSD (2018)",0.33,"OPSD (2018)",27,{"$f":"(1-VLOOKUP(R324,Start!$H$33:$I$40,2,FALSE)/100)*W324","v":22.95},{"$f":"VLOOKUP(Q324,Start!$C$9:$D$15,2,FALSE)+VLOOKUP(Q324,Start!$C$23:$D$29,2,FALSE)","v":0},{"$f":"(Y324/U324)+Start!$D$19*(VLOOKUP(Q324,Start!$M$33:$N$39,2,FALSE)/U324)+VLOOKUP(R324,Start!$C$33:$D$40,2,FALSE)","v":1}]
[null,null,"Ja","BNA1023","RWE Power AG","Weisweiler",52249,"Eschweiler-Weisweiler",null,"Nordrhein-Westfalen","G_VGT","04.08.2006","Erdgas",null,null,"Erdgas","Erdgas","Gasturbine","Gas turbine","OPSD (2018)",0.39560000000000001,"OPSD (2018)",200,{"$f":"(1-VLOOKUP(R325,Start!$H$33:$I$40,2,FALSE)/100)*W325","v":174},{"$f":"VLOOKUP(Q325,Start!$C$9:$D$15,2,FALSE)+VLOOKUP(Q325,Start!$C$23:$D$29,2,FALSE)","v":14.07},{"$f":"(Y325/U325)+Start!$D$19*(VLOOKUP(Q325,Start!$M$33:$N$39,2,FALSE)/U325)+VLOOKUP(R325,Start!$C$33:$D$40,2,FALSE)","v":49.20043207844428}]
[null,null,"Ja","BNA1024","RWE Power AG","Weisweiler",52249,"Eschweiler-Weisweiler",null,"Nordrhein-Westfalen","H_VGT","19.12.2006","Erdgas",null,null,"Erdgas","Erdgas","Gasturbine","Gas turbine","OPSD (2018)",0.39560000000000001,"OPSD (2018)",200,{"$f":"(1-VLOOKUP(R326,Start!$H$33:$I$40,2,FALSE)/100)*W326","v":174},{"$f":"VLOOKUP(Q326,Start!$C$9:$D$15,2,FALSE)+VLOOKUP(Q326,Start!$C$23:$D$29,2,FALSE)","v":14.07},{"$f":"(Y326/U326)+Start!$D$19*(VLOOKUP(Q326,Start!$M$33:$N$39,2,FALSE)/U326)+VLOOKUP(R326,Start!$C$33:$D$40,2,FALSE)","v":49.20043207844428}]
[null,null,"Ja","BNA1025","RWE Power AG","Weisweiler",52249,"Eschweiler-Weisweiler",null,"Nordrhein-Westfalen","E","02.12.1965","Mehrere Energieträger","Braunkohle","Klärschlamm","Braunkohle","Braunkohle","Braunkohle","Steam turbine","OPSD (2018)",0.316,"OPSD (2018)",321,{"$f":"(1-VLOOKUP(R327,Start!$H$33:$I$40,2,FALSE)/100)*W327","v":282.48},{"$f":"VLOOKUP(Q327,Start!$C$9:$D$15,2,FALSE)+VLOOKUP(Q327,Start!$C$23:$D$29,2,FALSE)","v":3.1},{"$f":"(Y327/U327)+Start!$D$19*(VLOOKUP(Q327,Start!$M$33:$N$39,2,FALSE)/U327)+VLOOKUP(R327,Start!$C$33:$D$40,2,FALSE)","v":43.300994014326363}]
[null,null,"Ja","BNA1026","RWE Power AG","Weisweiler",52249,"Eschweiler-Weisweiler",null,"Nordrhein-Westfalen","F","04.09.1967","Mehrere Energieträger","Braunkohle","Klärschlamm","Braunkohle","Braunkohle","Braunkohle","Steam turbine","OPSD (2018)",0.32079999999999997,"OPSD (2018)",321,{"$f":"(1-VLOOKUP(R328,Start!$H$33:$I$40,2,FALSE)/100)*W328","v":282.48},{"$f":"VLOOKUP(Q328,Start!$C$9:$D$15,2,FALSE)+VLOOKUP(Q328,Start!$C$23:$D$29,2,FALSE)","v":3.1},{"$f":"(Y328/U328)+Start!$D$19*(VLOOKUP(Q328,Start!$M$33:$N$39,2,FALSE)/U328)+VLOOKUP(R328,Start!$C$33:$D$40,2,FALSE)","v":42.678535251019738}]
[null,null,"Ja","BNA1027","RWE Power AG","Weisweiler",52249,"Eschweiler-Weisweiler",null,"Nordrhein-Westfalen","G","14.02.1974","Mehrere Energieträger","Braunkohle","Erdgas / Papierschlamm","Braunkohle","Braunkohle","Braunkohle","Steam turbine","OPSD (2018)",0.33760000000000001,"OPSD (2018)",663,{"$f":"(1-VLOOKUP(R329,Start!$H$33:$I$40,2,FALSE)/100)*W329","v":583.44000000000005},{"$f":"VLOOKUP(Q329,Start!$C$9:$D$15,2,FALSE)+VLOOKUP(Q329,Start!$C$23:$D$29,2,FALSE)","v":3.1},{"$f":"(Y329/U329)+Start!$D$19*(VLOOKUP(Q329,Start!$M$33:$N$39,2,FALSE)/U329)+VLOOKUP(R329,Start!$C$33:$D$40,2,FALSE)","v":40.639319041845759}]
[null,null,"Ja","BNA1028","RWE Power AG","Weisweiler",52249,"Eschweiler-Weisweiler",null,"Nordrhein-Westfalen","H","18.01.1975","Mehrere Energieträger","Braunkohle","Erdgas / Papierschlamm","Braunkohle","Braunkohle","Braunkohle","Steam turbine","OPSD (2018)",0.34,"OPSD (2018)",656,{"$f":"(1-VLOOKUP(R330,Start!$H$33:$I$40,2,FALSE)/100)*W330","v":577.28},{"$f":"VLOOKUP(Q330,Start!$C$9:$D$15,2,FALSE)+VLOOKUP(Q330,Start!$C$23:$D$29,2,FALSE)","v":3.1},{"$f":"(Y330/U330)+Start!$D$19*(VLOOKUP(Q330,Start!$M$33:$N$39,2,FALSE)/U330)+VLOOKUP(R330,Start!$C$33:$D$40,2,FALSE)","v":40.364453260373907}]
[null,null,"Ja","BNA1039","RWE Generation SE","Gersteinwerk",59368,"Werne",null,"Nordrhein-Westfalen","F1","01.01.1973","Erdgas",null,null,"Erdgas","Erdgas","GuD","Combined cycle","OPSD (2018)",0.41849999999999998,"OPSD (2018)",55,{"$f":"(1-VLOOKUP(R331,Start!$H$33:$I$40,2,FALSE)/100)*W331","v":47.85},{"$f":"VLOOKUP(Q331,Start!$C$9:$D$15,2,FALSE)+VLOOKUP(Q331,Start!$C$23:$D$29,2,FALSE)","v":14.07},{"$f":"(Y331/U331)+Start!$D$19*(VLOOKUP(Q331,Start!$M$33:$N$39,2,FALSE)/U331)+VLOOKUP(R331,Start!$C$33:$D$40,2,FALSE)","v":47.062941290878271}]
[null,null,"Ja","BNA1040","RWE Generation SE","Gersteinwerk",59368,"Werne",null,"Nordrhein-Westfalen","G1","01.01.1973","Erdgas",null,null,"Erdgas","Erdgas","GuD","Combined cycle","OPSD (2018)",0.41849999999999998,"OPSD (2018)",55,{"$f":"(1-VLOOKUP(R332,Start!$H$33:$I$40,2,FALSE)/100)*W332","v":47.85},{"$f":"VLOOKUP(Q332,Start!$C$9:$D$15,2,FALSE)+VLOOKUP(Q332,Start!$C$23:$D$29,2,FALSE)","v":14.07},{"$f":"(Y332/U332)+Start!$D$19*(VLOOKUP(Q332,Start!$M$33:$N$39,2,FALSE)/U332)+VLOOKUP(R332,Start!$C$33:$D$40,2,FALSE)","v":47.062941290878271}]
[null,null,"Ja","BNA1042","RWE Generation SE","Gersteinwerk",59368,"Werne",null,"Nordrhein-Westfalen","I1","01.01.1973","Erdgas",null,null,"Erdgas","Erdgas","Gasturbine","Gas turbine","OPSD (2018)",0.30980000000000002,"OPSD (2018)",55,{"$f":"(1-VLOOKUP(R333,Start!$H$33:$I$40,2,FALSE)/100)*W333","v":47.85},{"$f":"VLOOKUP(Q333,Start!$C$9:$D$15,2,FALSE)+VLOOKUP(Q333,Start!$C$23:$D$29,2,FALSE)","v":14.07},{"$f":"(Y333/U333)+Start!$D$19*(VLOOKUP(Q333,Start!$M$33:$N$39,2,FALSE)/U333)+VLOOKUP(R333,Start!$C$33:$D$40,2,FALSE)","v":62.549680213791333}]
[null,null,"Ja","BNA1044","RWE Generation SE","Gersteinwerk",59368,"Werne",null,"Nordrhein-Westfalen","F2","1973-01-01","Erdgas","Erdgas",null,null,"Erdgas","GuD","Combined cycle","OPSD (2018)",0.41,"OPSD (2018)",355,{"$f":"(1-VLOOKUP(R334,Start!$H$33:$I$40,2,FALSE)/100)*W334","v":308.85000000000002},{"$f":"VLOOKUP(Q334,Start!$C$9:$D$15,2,FALSE)+VLOOKUP(Q334,Start!$C$23:$D$29,2,FALSE)","v":14.07},{"$f":"(Y334/U334)+Start!$D$19*(VLOOKUP(Q334,Start!$M$33:$N$39,2,FALSE)/U334)+VLOOKUP(R334,Start!$C$33:$D$40,2,FALSE)","v":48.00753885422575}]
[null,null,"Ja","BNA1045","RWE Generation SE","Gersteinwerk",59368,"Werne",null,"Nordrhein-Westfalen","G2","01.01.1973","Erdgas",null,null,"Erdgas","Erdgas","GuD","Combined cycle","OPSD (2018)",0.41849999999999998,"OPSD (2018)",355,{"$f":"(1-VLOOKUP(R335,Start!$H$33:$I$40,2,FALSE)/100)*W335","v":308.85000000000002},{"$f":"VLOOKUP(Q335,Start!$C$9:$D$15,2,FALSE)+VLOOKUP(Q335,Start!$C$23:$D$29,2,FALSE)","v":14.07},{"$f":"(Y335/U335)+Start!$D$19*(VLOOKUP(Q335,Start!$M$33:$N$39,2,FALSE)/U335)+VLOOKUP(R335,Start!$C$33:$D$40,2,FALSE)","v":47.062941290878271}]
[null,null,"Ja","BNA1046b","RWE Generation SE","Gersteinwerk",59368,"Werne",null,"Nordrhein-Westfalen","K1 ","01.06.1984","Erdgas",null,null,"Erdgas","Erdgas","Gasturbine","Gas turbine","OPSD (2018)",0.33839999999999998,"OPSD (2018)",112,{"$f":"(1-VLOOKUP(R336,Start!$H$33:$I$40,2,FALSE)/100)*W336","v":97.44},{"$f":"VLOOKUP(Q336,Start!$C$9:$D$15,2,FALSE)+VLOOKUP(Q336,Start!$C$23:$D$29,2,FALSE)","v":14.07},{"$f":"(Y336/U336)+Start!$D$19*(VLOOKUP(Q336,Start!$M$33:$N$39,2,FALSE)/U336)+VLOOKUP(R336,Start!$C$33:$D$40,2,FALSE)","v":57.347786436857447}]
[null,null,"Ja","BNA1056","InfraServ GmbH & Co. Wiesbaden KG","Wi-Biebrich",65203,"Wiesbaden",null,"Hessen","Block 1","26.06.2006","Erdgas","Erdgas","Klärgas","Erdgas","Erdgas","GuD","Steam turbine","OPSD (2018)",0.3916,"OPSD (2018)",25.015000000000001,{"$f":"(1-VLOOKUP(R337,Start!$H$33:$I$40,2,FALSE)/100)*W337","v":21.76305},{"$f":"VLOOKUP(Q337,Start!$C$9:$D$15,2,FALSE)+VLOOKUP(Q337,Start!$C$23:$D$29,2,FALSE)","v":14.07},{"$f":"(Y337/U337)+Start!$D$19*(VLOOKUP(Q337,Start!$M$33:$N$39,2,FALSE)/U337)+VLOOKUP(R337,Start!$C$33:$D$40,2,FALSE)","v":50.192775613464136}]
[null,null,"Ja","BNA1060","Uniper Kraftwerke GmbH ","Wilhelmshaven",26386,"Wilhelmshaven",null,"Niedersachsen","GT","01.01.1973","Mineralölprodukte",null,null,"Mineralölprodukte","Öl","Öl","Gas turbine","OPSD (2018)",0.30980000000000002,"OPSD (2018)",56,{"$f":"(1-VLOOKUP(R338,Start!$H$33:$I$40,2,FALSE)/100)*W338","v":47.6},{"$f":"VLOOKUP(Q338,Start!$C$9:$D$15,2,FALSE)+VLOOKUP(Q338,Start!$C$23:$D$29,2,FALSE)","v":33.44},{"$f":"(Y338/U338)+Start!$D$19*(VLOOKUP(Q338,Start!$M$33:$N$39,2,FALSE)/U338)+VLOOKUP(R338,Start!$C$33:$D$40,2,FALSE)","v":131.41483127399022}]
[null,null,"Ja","BNA1061","Uniper Kraftwerke GmbH ","Wilhelmshaven",26386,"Wilhelmshaven",null,"Niedersachsen",1,"01.01.1976","Steinkohle",null,null,"Steinkohle","Steinkohle","Steinkohle","Steam turbine","OPSD (2018)",0.36499999999999999,"OPSD (2018)",757,{"$f":"(1-VLOOKUP(R339,Start!$H$33:$I$40,2,FALSE)/100)*W339","v":598.03},{"$f":"VLOOKUP(Q339,Start!$C$9:$D$15,2,FALSE)+VLOOKUP(Q339,Start!$C$23:$D$29,2,FALSE)","v":9.17},{"$f":"(Y339/U339)+Start!$D$19*(VLOOKUP(Q339,Start!$M$33:$N$39,2,FALSE)/U339)+VLOOKUP(R339,Start!$C$33:$D$40,2,FALSE)","v":49.381873420409889}]
[null,null,"Ja","BNA1074","envia THERM GmbH","Spitzenlastkraftwerk Wolfen",6766,"Wolfen",null,"Sachsen-Anhalt",null,"25.03.1997","Erdgas",null,null,"Erdgas","Erdgas","GuD","Steam turbine","OPSD (2018)",0.38169999999999998,"OPSD (2018)",40,{"$f":"(1-VLOOKUP(R340,Start!$H$33:$I$40,2,FALSE)/100)*W340","v":34.799999999999997},{"$f":"VLOOKUP(Q340,Start!$C$9:$D$15,2,FALSE)+VLOOKUP(Q340,Start!$C$23:$D$29,2,FALSE)","v":14.07},{"$f":"(Y340/U340)+Start!$D$19*(VLOOKUP(Q340,Start!$M$33:$N$39,2,FALSE)/U340)+VLOOKUP(R340,Start!$C$33:$D$40,2,FALSE)","v":51.455700629375315}]
[null,null,"Ja","BNA1075a","Volkswagen AG","HKW Nord",38436,"Wolfsburg",null,"Niedersachsen","Generator A","01.05.2000","Mehrere Energieträger","Steinkohle","Erdgas, Mineralöl","Steinkohle","Steinkohle","Steinkohle","Steam turbine","OPSD (2018)",0.42499999999999999,"OPSD (2018)",61.5,{"$f":"(1-VLOOKUP(R341,Start!$H$33:$I$40,2,FALSE)/100)*W341","v":48.585000000000001},{"$f":"VLOOKUP(Q341,Start!$C$9:$D$15,2,FALSE)+VLOOKUP(Q341,Start!$C$23:$D$29,2,FALSE)","v":9.17},{"$f":"(Y341/U341)+Start!$D$19*(VLOOKUP(Q341,Start!$M$33:$N$39,2,FALSE)/U341)+VLOOKUP(R341,Start!$C$33:$D$40,2,FALSE)","v":42.593844231646138}]
[null,null,"Ja","BNA1075b","Volkswagen AG","HKW Nord",38436,"Wolfsburg",null,"Niedersachsen","Generator B","01.05.2000","Mehrere Energieträger","Steinkohle","Erdgas, Mineralöl","Steinkohle","Steinkohle","Steinkohle","Steam turbine","OPSD (2018)",0.42499999999999999,"OPSD (2018)",61.5,{"$f":"(1-VLOOKUP(R342,Start!$H$33:$I$40,2,FALSE)/100)*W342","v":48.585000000000001},{"$f":"VLOOKUP(Q342,Start!$C$9:$D$15,2,FALSE)+VLOOKUP(Q342,Start!$C$23:$D$29,2,FALSE)","v":9.17},{"$f":"(Y342/U342)+Start!$D$19*(VLOOKUP(Q342,Start!$M$33:$N$39,2,FALSE)/U342)+VLOOKUP(R342,Start!$C$33:$D$40,2,FALSE)","v":42.593844231646138}]
[null,null,"Ja","BNA1076a","Volkswagen AG","HKW West",38436,"Wolfsburg",null,"Niedersachsen","Block 1","01.11.1985","Steinkohle",null,null,"Steinkohle","Steinkohle","Steinkohle","Steam turbine","OPSD (2018)",0.38750000000000001,"OPSD (2018)",138.5,{"$f":"(1-VLOOKUP(R343,Start!$H$33:$I$40,2,FALSE)/100)*W343","v":109.41500000000001},{"$f":"VLOOKUP(Q343,Start!$C$9:$D$15,2,FALSE)+VLOOKUP(Q343,Start!$C$23:$D$29,2,FALSE)","v":9.17},{"$f":"(Y343/U343)+Start!$D$19*(VLOOKUP(Q343,Start!$M$33:$N$39,2,FALSE)/U343)+VLOOKUP(R343,Start!$C$33:$D$40,2,FALSE)","v":46.590022705676411}]
[null,null,"Ja","BNA1076b","Volkswagen AG","HKW West",38436,"Wolfsburg",null,"Niedersachsen","Block 2","01.11.1985","Steinkohle",null,null,"Steinkohle","Steinkohle","Steinkohle","Steam turbine","OPSD (2018)",0.38750000000000001,"OPSD (2018)",138.5,{"$f":"(1-VLOOKUP(R344,Start!$H$33:$I$40,2,FALSE)/100)*W344","v":109.41500000000001},{"$f":"VLOOKUP(Q344,Start!$C$9:$D$15,2,FALSE)+VLOOKUP(Q344,Start!$C$23:$D$29,2,FALSE)","v":9.17},{"$f":"(Y344/U344)+Start!$D$19*(VLOOKUP(Q344,Start!$M$33:$N$39,2,FALSE)/U344)+VLOOKUP(R344,Start!$C$33:$D$40,2,FALSE)","v":46.590022705676411}]
[null,null,"Ja","BNA1078","Palm Power GmbH & Co. KG","HKW Wörth",76744,"Wörth","Am Oberwald 2","Rheinland-Pfalz",null,"30.11.2007","Mehrere Energieträger","Erdgas","Reststoffe","Erdgas","Erdgas","GuD","Steam turbine","OPSD (2018)",0.39269999999999999,"OPSD (2018)",59,{"$f":"(1-VLOOKUP(R345,Start!$H$33:$I$40,2,FALSE)/100)*W345","v":51.33},{"$f":"VLOOKUP(Q345,Start!$C$9:$D$15,2,FALSE)+VLOOKUP(Q345,Start!$C$23:$D$29,2,FALSE)","v":14.07},{"$f":"(Y345/U345)+Start!$D$19*(VLOOKUP(Q345,Start!$M$33:$N$39,2,FALSE)/U345)+VLOOKUP(R345,Start!$C$33:$D$40,2,FALSE)","v":50.056381284014662}]
[null,null,"Ja","BNA1082","WSW Energie & Wasser AG","HKW Barmen",42275,"Wuppertal",null,"Nordrhein-Westfalen","Block 1","2005-12-30","Erdgas",null,null,null,"Erdgas","GuD","Combined cycle","OPSD (2018)",0.5625,"OPSD (2018)",88.019000000000005,{"$f":"(1-VLOOKUP(R346,Start!$H$33:$I$40,2,FALSE)/100)*W346","v":76.576530000000005},{"$f":"VLOOKUP(Q346,Start!$C$9:$D$15,2,FALSE)+VLOOKUP(Q346,Start!$C$23:$D$29,2,FALSE)","v":14.07},{"$f":"(Y346/U346)+Start!$D$19*(VLOOKUP(Q346,Start!$M$33:$N$39,2,FALSE)/U346)+VLOOKUP(R346,Start!$C$33:$D$40,2,FALSE)","v":35.398828320413436}]
[null,null,"Ja","BNA1083","WSW Energie & Wasser AG","Spitzenlastanlage Barmen",42275,"Wuppertal",null,"Nordrhein-Westfalen","Block 2","2008","Mineralölprodukte",null,null,"Mineralölprodukte","Öl","Öl","Combined cycle","OPSD (2018)",0.38,"OPSD (2018)",60,{"$f":"(1-VLOOKUP(R347,Start!$H$33:$I$40,2,FALSE)/100)*W347","v":51},{"$f":"VLOOKUP(Q347,Start!$C$9:$D$15,2,FALSE)+VLOOKUP(Q347,Start!$C$23:$D$29,2,FALSE)","v":33.44},{"$f":"(Y347/U347)+Start!$D$19*(VLOOKUP(Q347,Start!$M$33:$N$39,2,FALSE)/U347)+VLOOKUP(R347,Start!$C$33:$D$40,2,FALSE)","v":107.32240718074254}]
[null,null,"Ja","BNA1085","Heizkraftwerk Würzburg GmbH","Heizkraftwerke an der Friedensbrücke",97080,"Würzburg","Veitshöchheimer Str. 1","Bayern","TSIII","01.01.1971","Erdgas",null,null,"Erdgas","Erdgas","GuD","Combined cycle","OPSD (2018)",0.40949999999999998,"OPSD (2018)",23,{"$f":"(1-VLOOKUP(R348,Start!$H$33:$I$40,2,FALSE)/100)*W348","v":20.010000000000002},{"$f":"VLOOKUP(Q348,Start!$C$9:$D$15,2,FALSE)+VLOOKUP(Q348,Start!$C$23:$D$29,2,FALSE)","v":14.07},{"$f":"(Y348/U348)+Start!$D$19*(VLOOKUP(Q348,Start!$M$33:$N$39,2,FALSE)/U348)+VLOOKUP(R348,Start!$C$33:$D$40,2,FALSE)","v":48.064324615952529}]
[null,null,"Ja","BNA1086","Heizkraftwerk Würzburg GmbH","Heizkraftwerke an der Friedensbrücke",97080,"Würzburg","Veitshöchheimer Str. 1","Bayern","TSII","01.01.1993","Erdgas",null,null,"Erdgas","Erdgas","GuD","Combined cycle","OPSD (2018)",0.50849999999999995,"OPSD (2018)",25,{"$f":"(1-VLOOKUP(R349,Start!$H$33:$I$40,2,FALSE)/100)*W349","v":21.75},{"$f":"VLOOKUP(Q349,Start!$C$9:$D$15,2,FALSE)+VLOOKUP(Q349,Start!$C$23:$D$29,2,FALSE)","v":14.07},{"$f":"(Y349/U349)+Start!$D$19*(VLOOKUP(Q349,Start!$M$33:$N$39,2,FALSE)/U349)+VLOOKUP(R349,Start!$C$33:$D$40,2,FALSE)","v":38.998703894262654}]
[null,null,"Ja","BNA1087","Heizkraftwerk Würzburg GmbH","Heizkraftwerke an der Friedensbrücke",97080,"Würzburg","Veitshöchheimer Str. 1","Bayern","GTII","01.01.2009","Erdgas",null,null,"Erdgas","Erdgas","GuD","Combined cycle","OPSD (2018)",0.58050000000000002,"OPSD (2018)",29.5,{"$f":"(1-VLOOKUP(R350,Start!$H$33:$I$40,2,FALSE)/100)*W350","v":25.664999999999999},{"$f":"VLOOKUP(Q350,Start!$C$9:$D$15,2,FALSE)+VLOOKUP(Q350,Start!$C$23:$D$29,2,FALSE)","v":14.07},{"$f":"(Y350/U350)+Start!$D$19*(VLOOKUP(Q350,Start!$M$33:$N$39,2,FALSE)/U350)+VLOOKUP(R350,Start!$C$33:$D$40,2,FALSE)","v":34.347701860865726}]
[null,null,"Ja","BNA1088","Heizkraftwerk Würzburg GmbH","Heizkraftwerke an der Friedensbrücke",97080,"Würzburg","Veitshöchheimer Str. 1","Bayern","GTI","01.01.2005","Erdgas",null,null,"Erdgas","Erdgas","GuD","Combined cycle","OPSD (2018)",0.5625,"OPSD (2018)",44.5,{"$f":"(1-VLOOKUP(R351,Start!$H$33:$I$40,2,FALSE)/100)*W351","v":38.714999999999996},{"$f":"VLOOKUP(Q351,Start!$C$9:$D$15,2,FALSE)+VLOOKUP(Q351,Start!$C$23:$D$29,2,FALSE)","v":14.07},{"$f":"(Y351/U351)+Start!$D$19*(VLOOKUP(Q351,Start!$M$33:$N$39,2,FALSE)/U351)+VLOOKUP(R351,Start!$C$33:$D$40,2,FALSE)","v":35.398828320413436}]
[null,null,"Ja","BNA1089","K+S AG","Zielitz",39326,"Zielitz",null,"Sachsen-Anhalt","Zielitz","01.01.1996","Erdgas",null,null,"Erdgas","Erdgas","GuD","Steam turbine","OPSD (2018)",0.38059999999999999,"OPSD (2018)",27,{"$f":"(1-VLOOKUP(R352,Start!$H$33:$I$40,2,FALSE)/100)*W352","v":23.49},{"$f":"VLOOKUP(Q352,Start!$C$9:$D$15,2,FALSE)+VLOOKUP(Q352,Start!$C$23:$D$29,2,FALSE)","v":14.07},{"$f":"(Y352/U352)+Start!$D$19*(VLOOKUP(Q352,Start!$M$33:$N$39,2,FALSE)/U352)+VLOOKUP(R352,Start!$C$33:$D$40,2,FALSE)","v":51.600081267032472}]
[null,null,"Ja","BNA1092","ENGIE Deutschland AG","Zolling",85406,"Zolling","Leininger Str. 1","Bayern","GT1 & GT2","01.01.1976","Mineralölprodukte",null,null,"Mineralölprodukte","Öl","Öl","Gas turbine","OPSD (2018)",0.31759999999999999,"OPSD (2018)",50,{"$f":"(1-VLOOKUP(R353,Start!$H$33:$I$40,2,FALSE)/100)*W353","v":42.5},{"$f":"VLOOKUP(Q353,Start!$C$9:$D$15,2,FALSE)+VLOOKUP(Q353,Start!$C$23:$D$29,2,FALSE)","v":33.44},{"$f":"(Y353/U353)+Start!$D$19*(VLOOKUP(Q353,Start!$M$33:$N$39,2,FALSE)/U353)+VLOOKUP(R353,Start!$C$33:$D$40,2,FALSE)","v":128.21194813816805}]
[null,null,"Ja","BNA1093","ENGIE Deutschland AG","Zolling",85406,"Zolling","Leininger Str. 1","Bayern","Zolling Block 5","01.01.1985","Mehrere Energieträger","Steinkohle","Klärschlamm, HSL, HEL","Steinkohle","Steinkohle","Steinkohle","Steam turbine","OPSD (2018)",0.45250000000000001,"OPSD (2018)",472,{"$f":"(1-VLOOKUP(R354,Start!$H$33:$I$40,2,FALSE)/100)*W354","v":372.88},{"$f":"VLOOKUP(Q354,Start!$C$9:$D$15,2,FALSE)+VLOOKUP(Q354,Start!$C$23:$D$29,2,FALSE)","v":9.17},{"$f":"(Y354/U354)+Start!$D$19*(VLOOKUP(Q354,Start!$M$33:$N$39,2,FALSE)/U354)+VLOOKUP(R354,Start!$C$33:$D$40,2,FALSE)","v":40.084273587733939}]
[null,null,"Ja","BNA1094","Smurfit Kappa Zülpich Papier GmbH","Gaskraftwerk",53910,"Zülpich","Bessenicher Weg","Nordrhein-Westfalen","GKW","01.04.1996","Erdgas",null,null,"Erdgas","Erdgas","GuD","Steam turbine","OPSD (2018)",0.38059999999999999,"OPSD (2018)",15.1,{"$f":"(1-VLOOKUP(R355,Start!$H$33:$I$40,2,FALSE)/100)*W355","v":13.137},{"$f":"VLOOKUP(Q355,Start!$C$9:$D$15,2,FALSE)+VLOOKUP(Q355,Start!$C$23:$D$29,2,FALSE)","v":14.07},{"$f":"(Y355/U355)+Start!$D$19*(VLOOKUP(Q355,Start!$M$33:$N$39,2,FALSE)/U355)+VLOOKUP(R355,Start!$C$33:$D$40,2,FALSE)","v":51.600081267032472}]
[null,null,"Ja","BNA1097","Smurfit Kappa Zülpich Papier GmbH","Kohlekraftwerk",53909,"Zülpich","Bessenicher Weg","Nordrhein-Westfalen","K06","30.06.1964","Erdgas","Braunkohlebriketts 75%, Sek.Brennstoff 20%, Biogas 5%","Rejekt + Biogas","Braunkohle","Braunkohle","Braunkohle","Steam turbine","OPSD (2018)",0.31359999999999999,"OPSD (2018)",19.5,{"$f":"(1-VLOOKUP(R356,Start!$H$33:$I$40,2,FALSE)/100)*W356","v":17.16},{"$f":"VLOOKUP(Q356,Start!$C$9:$D$15,2,FALSE)+VLOOKUP(Q356,Start!$C$23:$D$29,2,FALSE)","v":3.1},{"$f":"(Y356/U356)+Start!$D$19*(VLOOKUP(Q356,Start!$M$33:$N$39,2,FALSE)/U356)+VLOOKUP(R356,Start!$C$33:$D$40,2,FALSE)","v":43.619368968517634}]
[null,null,"Ja","BNA1104","Stadtwerke Augsburg Energie GmbH","Heizkraftwerk",86152,"Augsburg ","Franziskanergasse 9","Bayern","T2","15.12.1976","Mehrere Energieträger","Erdgas","Heizöl","Erdgas","Erdgas","GuD","Steam turbine","OPSD (2018)",0.35859999999999997,"OPSD (2018)",20.399999999999999,{"$f":"(1-VLOOKUP(R357,Start!$H$33:$I$40,2,FALSE)/100)*W357","v":17.747999999999998},{"$f":"VLOOKUP(Q357,Start!$C$9:$D$15,2,FALSE)+VLOOKUP(Q357,Start!$C$23:$D$29,2,FALSE)","v":14.07},{"$f":"(Y357/U357)+Start!$D$19*(VLOOKUP(Q357,Start!$M$33:$N$39,2,FALSE)/U357)+VLOOKUP(R357,Start!$C$33:$D$40,2,FALSE)","v":54.673705884641826}]
[null,null,"Ja","BNA1105","TEAG Thüringer Energie AG","HKW Bad Salzungen",36433,"Bad Salzungen",null,"Thüringen","HKW Bad Salzungen","01.10.1994","Mehrere Energieträger","EG","HEL","Erdgas","Erdgas","GuD","Steam turbine","OPSD (2018)",0.37840000000000001,"OPSD (2018)",9.6999999999999993,{"$f":"(1-VLOOKUP(R358,Start!$H$33:$I$40,2,FALSE)/100)*W358","v":8.4390000000000001},{"$f":"VLOOKUP(Q358,Start!$C$9:$D$15,2,FALSE)+VLOOKUP(Q358,Start!$C$23:$D$29,2,FALSE)","v":14.07},{"$f":"(Y358/U358)+Start!$D$19*(VLOOKUP(Q358,Start!$M$33:$N$39,2,FALSE)/U358)+VLOOKUP(R358,Start!$C$33:$D$40,2,FALSE)","v":51.891360809282652}]
[null,null,"Ja","BNA1108","PD energy GmbH","PD energy GmbH",6749,"Bitterfeld - Wolfen","Ostraße 1","Sachsen-Anhalt",null,"01.01.2010","Abfall","Abfall","Heizöl L","Abfall","Abfall","Abfall","Steam turbine","OPSD (2018)",0.33,"OPSD (2018)",9.9,{"$f":"(1-VLOOKUP(R359,Start!$H$33:$I$40,2,FALSE)/100)*W359","v":8.4150000000000009},{"$f":"VLOOKUP(Q359,Start!$C$9:$D$15,2,FALSE)+VLOOKUP(Q359,Start!$C$23:$D$29,2,FALSE)","v":0},{"$f":"(Y359/U359)+Start!$D$19*(VLOOKUP(Q359,Start!$M$33:$N$39,2,FALSE)/U359)+VLOOKUP(R359,Start!$C$33:$D$40,2,FALSE)","v":1}]
[null,null,"Ja","BNA1110","Zweckverband Restmüllheizkraftwerk Böblingen","Restmüllheizkraftwerk Böblingen",71032,"Böblingen","Musbergersträßle 11","Baden-Württemberg","Müllverbrennung","03.05.1999","Abfall",null,null,"Abfall","Abfall","Abfall","Steam turbine","OPSD (2018)",0.33,"OPSD (2018)",9.5,{"$f":"(1-VLOOKUP(R360,Start!$H$33:$I$40,2,FALSE)/100)*W360","v":8.0749999999999993},{"$f":"VLOOKUP(Q360,Start!$C$9:$D$15,2,FALSE)+VLOOKUP(Q360,Start!$C$23:$D$29,2,FALSE)","v":0},{"$f":"(Y360/U360)+Start!$D$19*(VLOOKUP(Q360,Start!$M$33:$N$39,2,FALSE)/U360)+VLOOKUP(R360,Start!$C$33:$D$40,2,FALSE)","v":1}]
[null,null,"Ja","BNA1114","swb Entsorgung GmbH & Co. KG","MHKW",28219,"Bremen","Oken 2","Bremen","MHKW","1969 / 2012","Abfall",null,null,"Abfall","Abfall","Abfall","Steam turbine","OPSD (2018)",0.33,"OPSD (2018)",44,{"$f":"(1-VLOOKUP(R361,Start!$H$33:$I$40,2,FALSE)/100)*W361","v":37.4},{"$f":"VLOOKUP(Q361,Start!$C$9:$D$15,2,FALSE)+VLOOKUP(Q361,Start!$C$23:$D$29,2,FALSE)","v":0},{"$f":"(Y361/U361)+Start!$D$19*(VLOOKUP(Q361,Start!$M$33:$N$39,2,FALSE)/U361)+VLOOKUP(R361,Start!$C$33:$D$40,2,FALSE)","v":1}]
[null,null,"Ja","BNA1115","Aktien-Gesellschaft der Dillinger Hüttenwerke, ROGESA Roheisengesellschaft Saar mbH und Zentralkokerei Saar GmbH, als Bruchteilsgemeinschaft","Gichtgaskraftwerk Dillingen",66763,"Dillingen/Saar","Werkstraße 1","Saarland",null,"20.10.2010","Sonstige Energieträger","Hochofengas","Koksgas/ Erdgas","Sonstige Energieträger\n(nicht erneuerbar)","Erdgas","GuD","Steam turbine","OPSD (2018)",0.39600000000000002,"Annahme basierend auf DIW (2014)",85,{"$f":"(1-VLOOKUP(R362,Start!$H$33:$I$40,2,FALSE)/100)*W362","v":73.95},{"$f":"VLOOKUP(Q362,Start!$C$9:$D$15,2,FALSE)+VLOOKUP(Q362,Start!$C$23:$D$29,2,FALSE)","v":14.07},{"$f":"(Y362/U362)+Start!$D$19*(VLOOKUP(Q362,Start!$M$33:$N$39,2,FALSE)/U362)+VLOOKUP(R362,Start!$C$33:$D$40,2,FALSE)","v":49.651744773314533}]
[null,null,"Ja","BNA1116","Bremerhavener Entsorgungsgesellschaft mbH","BEG",27570,"Bremerhaven","Zur Hexenbrücke 16","Bremen",null,"18.03.1977","Mehrere Energieträger","Abfall",null,"Abfall","Abfall","Abfall","Steam turbine","OPSD (2018)",0.33,"OPSD (2018)",14,{"$f":"(1-VLOOKUP(R363,Start!$H$33:$I$40,2,FALSE)/100)*W363","v":11.9},{"$f":"VLOOKUP(Q363,Start!$C$9:$D$15,2,FALSE)+VLOOKUP(Q363,Start!$C$23:$D$29,2,FALSE)","v":0},{"$f":"(Y363/U363)+Start!$D$19*(VLOOKUP(Q363,Start!$M$33:$N$39,2,FALSE)/U363)+VLOOKUP(R363,Start!$C$33:$D$40,2,FALSE)","v":1}]
[null,null,"Ja","BNA1117","Pirelli Deutschland GmbH","Industriekraftwerk Breuberg",64747,"Breuberg","Höchster Str. 48-60","Hessen",null,"01.08.1999","Erdgas",null,null,"Erdgas","Erdgas","GuD","Steam turbine","OPSD (2018)",0.38390000000000002,"OPSD (2018)",11.4,{"$f":"(1-VLOOKUP(R364,Start!$H$33:$I$40,2,FALSE)/100)*W364","v":9.918000000000001},{"$f":"VLOOKUP(Q364,Start!$C$9:$D$15,2,FALSE)+VLOOKUP(Q364,Start!$C$23:$D$29,2,FALSE)","v":14.07},{"$f":"(Y364/U364)+Start!$D$19*(VLOOKUP(Q364,Start!$M$33:$N$39,2,FALSE)/U364)+VLOOKUP(R364,Start!$C$33:$D$40,2,FALSE)","v":51.169421542674023}]
[null,null,"Ja","BNA1119","Zweckverband Abfallverwertung Südostbayern","MHKW Burgkirchen",84508,"Burgkirchen","Bruck 110","Bayern",null,"15.01.1994","Abfall",null,null,"Abfall","Abfall","Abfall","Steam turbine","OPSD (2018)",0.33,"OPSD (2018)",12.5,{"$f":"(1-VLOOKUP(R365,Start!$H$33:$I$40,2,FALSE)/100)*W365","v":10.625},{"$f":"VLOOKUP(Q365,Start!$C$9:$D$15,2,FALSE)+VLOOKUP(Q365,Start!$C$23:$D$29,2,FALSE)","v":0},{"$f":"(Y365/U365)+Start!$D$19*(VLOOKUP(Q365,Start!$M$33:$N$39,2,FALSE)/U365)+VLOOKUP(R365,Start!$C$33:$D$40,2,FALSE)","v":1}]
[null,null,"Ja","BNA1120","RÜTGERS Germany GmbH","Energiezentrale",44579,"Castrop-Rauxel","Kekulestraße 30","Nordrhein-Westfalen","Gasturbine","01.06.1991","Mehrere Energieträger","Erdgas","Heizöl EL","Erdgas","Erdgas","Gasturbine","Gas turbine","OPSD (2018)",0.35659999999999997,"OPSD (2018)",10.199999999999999,{"$f":"(1-VLOOKUP(R366,Start!$H$33:$I$40,2,FALSE)/100)*W366","v":8.8739999999999988},{"$f":"VLOOKUP(Q366,Start!$C$9:$D$15,2,FALSE)+VLOOKUP(Q366,Start!$C$23:$D$29,2,FALSE)","v":14.07},{"$f":"(Y366/U366)+Start!$D$19*(VLOOKUP(Q366,Start!$M$33:$N$39,2,FALSE)/U366)+VLOOKUP(R366,Start!$C$33:$D$40,2,FALSE)","v":54.471931941201795}]
[null,null,"Ja","BNA1121","RÜTGERS Germany GmbH","Energiezentrale",44579,"Castrop-Rauxel","Kekulestraße 30","Nordrhein-Westfalen","Energiecenter","09.01.2005","Mehrere Energieträger","Erdgas","Heizöl EL","Erdgas","Erdgas","GuD","Steam turbine","OPSD (2018)",0.39050000000000001,"OPSD (2018)",0.88,{"$f":"(1-VLOOKUP(R367,Start!$H$33:$I$40,2,FALSE)/100)*W367","v":0.76559999999999995},{"$f":"VLOOKUP(Q367,Start!$C$9:$D$15,2,FALSE)+VLOOKUP(Q367,Start!$C$23:$D$29,2,FALSE)","v":14.07},{"$f":"(Y367/U367)+Start!$D$19*(VLOOKUP(Q367,Start!$M$33:$N$39,2,FALSE)/U367)+VLOOKUP(R367,Start!$C$33:$D$40,2,FALSE)","v":50.329938361671083}]
[null,null,"Ja","BNA1125","Merck KGaA","Heizkraftwerk",64293,"Darmstadt ","Frankfurter Str. 250","Hessen","GT","20.12.1999","Mehrere Energieträger","Erdgas","leichtes Heizöl","Erdgas","Erdgas","Gasturbine","Gas turbine","OPSD (2018)",0.37740000000000001,"OPSD (2018)",10,{"$f":"(1-VLOOKUP(R368,Start!$H$33:$I$40,2,FALSE)/100)*W368","v":8.6999999999999993},{"$f":"VLOOKUP(Q368,Start!$C$9:$D$15,2,FALSE)+VLOOKUP(Q368,Start!$C$23:$D$29,2,FALSE)","v":14.07},{"$f":"(Y368/U368)+Start!$D$19*(VLOOKUP(Q368,Start!$M$33:$N$39,2,FALSE)/U368)+VLOOKUP(R368,Start!$C$33:$D$40,2,FALSE)","v":51.524883227961197}]
[null,null,"Ja","BNA1131","Metsä Tissue GmbH (Werk Düren)","MT, Düren",52349,"Düren","Veldener Strasse 121 - 131","Nordrhein-Westfalen",null,"01.01.1940","Erdgas",null,null,"Erdgas","Erdgas","GuD","Steam turbine","OPSD (2018)",0.31900000000000001,"OPSD (2018)",14,{"$f":"(1-VLOOKUP(R369,Start!$H$33:$I$40,2,FALSE)/100)*W369","v":12.18},{"$f":"VLOOKUP(Q369,Start!$C$9:$D$15,2,FALSE)+VLOOKUP(Q369,Start!$C$23:$D$29,2,FALSE)","v":14.07},{"$f":"(Y369/U369)+Start!$D$19*(VLOOKUP(Q369,Start!$M$33:$N$39,2,FALSE)/U369)+VLOOKUP(R369,Start!$C$33:$D$40,2,FALSE)","v":61.274579718597359}]
[null,null,"Ja","BNA1138","Stadtwerke Erkrath GmbH","BHKW an Klinkerweg",40699,"Erkrath","Klinkerweg 4","Nordrhein-Westfalen","Module 1, 2 und 3","01.04.2000","Erdgas",null,null,"Erdgas","Erdgas","GuD","Steam turbine","OPSD (2018)",0.38500000000000001,"OPSD (2018)",10.199999999999999,{"$f":"(1-VLOOKUP(R370,Start!$H$33:$I$40,2,FALSE)/100)*W370","v":8.8739999999999988},{"$f":"VLOOKUP(Q370,Start!$C$9:$D$15,2,FALSE)+VLOOKUP(Q370,Start!$C$23:$D$29,2,FALSE)","v":14.07},{"$f":"(Y370/U370)+Start!$D$19*(VLOOKUP(Q370,Start!$M$33:$N$39,2,FALSE)/U370)+VLOOKUP(R370,Start!$C$33:$D$40,2,FALSE)","v":51.027508909694959}]
[null,null,"Ja","BNA1139","EEW Energy from Waste Saarbrücken GmbH","TREA Breisgau",79427,"Eschbach","Heitersheimer Straße 2","Baden-Württemberg",null,"15.07.2005","Abfall","Abfall, \nbiol. abbaubarer Anteil von Abfällen aus Haushalten und Industrie",null,"Abfall","Abfall","Abfall","Steam turbine","OPSD (2018)",0.33,"OPSD (2018)",13.6,{"$f":"(1-VLOOKUP(R371,Start!$H$33:$I$40,2,FALSE)/100)*W371","v":11.559999999999999},{"$f":"VLOOKUP(Q371,Start!$C$9:$D$15,2,FALSE)+VLOOKUP(Q371,Start!$C$23:$D$29,2,FALSE)","v":0},{"$f":"(Y371/U371)+Start!$D$19*(VLOOKUP(Q371,Start!$M$33:$N$39,2,FALSE)/U371)+VLOOKUP(R371,Start!$C$33:$D$40,2,FALSE)","v":1}]
[null,null,"Ja","BNA1141","Pfeifer & Langen GmbH & Co. KG","P&L Werk Euskirchen",53879,"Euskirchen","Bonner Strasse 2","Nordrhein-Westfalen","Kessel 4 / 6","01.12.1991","Mehrere Energieträger","Braunkohlebrikett","Erdgas,Heizöl S,Heizöl EL","Braunkohle","Braunkohle","Braunkohle","Steam turbine","OPSD (2018)",0.37840000000000001,"OPSD (2018)",14.5,{"$f":"(1-VLOOKUP(R372,Start!$H$33:$I$40,2,FALSE)/100)*W372","v":12.76},{"$f":"VLOOKUP(Q372,Start!$C$9:$D$15,2,FALSE)+VLOOKUP(Q372,Start!$C$23:$D$29,2,FALSE)","v":3.1},{"$f":"(Y372/U372)+Start!$D$19*(VLOOKUP(Q372,Start!$M$33:$N$39,2,FALSE)/U372)+VLOOKUP(R372,Start!$C$33:$D$40,2,FALSE)","v":36.440787813232376}]
[null,null,"Ja","BNA1144","EEW Energy from Waste Göppingen GmbH","EEW Göppingen",73037,"Göppingen",null,"Baden-Württemberg","Turb. Neu","01.07.1975","Abfall","Abfall, \nbiol. abbaubarer Anteil von Abfällen aus Haushalten und Industrie",null,"Abfall","Abfall","Abfall","Steam turbine","OPSD (2018)",0.33,"OPSD (2018)",11,{"$f":"(1-VLOOKUP(R373,Start!$H$33:$I$40,2,FALSE)/100)*W373","v":9.35},{"$f":"VLOOKUP(Q373,Start!$C$9:$D$15,2,FALSE)+VLOOKUP(Q373,Start!$C$23:$D$29,2,FALSE)","v":0},{"$f":"(Y373/U373)+Start!$D$19*(VLOOKUP(Q373,Start!$M$33:$N$39,2,FALSE)/U373)+VLOOKUP(R373,Start!$C$33:$D$40,2,FALSE)","v":1}]
[null,null,"Ja","BNA1148","MHB Hamm Betriebsführungsgesellschaft mbH","MVA Hamm",59075,"Hamm","Am Lausbach 2","Nordrhein-Westfalen",null,"13.02.1986","Abfall","Abfall","Heizöl EL","Abfall","Abfall","Abfall","Steam turbine","OPSD (2018)",0.33,"OPSD (2018)",14.58,{"$f":"(1-VLOOKUP(R374,Start!$H$33:$I$40,2,FALSE)/100)*W374","v":12.392999999999999},{"$f":"VLOOKUP(Q374,Start!$C$9:$D$15,2,FALSE)+VLOOKUP(Q374,Start!$C$23:$D$29,2,FALSE)","v":0},{"$f":"(Y374/U374)+Start!$D$19*(VLOOKUP(Q374,Start!$M$33:$N$39,2,FALSE)/U374)+VLOOKUP(R374,Start!$C$33:$D$40,2,FALSE)","v":1}]
[null,null,"Ja","BNA1151","innogy SE","KWKK Heidelberg",69120,"Heidelberg","Neuenheimer Feld 530","Baden-Württemberg",null,"21.12.2001","Erdgas",null,null,"Erdgas","Erdgas","GuD","Steam turbine","OPSD (2018)",0.3861,"OPSD (2018)",13.5,{"$f":"(1-VLOOKUP(R375,Start!$H$33:$I$40,2,FALSE)/100)*W375","v":11.744999999999999},{"$f":"VLOOKUP(Q375,Start!$C$9:$D$15,2,FALSE)+VLOOKUP(Q375,Start!$C$23:$D$29,2,FALSE)","v":14.07},{"$f":"(Y375/U375)+Start!$D$19*(VLOOKUP(Q375,Start!$M$33:$N$39,2,FALSE)/U375)+VLOOKUP(R375,Start!$C$33:$D$40,2,FALSE)","v":50.886404895707216}]
[null,null,"Ja","BNA1154","AGR Abfallentsorgungsgesellschaft Ruhrgebiet mbH","RZR Herten I",45699,"Herten","Im Emscherbruch 11","Nordrhein-Westfalen","RZR I","06.01.1982","Abfall",null,null,"Abfall","Abfall","Abfall","Steam turbine","OPSD (2018)",0.33,"OPSD (2018)",15.5,{"$f":"(1-VLOOKUP(R376,Start!$H$33:$I$40,2,FALSE)/100)*W376","v":13.174999999999999},{"$f":"VLOOKUP(Q376,Start!$C$9:$D$15,2,FALSE)+VLOOKUP(Q376,Start!$C$23:$D$29,2,FALSE)","v":0},{"$f":"(Y376/U376)+Start!$D$19*(VLOOKUP(Q376,Start!$M$33:$N$39,2,FALSE)/U376)+VLOOKUP(R376,Start!$C$33:$D$40,2,FALSE)","v":1}]
[null,null,"Ja","BNA1155","AGR Abfallentsorgungsgesellschaft Ruhrgebiet mbH","RZR Herten II",45699,"Herten","Im Emscherbruch 11","Nordrhein-Westfalen","RZR II","07.01.2009","Abfall",null,null,"Abfall","Abfall","Abfall","Steam turbine","OPSD (2018)",0.33,"OPSD (2018)",11.7,{"$f":"(1-VLOOKUP(R377,Start!$H$33:$I$40,2,FALSE)/100)*W377","v":9.9449999999999985},{"$f":"VLOOKUP(Q377,Start!$C$9:$D$15,2,FALSE)+VLOOKUP(Q377,Start!$C$23:$D$29,2,FALSE)","v":0},{"$f":"(Y377/U377)+Start!$D$19*(VLOOKUP(Q377,Start!$M$33:$N$39,2,FALSE)/U377)+VLOOKUP(R377,Start!$C$33:$D$40,2,FALSE)","v":1}]
[null,null,"Ja","BNA1161","Zweckverband Müllverwertungsanlage Ingolstadt (MVA Ingolstadt)","MVA Ingolstadt",85055,"Ingolstadt","Am Mailinger Bach 141","Bayern","Müllheizkraftwerk (MHKW)","26.10.1984","Abfall",null,null,"Abfall","Abfall","Abfall","Steam turbine","OPSD (2018)",0.33,"OPSD (2018)",25.5,{"$f":"(1-VLOOKUP(R378,Start!$H$33:$I$40,2,FALSE)/100)*W378","v":21.675000000000001},{"$f":"VLOOKUP(Q378,Start!$C$9:$D$15,2,FALSE)+VLOOKUP(Q378,Start!$C$23:$D$29,2,FALSE)","v":0},{"$f":"(Y378/U378)+Start!$D$19*(VLOOKUP(Q378,Start!$M$33:$N$39,2,FALSE)/U378)+VLOOKUP(R378,Start!$C$33:$D$40,2,FALSE)","v":1}]
[null,null,"Ja","BNA1164","Pfeifer & Langen GmbH & Co. KG","P&L Werk Jülich",52428,"Jülich","Dürenerstr. 20","Nordrhein-Westfalen","Kessel 5","15.09.2013","Braunkohle",null,null,"Braunkohle","Braunkohle","Braunkohle","Steam turbine","OPSD (2018)",0.43120000000000003,"OPSD (2018)",23.22,{"$f":"(1-VLOOKUP(R379,Start!$H$33:$I$40,2,FALSE)/100)*W379","v":20.433599999999998},{"$f":"VLOOKUP(Q379,Start!$C$9:$D$15,2,FALSE)+VLOOKUP(Q379,Start!$C$23:$D$29,2,FALSE)","v":3.1},{"$f":"(Y379/U379)+Start!$D$19*(VLOOKUP(Q379,Start!$M$33:$N$39,2,FALSE)/U379)+VLOOKUP(R379,Start!$C$33:$D$40,2,FALSE)","v":32.186813795285545}]
[null,null,"Ja","BNA1165","Pfeifer & Langen GmbH & Co. KG","P&L Werk Appeldorn",47546,"Kalkar","Reeser Str 280-300","Nordrhein-Westfalen","Lentjes-Kessel","23.09.2002","Mehrere Energieträger","Erdgas","Biogas, Schweröl, Leichtöl","Erdgas","Erdgas","GuD","Steam turbine","OPSD (2018)",0.38719999999999999,"OPSD (2018)",11.4,{"$f":"(1-VLOOKUP(R380,Start!$H$33:$I$40,2,FALSE)/100)*W380","v":9.918000000000001},{"$f":"VLOOKUP(Q380,Start!$C$9:$D$15,2,FALSE)+VLOOKUP(Q380,Start!$C$23:$D$29,2,FALSE)","v":14.07},{"$f":"(Y380/U380)+Start!$D$19*(VLOOKUP(Q380,Start!$M$33:$N$39,2,FALSE)/U380)+VLOOKUP(R380,Start!$C$33:$D$40,2,FALSE)","v":50.746102609071684}]
[null,null,"Ja","BNA1166","Kreis Weseler Abfallgesellschaft mbH & Co. KG (KWA)","Abfallentsorgungszentrum Asdonkshof",47475,"Kamp-Lintfort","Graftstr. 25","Nordrhein-Westfalen","Notstromdiesel","01.04.1997","Mineralölprodukte","HEL","Heizöl EL","Mineralölprodukte","Öl","Öl","Steam turbine","OPSD (2018)",0.38169999999999998,"OPSD (2018)",4.8,{"$f":"(1-VLOOKUP(R381,Start!$H$33:$I$40,2,FALSE)/100)*W381","v":4.08},{"$f":"VLOOKUP(Q381,Start!$C$9:$D$15,2,FALSE)+VLOOKUP(Q381,Start!$C$23:$D$29,2,FALSE)","v":33.44},{"$f":"(Y381/U381)+Start!$D$19*(VLOOKUP(Q381,Start!$M$33:$N$39,2,FALSE)/U381)+VLOOKUP(R381,Start!$C$33:$D$40,2,FALSE)","v":106.84887275001878}]
[null,null,"Ja","BNA1167","Kreis Weseler Abfallgesellschaft mbH & Co. KG (KWA)","Abfallentsorgungszentrum Asdonkshof",47475,"Kamp-Lintfort","Graftstr. 25","Nordrhein-Westfalen","MVA","01.04.1997","Abfall","Abfall","Heizöl EL","Abfall","Abfall","Abfall","Steam turbine","OPSD (2018)",0.33,"OPSD (2018)",16,{"$f":"(1-VLOOKUP(R382,Start!$H$33:$I$40,2,FALSE)/100)*W382","v":13.6},{"$f":"VLOOKUP(Q382,Start!$C$9:$D$15,2,FALSE)+VLOOKUP(Q382,Start!$C$23:$D$29,2,FALSE)","v":0},{"$f":"(Y382/U382)+Start!$D$19*(VLOOKUP(Q382,Start!$M$33:$N$39,2,FALSE)/U382)+VLOOKUP(R382,Start!$C$33:$D$40,2,FALSE)","v":1}]
[null,null,"Ja","BNA1168","Müllheizkraftwerk Kassel GmbH","Müllheizkraftwerk",34123,"Kassel",null,"Hessen",null,"17.12.1985","Sonstige Energieträger","Abfall","Erdgas, HEL","Abfall","Abfall","Abfall","Steam turbine","OPSD (2018)",0.33,"OPSD (2018)",14.7,{"$f":"(1-VLOOKUP(R383,Start!$H$33:$I$40,2,FALSE)/100)*W383","v":12.494999999999999},{"$f":"VLOOKUP(Q383,Start!$C$9:$D$15,2,FALSE)+VLOOKUP(Q383,Start!$C$23:$D$29,2,FALSE)","v":0},{"$f":"(Y383/U383)+Start!$D$19*(VLOOKUP(Q383,Start!$M$33:$N$39,2,FALSE)/U383)+VLOOKUP(R383,Start!$C$33:$D$40,2,FALSE)","v":1}]
[null,null,"Ja","BNA1182","RheinEnergie AG","HKW Merkenich",50769,"Köln",null,"Nordrhein-Westfalen","Block 4","12.10.2010","Erdgas",null,null,"Erdgas","Erdgas","GuD","Steam turbine","OPSD (2018)",0.39600000000000002,"OPSD (2018)",15.5,{"$f":"(1-VLOOKUP(R384,Start!$H$33:$I$40,2,FALSE)/100)*W384","v":13.484999999999999},{"$f":"VLOOKUP(Q384,Start!$C$9:$D$15,2,FALSE)+VLOOKUP(Q384,Start!$C$23:$D$29,2,FALSE)","v":14.07},{"$f":"(Y384/U384)+Start!$D$19*(VLOOKUP(Q384,Start!$M$33:$N$39,2,FALSE)/U384)+VLOOKUP(R384,Start!$C$33:$D$40,2,FALSE)","v":49.651744773314533}]
[null,null,"Ja","BNA1183","RheinEnergie AG","HKW Merheim",51109,"Köln",null,"Nordrhein-Westfalen","GuD","08.03.2001","Erdgas",null,null,"Erdgas","Erdgas","GuD","Combined cycle","OPSD (2018)",0.54449999999999998,"OPSD (2018)",15.8,{"$f":"(1-VLOOKUP(R385,Start!$H$33:$I$40,2,FALSE)/100)*W385","v":13.746},{"$f":"VLOOKUP(Q385,Start!$C$9:$D$15,2,FALSE)+VLOOKUP(Q385,Start!$C$23:$D$29,2,FALSE)","v":14.07},{"$f":"(Y385/U385)+Start!$D$19*(VLOOKUP(Q385,Start!$M$33:$N$39,2,FALSE)/U385)+VLOOKUP(R385,Start!$C$33:$D$40,2,FALSE)","v":36.519450744228756}]
[null,null,"Ja","BNA1184","AVG Köln mbH","RMVA Köln",50735,"Köln","Geestemünder Str. 23","Nordrhein-Westfalen","RMVA Köln","01.02.1998","Abfall","Abfall","keine","Abfall","Abfall","Abfall","Steam turbine","OPSD (2018)",0.33,"OPSD (2018)",45.1,{"$f":"(1-VLOOKUP(R386,Start!$H$33:$I$40,2,FALSE)/100)*W386","v":38.335000000000001},{"$f":"VLOOKUP(Q386,Start!$C$9:$D$15,2,FALSE)+VLOOKUP(Q386,Start!$C$23:$D$29,2,FALSE)","v":0},{"$f":"(Y386/U386)+Start!$D$19*(VLOOKUP(Q386,Start!$M$33:$N$39,2,FALSE)/U386)+VLOOKUP(R386,Start!$C$33:$D$40,2,FALSE)","v":1}]
[null,null,"Ja","BNA1185","Pfeifer & Langen GmbH & Co. KG","P&L Werk Könnern",6420,"Könnern","An den Sieben Stücken","Sachsen-Anhalt","Kessel 1 und 2","31.03.2014","Mehrere Energieträger","Braunkohle","Biogas","Braunkohle","Braunkohle","Braunkohle","Steam turbine","OPSD (2018)",0.43359999999999999,"OPSD (2018)",20.3,{"$f":"(1-VLOOKUP(R387,Start!$H$33:$I$40,2,FALSE)/100)*W387","v":17.864000000000001},{"$f":"VLOOKUP(Q387,Start!$C$9:$D$15,2,FALSE)+VLOOKUP(Q387,Start!$C$23:$D$29,2,FALSE)","v":3.1},{"$f":"(Y387/U387)+Start!$D$19*(VLOOKUP(Q387,Start!$M$33:$N$39,2,FALSE)/U387)+VLOOKUP(R387,Start!$C$33:$D$40,2,FALSE)","v":32.018067593466625}]
[null,null,"Ja","BNA1186b","EGK Entsorgungsgesellschaft Krefeld GmbH & Co.KG","MKVA Krefeld",47829,"Krefeld","Parkstr. 234","Nordrhein-Westfalen","Turbine 4","01.01.2002","Abfall","Nein","Nein","Abfall","Abfall","Abfall","Steam turbine","OPSD (2018)",0.33,"OPSD (2018)",13.8,{"$f":"(1-VLOOKUP(R388,Start!$H$33:$I$40,2,FALSE)/100)*W388","v":11.73},{"$f":"VLOOKUP(Q388,Start!$C$9:$D$15,2,FALSE)+VLOOKUP(Q388,Start!$C$23:$D$29,2,FALSE)","v":0},{"$f":"(Y388/U388)+Start!$D$19*(VLOOKUP(Q388,Start!$M$33:$N$39,2,FALSE)/U388)+VLOOKUP(R388,Start!$C$33:$D$40,2,FALSE)","v":1}]
[null,null,"Ja","BNA1186c","EGK Entsorgungsgesellschaft Krefeld GmbH & Co.KG","MKVA Krefeld",47829,"Krefeld","Parkstr. 234","Nordrhein-Westfalen","Turbine 2","01.01.1976","Abfall","Nein","Nein","Abfall","Abfall","Abfall","Steam turbine","OPSD (2018)",0.33,"OPSD (2018)",1.5,{"$f":"(1-VLOOKUP(R389,Start!$H$33:$I$40,2,FALSE)/100)*W389","v":1.2749999999999999},{"$f":"VLOOKUP(Q389,Start!$C$9:$D$15,2,FALSE)+VLOOKUP(Q389,Start!$C$23:$D$29,2,FALSE)","v":0},{"$f":"(Y389/U389)+Start!$D$19*(VLOOKUP(Q389,Start!$M$33:$N$39,2,FALSE)/U389)+VLOOKUP(R389,Start!$C$33:$D$40,2,FALSE)","v":1}]
[null,null,"Ja","BNA1186d","EGK Entsorgungsgesellschaft Krefeld GmbH & Co.KG","MKVA Krefeld",47829,"Krefeld","Parkstr. 234","Nordrhein-Westfalen","Turbine 5","01.01.1997","Abfall","Nein","Nein","Abfall","Abfall","Abfall","Steam turbine","OPSD (2018)",0.33,"OPSD (2018)",2.8,{"$f":"(1-VLOOKUP(R390,Start!$H$33:$I$40,2,FALSE)/100)*W390","v":2.38},{"$f":"VLOOKUP(Q390,Start!$C$9:$D$15,2,FALSE)+VLOOKUP(Q390,Start!$C$23:$D$29,2,FALSE)","v":0},{"$f":"(Y390/U390)+Start!$D$19*(VLOOKUP(Q390,Start!$M$33:$N$39,2,FALSE)/U390)+VLOOKUP(R390,Start!$C$33:$D$40,2,FALSE)","v":1}]
[null,null,"Ja","BNA1186e","EGK Entsorgungsgesellschaft Krefeld GmbH & Co.KG","MKVA Krefeld",47829,"Krefeld","Parkstr. 234","Nordrhein-Westfalen","Turbine 1","01.01.1976","Abfall","Nein","Nein","Abfall","Abfall","Abfall","Steam turbine","OPSD (2018)",0.33,"OPSD (2018)",1.5,{"$f":"(1-VLOOKUP(R391,Start!$H$33:$I$40,2,FALSE)/100)*W391","v":1.2749999999999999},{"$f":"VLOOKUP(Q391,Start!$C$9:$D$15,2,FALSE)+VLOOKUP(Q391,Start!$C$23:$D$29,2,FALSE)","v":0},{"$f":"(Y391/U391)+Start!$D$19*(VLOOKUP(Q391,Start!$M$33:$N$39,2,FALSE)/U391)+VLOOKUP(R391,Start!$C$33:$D$40,2,FALSE)","v":1}]
[null,null,"Ja","BNA1187","Pfeifer & Langen GmbH & Co. KG","P&L Werk Lage",32791,"Lage","Heidensche Str. 70","Nordrhein-Westfalen","Kessel 1/2/3","12.09.2017","Mehrere Energieträger","Erdgas","Schweröl","Erdgas","Erdgas","GuD","Steam turbine","OPSD (2018)",0.4037,"OPSD (2018)",10.199999999999999,{"$f":"(1-VLOOKUP(R392,Start!$H$33:$I$40,2,FALSE)/100)*W392","v":8.8739999999999988},{"$f":"VLOOKUP(Q392,Start!$C$9:$D$15,2,FALSE)+VLOOKUP(Q392,Start!$C$23:$D$29,2,FALSE)","v":14.07},{"$f":"(Y392/U392)+Start!$D$19*(VLOOKUP(Q392,Start!$M$33:$N$39,2,FALSE)/U392)+VLOOKUP(R392,Start!$C$33:$D$40,2,FALSE)","v":48.733319123687288}]
[null,null,"Ja","BNA1190","Steag GmbH","Thermische Abfallbehandlung Lauta GmbH & Co. oHG",2991,"Lauta","Industrie- und Gewerbegebiet Lauta, \nStraße B Nr. 5","Sachsen",null,"21.07.2004","Abfall","Abfall","HEL","Abfall","Abfall","Abfall","Steam turbine","OPSD (2018)",0.33,"OPSD (2018)",15.7,{"$f":"(1-VLOOKUP(R393,Start!$H$33:$I$40,2,FALSE)/100)*W393","v":13.344999999999999},{"$f":"VLOOKUP(Q393,Start!$C$9:$D$15,2,FALSE)+VLOOKUP(Q393,Start!$C$23:$D$29,2,FALSE)","v":0},{"$f":"(Y393/U393)+Start!$D$19*(VLOOKUP(Q393,Start!$M$33:$N$39,2,FALSE)/U393)+VLOOKUP(R393,Start!$C$33:$D$40,2,FALSE)","v":1}]
[null,null,"Ja","BNA1193","Stadtwerke Lemgo GmbH","HKW-West",32657,"Lemgo ","Liemer Weg 71","Nordrhein-Westfalen",null,"01.10.2001","Erdgas",null,null,"Erdgas","Erdgas","GuD","Steam turbine","OPSD (2018)",0.3861,"OPSD (2018)",12.6,{"$f":"(1-VLOOKUP(R394,Start!$H$33:$I$40,2,FALSE)/100)*W394","v":10.962},{"$f":"VLOOKUP(Q394,Start!$C$9:$D$15,2,FALSE)+VLOOKUP(Q394,Start!$C$23:$D$29,2,FALSE)","v":14.07},{"$f":"(Y394/U394)+Start!$D$19*(VLOOKUP(Q394,Start!$M$33:$N$39,2,FALSE)/U394)+VLOOKUP(R394,Start!$C$33:$D$40,2,FALSE)","v":50.886404895707216}]
[null,null,"Ja","BNA1196a","MVV Energie AG","BHKW Ludwigshafen",67065,"Ludwigshafen","Giulinistraße 2","Rheinland-Pfalz","BHKW ","12.06.2008","Erdgas",null,null,"Erdgas","Erdgas","GuD","Steam turbine","OPSD (2018)",0.39379999999999998,"OPSD (2018)",12.5,{"$f":"(1-VLOOKUP(R395,Start!$H$33:$I$40,2,FALSE)/100)*W395","v":10.875},{"$f":"VLOOKUP(Q395,Start!$C$9:$D$15,2,FALSE)+VLOOKUP(Q395,Start!$C$23:$D$29,2,FALSE)","v":14.07},{"$f":"(Y395/U395)+Start!$D$19*(VLOOKUP(Q395,Start!$M$33:$N$39,2,FALSE)/U395)+VLOOKUP(R395,Start!$C$33:$D$40,2,FALSE)","v":49.920748934059311}]
[null,null,"Ja","BNA1196b","MVV Energie AG","Industriekraftwerk Ludwigshafen",67065,"Ludwigshafen","Giulinistr. 2","Rheinland-Pfalz","GuD","01.03.2003","Erdgas",null,null,"Erdgas","Erdgas","GuD","Combined cycle","OPSD (2018)",0.55349999999999999,"OPSD (2018)",11.96,{"$f":"(1-VLOOKUP(R396,Start!$H$33:$I$40,2,FALSE)/100)*W396","v":10.405200000000001},{"$f":"VLOOKUP(Q396,Start!$C$9:$D$15,2,FALSE)+VLOOKUP(Q396,Start!$C$23:$D$29,2,FALSE)","v":14.07},{"$f":"(Y396/U396)+Start!$D$19*(VLOOKUP(Q396,Start!$M$33:$N$39,2,FALSE)/U396)+VLOOKUP(R396,Start!$C$33:$D$40,2,FALSE)","v":35.950028780907957}]
[null,null,"Ja","BNA1197","Technische Werke Ludwigshafen AG","FHKW Ludwigshafen",67063,"Ludwigshafen","Industriestr. 3 ","Rheinland-Pfalz","FHKW","01.08.1967","Abfall","Erdgas","Heizöl","Abfall","Abfall","Abfall","Steam turbine","OPSD (2018)",0.33,"OPSD (2018)",28,{"$f":"(1-VLOOKUP(R397,Start!$H$33:$I$40,2,FALSE)/100)*W397","v":23.8},{"$f":"VLOOKUP(Q397,Start!$C$9:$D$15,2,FALSE)+VLOOKUP(Q397,Start!$C$23:$D$29,2,FALSE)","v":0},{"$f":"(Y397/U397)+Start!$D$19*(VLOOKUP(Q397,Start!$M$33:$N$39,2,FALSE)/U397)+VLOOKUP(R397,Start!$C$33:$D$40,2,FALSE)","v":1}]
[null,null,"Ja","BNA1198","SUEZ Energie und Verwertung GmbH","SITA Abfallverwertung GmbH ",6686,"Lützen OT Zorbau","Bayerische Str.20","Sachsen-Anhalt",null,"22.06.2005","Abfall",null,null,"Abfall","Abfall","Abfall","Steam turbine","OPSD (2018)",0.33,"OPSD (2018)",23,{"$f":"(1-VLOOKUP(R398,Start!$H$33:$I$40,2,FALSE)/100)*W398","v":19.55},{"$f":"VLOOKUP(Q398,Start!$C$9:$D$15,2,FALSE)+VLOOKUP(Q398,Start!$C$23:$D$29,2,FALSE)","v":0},{"$f":"(Y398/U398)+Start!$D$19*(VLOOKUP(Q398,Start!$M$33:$N$39,2,FALSE)/U398)+VLOOKUP(R398,Start!$C$33:$D$40,2,FALSE)","v":1}]
[null,null,"Ja","BNA1199","Entsorgungsgesellschaft Mainz mbH","MHKW Mainz",55120,"Mainz","Kraftwerkallee 1","Rheinland-Pfalz",null,"01.12.2009","Abfall",null,null,"Abfall","Abfall","Abfall","Steam turbine","OPSD (2018)",0.33,"OPSD (2018)",15.6,{"$f":"(1-VLOOKUP(R399,Start!$H$33:$I$40,2,FALSE)/100)*W399","v":13.26},{"$f":"VLOOKUP(Q399,Start!$C$9:$D$15,2,FALSE)+VLOOKUP(Q399,Start!$C$23:$D$29,2,FALSE)","v":0},{"$f":"(Y399/U399)+Start!$D$19*(VLOOKUP(Q399,Start!$M$33:$N$39,2,FALSE)/U399)+VLOOKUP(R399,Start!$C$33:$D$40,2,FALSE)","v":1}]
[null,null,"Ja","BNA1212","Vereinigte Wertach-Elektrizitätswerke GmbH","DKW Nord",87719,"Mindelheim","Mindelmähderweg 10","Bayern",null,"17.11.1988","Mineralölprodukte","Mineralölprodukte","Heizöl","Mineralölprodukte","Öl","Öl","Steam turbine","OPSD (2018)",0.37180000000000002,"OPSD (2018)",11.4,{"$f":"(1-VLOOKUP(R400,Start!$H$33:$I$40,2,FALSE)/100)*W400","v":9.69},{"$f":"VLOOKUP(Q400,Start!$C$9:$D$15,2,FALSE)+VLOOKUP(Q400,Start!$C$23:$D$29,2,FALSE)","v":33.44},{"$f":"(Y400/U400)+Start!$D$19*(VLOOKUP(Q400,Start!$M$33:$N$39,2,FALSE)/U400)+VLOOKUP(R400,Start!$C$33:$D$40,2,FALSE)","v":109.66733385874707}]
[null,null,"Ja","BNA1222","Energieversorgung Offenbach AG","Müllheizkraftwerk Offenbach",63069,"Offenbach",null,"Hessen",null,"01.01.1972","Abfall",null,null,"Abfall","Abfall","Abfall","Steam turbine","OPSD (2018)",0.33,"OPSD (2018)",14.5,{"$f":"(1-VLOOKUP(R401,Start!$H$33:$I$40,2,FALSE)/100)*W401","v":12.324999999999999},{"$f":"VLOOKUP(Q401,Start!$C$9:$D$15,2,FALSE)+VLOOKUP(Q401,Start!$C$23:$D$29,2,FALSE)","v":0},{"$f":"(Y401/U401)+Start!$D$19*(VLOOKUP(Q401,Start!$M$33:$N$39,2,FALSE)/U401)+VLOOKUP(R401,Start!$C$33:$D$40,2,FALSE)","v":1}]
[null,null,"Ja","BNA1227","Vereinigte Wertach-Elektrizitätswerke GmbH","DKW Leinau",87666,"Pforzen","Am Kraftwerk 1","Bayern",null,"05.12.1978","Mineralölprodukte","Mineralölprodukte","Heizöl","Mineralölprodukte","Öl","Öl","Steam turbine","OPSD (2018)",0.36080000000000001,"OPSD (2018)",11.4,{"$f":"(1-VLOOKUP(R402,Start!$H$33:$I$40,2,FALSE)/100)*W402","v":9.69},{"$f":"VLOOKUP(Q402,Start!$C$9:$D$15,2,FALSE)+VLOOKUP(Q402,Start!$C$23:$D$29,2,FALSE)","v":33.44},{"$f":"(Y402/U402)+Start!$D$19*(VLOOKUP(Q402,Start!$M$33:$N$39,2,FALSE)/U402)+VLOOKUP(R402,Start!$C$33:$D$40,2,FALSE)","v":112.98036233005035}]
[null,null,"Ja","BNA1229","EEW Energy from Waste Saarbrücken GmbH","MHKW Pirmasens",66954,"Pirmasens","Am Staffelberg 2-4","Rheinland-Pfalz",null,"01.01.1999","Abfall","Abfall, biol. abbaubarer Anteil von Abfällen aus Haushalt und Industrie",null,"Abfall","Abfall","Abfall","Steam turbine","OPSD (2018)",0.33,"OPSD (2018)",15,{"$f":"(1-VLOOKUP(R403,Start!$H$33:$I$40,2,FALSE)/100)*W403","v":12.75},{"$f":"VLOOKUP(Q403,Start!$C$9:$D$15,2,FALSE)+VLOOKUP(Q403,Start!$C$23:$D$29,2,FALSE)","v":0},{"$f":"(Y403/U403)+Start!$D$19*(VLOOKUP(Q403,Start!$M$33:$N$39,2,FALSE)/U403)+VLOOKUP(R403,Start!$C$33:$D$40,2,FALSE)","v":1}]
[null,null,"Ja","BNA1232","EEW Energy from Waste Premnitz GmbH","ZWSF",14727,"Premnitz","Dr. Herbert-Rein-Straße 1","Brandenburg","ZWSF","08.01.2004","Abfall","Abfall, biologisch abbaubarer Anteil von Abfällen aus Haushalten und Industrie",null,"Abfall","Abfall","Abfall","Steam turbine","OPSD (2018)",0.33,"OPSD (2018)",2.5,{"$f":"(1-VLOOKUP(R404,Start!$H$33:$I$40,2,FALSE)/100)*W404","v":2.125},{"$f":"VLOOKUP(Q404,Start!$C$9:$D$15,2,FALSE)+VLOOKUP(Q404,Start!$C$23:$D$29,2,FALSE)","v":0},{"$f":"(Y404/U404)+Start!$D$19*(VLOOKUP(Q404,Start!$M$33:$N$39,2,FALSE)/U404)+VLOOKUP(R404,Start!$C$33:$D$40,2,FALSE)","v":1}]
[null,null,"Ja","BNA1233","EEW Energy from Waste Premnitz GmbH","EVE",14727,"Premnitz","Dr. Herbert-Rein-Straße 1","Brandenburg","EVE","09.06.2009","Abfall","Abfall, biologisch abbaubarer Anteil von Abfällen aus Haushalten und Industrie",null,"Abfall","Abfall","Abfall","Steam turbine","OPSD (2018)",0.33,"OPSD (2018)",14.5,{"$f":"(1-VLOOKUP(R405,Start!$H$33:$I$40,2,FALSE)/100)*W405","v":12.324999999999999},{"$f":"VLOOKUP(Q405,Start!$C$9:$D$15,2,FALSE)+VLOOKUP(Q405,Start!$C$23:$D$29,2,FALSE)","v":0},{"$f":"(Y405/U405)+Start!$D$19*(VLOOKUP(Q405,Start!$M$33:$N$39,2,FALSE)/U405)+VLOOKUP(R405,Start!$C$33:$D$40,2,FALSE)","v":1}]
[null,null,"Ja","BNA1238","Molkerei MEGGLE Wasserburg GmbH & Co. KG","Kraftwerk Meggle",83512,"Reitmehring","Megglestraße 6 - 12","Bayern",null,"01.06.2000","Erdgas",null,null,"Erdgas","Erdgas","GuD","Steam turbine","OPSD (2018)",0.38500000000000001,"OPSD (2018)",15.1,{"$f":"(1-VLOOKUP(R406,Start!$H$33:$I$40,2,FALSE)/100)*W406","v":13.137},{"$f":"VLOOKUP(Q406,Start!$C$9:$D$15,2,FALSE)+VLOOKUP(Q406,Start!$C$23:$D$29,2,FALSE)","v":14.07},{"$f":"(Y406/U406)+Start!$D$19*(VLOOKUP(Q406,Start!$M$33:$N$39,2,FALSE)/U406)+VLOOKUP(R406,Start!$C$33:$D$40,2,FALSE)","v":51.027508909694959}]
[null,null,"Ja","BNA1243","Vattenfall Europe New Energy Ecopower GmbH","EBS-HKW Rostock",18147,"Rostock","Ost-West-Straße 25","Mecklenburg-Vorpommern",null,"1905-07-01","Abfall",null,null,"Abfall","Abfall","Abfall","Steam turbine","OPSD (2018)",0.33,"OPSD (2018)",17,{"$f":"(1-VLOOKUP(R407,Start!$H$33:$I$40,2,FALSE)/100)*W407","v":14.45},{"$f":"VLOOKUP(Q407,Start!$C$9:$D$15,2,FALSE)+VLOOKUP(Q407,Start!$C$23:$D$29,2,FALSE)","v":0},{"$f":"(Y407/U407)+Start!$D$19*(VLOOKUP(Q407,Start!$M$33:$N$39,2,FALSE)/U407)+VLOOKUP(R407,Start!$C$33:$D$40,2,FALSE)","v":1}]
[null,null,"Ja","BNA1244","AVA Velsen GmbH","AVA Velsen",66127,"Saarbrücken-Velsen","Alte Grube Velsen 16","Saarland",null,"07.08.1997","Abfall",null,null,"Abfall","Abfall","Abfall","Steam turbine","OPSD (2018)",0.33,"OPSD (2018)",16,{"$f":"(1-VLOOKUP(R408,Start!$H$33:$I$40,2,FALSE)/100)*W408","v":13.6},{"$f":"VLOOKUP(Q408,Start!$C$9:$D$15,2,FALSE)+VLOOKUP(Q408,Start!$C$23:$D$29,2,FALSE)","v":0},{"$f":"(Y408/U408)+Start!$D$19*(VLOOKUP(Q408,Start!$M$33:$N$39,2,FALSE)/U408)+VLOOKUP(R408,Start!$C$33:$D$40,2,FALSE)","v":1}]
[null,null,"Ja","BNA1248b","UPM GmbH","HKW3 UPM Schongau",86956,"Schongau","Friedrich-Haindl-Strasse 10","Bayern","HKW 3","20.12.2014","Erdgas",null,null,"Erdgas","Erdgas","GuD","Steam turbine","OPSD (2018)",0.40039999999999998,"OPSD (2018)",76,{"$f":"(1-VLOOKUP(R409,Start!$H$33:$I$40,2,FALSE)/100)*W409","v":66.12},{"$f":"VLOOKUP(Q409,Start!$C$9:$D$15,2,FALSE)+VLOOKUP(Q409,Start!$C$23:$D$29,2,FALSE)","v":14.07},{"$f":"(Y409/U409)+Start!$D$19*(VLOOKUP(Q409,Start!$M$33:$N$39,2,FALSE)/U409)+VLOOKUP(R409,Start!$C$33:$D$40,2,FALSE)","v":49.122604720860529}]
[null,null,"Ja","BNA1249","UPM GmbH","UPM Schongau",86956,"Schongau","Friedrich-Haindl-Strasse 10","Bayern","Heizkraftwerk 2","21.01.1989","Mehrere Energieträger","Reststoffe aus Altpapieraufbereitung",null,"Sonstige Energieträger\n(nicht erneuerbar)","Erdgas","GuD","Steam turbine","OPSD (2018)",0.36299999999999999,"Annahme basierend auf DIW (2014)",6,{"$f":"(1-VLOOKUP(R410,Start!$H$33:$I$40,2,FALSE)/100)*W410","v":5.22},{"$f":"VLOOKUP(Q410,Start!$C$9:$D$15,2,FALSE)+VLOOKUP(Q410,Start!$C$23:$D$29,2,FALSE)","v":14.07},{"$f":"(Y410/U410)+Start!$D$19*(VLOOKUP(Q410,Start!$M$33:$N$39,2,FALSE)/U410)+VLOOKUP(R410,Start!$C$33:$D$40,2,FALSE)","v":54.029176116343137}]
[null,null,"Ja","BNA1254","Zweckverband Müllverwertung Schwandorf","Müllkraftwerk Schwandorf",92421,"Schwandorf","Alustraße 7","Bayern",null,"31.08.1982","Abfall",null,"Heizöl ","Abfall","Abfall","Abfall","Steam turbine","OPSD (2018)",0.33,"OPSD (2018)",54,{"$f":"(1-VLOOKUP(R411,Start!$H$33:$I$40,2,FALSE)/100)*W411","v":45.9},{"$f":"VLOOKUP(Q411,Start!$C$9:$D$15,2,FALSE)+VLOOKUP(Q411,Start!$C$23:$D$29,2,FALSE)","v":0},{"$f":"(Y411/U411)+Start!$D$19*(VLOOKUP(Q411,Start!$M$33:$N$39,2,FALSE)/U411)+VLOOKUP(R411,Start!$C$33:$D$40,2,FALSE)","v":1}]
[null,null,"Ja","BNA1255","Kraftwerk Schwedt GmbH & Co. KG","Kraftwerk Schwedt GmbH & Co.KG",16303,"Schwedt",null,"Brandenburg",null,"01.04.2011","Mehrere Energieträger","EBS","Biogas, Erdgas, Heizöl","Abfall","Abfall","Abfall","Steam turbine","OPSD (2018)",0.33,"OPSD (2018)",28.9,{"$f":"(1-VLOOKUP(R412,Start!$H$33:$I$40,2,FALSE)/100)*W412","v":24.564999999999998},{"$f":"VLOOKUP(Q412,Start!$C$9:$D$15,2,FALSE)+VLOOKUP(Q412,Start!$C$23:$D$29,2,FALSE)","v":0},{"$f":"(Y412/U412)+Start!$D$19*(VLOOKUP(Q412,Start!$M$33:$N$39,2,FALSE)/U412)+VLOOKUP(R412,Start!$C$33:$D$40,2,FALSE)","v":1}]
[null,null,"Ja","BNA1260","Daimler AG","Heizkraftwerk Sindelfingen",71059,"Sindelfingen",null,"Baden-Württemberg","Sammelschienen-HKW","21.11.2013","Erdgas","Erdgas","Heizöl EL","Erdgas","Erdgas","GuD","Steam turbine","OPSD (2018)",0.39929999999999999,"OPSD (2018)",95,{"$f":"(1-VLOOKUP(R413,Start!$H$33:$I$40,2,FALSE)/100)*W413","v":82.65},{"$f":"VLOOKUP(Q413,Start!$C$9:$D$15,2,FALSE)+VLOOKUP(Q413,Start!$C$23:$D$29,2,FALSE)","v":14.07},{"$f":"(Y413/U413)+Start!$D$19*(VLOOKUP(Q413,Start!$M$33:$N$39,2,FALSE)/U413)+VLOOKUP(R413,Start!$C$33:$D$40,2,FALSE)","v":49.25379646940285}]
[null,null,"Ja","BNA1261","EEW Energy from Waste Stapelfeld GmbH",null,22145,"Stapelfeld",null,"Schleswig-Holstein",null,"01.10.1979","Abfall","Abfall, biol. abbaubarer Anteil von Abfällen aus Haushalten und Industrie","Abfall, biol. abbaubarer Anteil von Abfällen aus Haushalten und Industrie","Abfall","Abfall","Abfall","Steam turbine","eigene Annahme",0.33,"eigene Annahme",16.399999999999999,{"$f":"(1-VLOOKUP(R414,Start!$H$33:$I$40,2,FALSE)/100)*W414","v":13.939999999999998},{"$f":"VLOOKUP(Q414,Start!$C$9:$D$15,2,FALSE)+VLOOKUP(Q414,Start!$C$23:$D$29,2,FALSE)","v":0},{"$f":"(Y414/U414)+Start!$D$19*(VLOOKUP(Q414,Start!$M$33:$N$39,2,FALSE)/U414)+VLOOKUP(R414,Start!$C$33:$D$40,2,FALSE)","v":1}]
[null,null,"Ja","BNA1262","REMONDIS Thermische Abfallverwertung GmbH","REMONDIS Thermische Abfallverwertung GmbH",39418,"Staßfurt","Butterwecker Weg 6","Sachsen-Anhalt",null,"21.04.2008","Abfall",null,null,"Abfall","Abfall","Abfall","Steam turbine","OPSD (2018)",0.33,"OPSD (2018)",24,{"$f":"(1-VLOOKUP(R415,Start!$H$33:$I$40,2,FALSE)/100)*W415","v":20.399999999999999},{"$f":"VLOOKUP(Q415,Start!$C$9:$D$15,2,FALSE)+VLOOKUP(Q415,Start!$C$23:$D$29,2,FALSE)","v":0},{"$f":"(Y415/U415)+Start!$D$19*(VLOOKUP(Q415,Start!$M$33:$N$39,2,FALSE)/U415)+VLOOKUP(R415,Start!$C$33:$D$40,2,FALSE)","v":1}]
[null,null,"Ja","BNA1264","Stadtwerke Suhl/Zella-Mehlis GmbH","HKW Bohrhügel",98528,"Suhl","Fröhliche-Mann-Straße 2","Thüringen",null,"02.12.1995","Mehrere Energieträger","Erdgas","HEL","Erdgas","Erdgas","GuD","Steam turbine","OPSD (2018)",0.3795,"OPSD (2018)",13.5,{"$f":"(1-VLOOKUP(R416,Start!$H$33:$I$40,2,FALSE)/100)*W416","v":11.744999999999999},{"$f":"VLOOKUP(Q416,Start!$C$9:$D$15,2,FALSE)+VLOOKUP(Q416,Start!$C$23:$D$29,2,FALSE)","v":14.07},{"$f":"(Y416/U416)+Start!$D$19*(VLOOKUP(Q416,Start!$M$33:$N$39,2,FALSE)/U416)+VLOOKUP(R416,Start!$C$33:$D$40,2,FALSE)","v":51.745298893893434}]
[null,null,"Ja","BNA1271","K+S AG","Unterbreizbach",36414,"Unterbreizbach",null,"Thüringen","Unterbreizbach","01.01.1995","Erdgas",null,null,"Erdgas","Erdgas","GuD","Steam turbine","OPSD (2018)",0.3795,"OPSD (2018)",20,{"$f":"(1-VLOOKUP(R417,Start!$H$33:$I$40,2,FALSE)/100)*W417","v":17.399999999999999},{"$f":"VLOOKUP(Q417,Start!$C$9:$D$15,2,FALSE)+VLOOKUP(Q417,Start!$C$23:$D$29,2,FALSE)","v":14.07},{"$f":"(Y417/U417)+Start!$D$19*(VLOOKUP(Q417,Start!$M$33:$N$39,2,FALSE)/U417)+VLOOKUP(R417,Start!$C$33:$D$40,2,FALSE)","v":51.745298893893434}]
[null,null,"Ja","BNA1279","Basell Polyolefine GmbH","Gasturbine",50389,"Wesseling",null,"Nordrhein-Westfalen","D290","03.07.1996","Mehrere Energieträger","Erdgas","Heizöl","Erdgas","Erdgas","GuD","Combined cycle","OPSD (2018)",0.52200000000000002,"OPSD (2018)",51.9,{"$f":"(1-VLOOKUP(R418,Start!$H$33:$I$40,2,FALSE)/100)*W418","v":45.152999999999999},{"$f":"VLOOKUP(Q418,Start!$C$9:$D$15,2,FALSE)+VLOOKUP(Q418,Start!$C$23:$D$29,2,FALSE)","v":14.07},{"$f":"(Y418/U418)+Start!$D$19*(VLOOKUP(Q418,Start!$M$33:$N$39,2,FALSE)/U418)+VLOOKUP(R418,Start!$C$33:$D$40,2,FALSE)","v":38.028909828031715}]
[null,null,"Ja","BNA1280","Basell Polyolefine GmbH","Kraftwerk",50389,"Wesseling",null,"Nordrhein-Westfalen","D210","03.07.1962","Mehrere Energieträger","Erdöl","Braunkohle","Mineralölprodukte","Öl","Öl","Combined cycle","OPSD (2018)",0.38,"OPSD (2018)",90,{"$f":"(1-VLOOKUP(R419,Start!$H$33:$I$40,2,FALSE)/100)*W419","v":76.5},{"$f":"VLOOKUP(Q419,Start!$C$9:$D$15,2,FALSE)+VLOOKUP(Q419,Start!$C$23:$D$29,2,FALSE)","v":33.44},{"$f":"(Y419/U419)+Start!$D$19*(VLOOKUP(Q419,Start!$M$33:$N$39,2,FALSE)/U419)+VLOOKUP(R419,Start!$C$33:$D$40,2,FALSE)","v":107.32240718074254}]
[null,null,"Ja","BNA1284","Grace GmbH","Co-Generation",67547,"Worms","In der Hollerhecke 1","Rheinland-Pfalz","-","27.08.1991","Erdgas",null,null,"Erdgas","Erdgas","GuD","Steam turbine","OPSD (2018)",0.37509999999999999,"OPSD (2018)",11.5,{"$f":"(1-VLOOKUP(R420,Start!$H$33:$I$40,2,FALSE)/100)*W420","v":10.005000000000001},{"$f":"VLOOKUP(Q420,Start!$C$9:$D$15,2,FALSE)+VLOOKUP(Q420,Start!$C$23:$D$29,2,FALSE)","v":14.07},{"$f":"(Y420/U420)+Start!$D$19*(VLOOKUP(Q420,Start!$M$33:$N$39,2,FALSE)/U420)+VLOOKUP(R420,Start!$C$33:$D$40,2,FALSE)","v":52.334686564203032}]
[null,null,"Ja","BNA1285","K+S AG","Sigmundshall",31515,"Wunstorf",null,"Niedersachsen","Sigmundshall","01.01.1974","Erdgas",null,null,"Erdgas","Erdgas","GuD","Steam turbine","OPSD (2018)",0.35639999999999999,"OPSD (2018)",11,{"$f":"(1-VLOOKUP(R421,Start!$H$33:$I$40,2,FALSE)/100)*W421","v":9.57},{"$f":"VLOOKUP(Q421,Start!$C$9:$D$15,2,FALSE)+VLOOKUP(Q421,Start!$C$23:$D$29,2,FALSE)","v":14.07},{"$f":"(Y421/U421)+Start!$D$19*(VLOOKUP(Q421,Start!$M$33:$N$39,2,FALSE)/U421)+VLOOKUP(R421,Start!$C$33:$D$40,2,FALSE)","v":55.001938637016153}]
[null,null,"Ja","BNA1286","Zweckverband für Abfallwirtschaft Südwestthüringen (ZASt)","Restabfallbehandlungsanlage",98544,"Zella-Mehlis",null,"Thüringen",1,"13.11.2007","Abfall","Abfall","Heizöl","Abfall","Abfall","Abfall","Steam turbine","OPSD (2018)",0.33,"OPSD (2018)",12.1,{"$f":"(1-VLOOKUP(R422,Start!$H$33:$I$40,2,FALSE)/100)*W422","v":10.285},{"$f":"VLOOKUP(Q422,Start!$C$9:$D$15,2,FALSE)+VLOOKUP(Q422,Start!$C$23:$D$29,2,FALSE)","v":0},{"$f":"(Y422/U422)+Start!$D$19*(VLOOKUP(Q422,Start!$M$33:$N$39,2,FALSE)/U422)+VLOOKUP(R422,Start!$C$33:$D$40,2,FALSE)","v":1}]
[null,null,"Ja","BNA1289","AMK - Abfallentsorgungsgesellschaft des Märkischen Kreises mbH","AMK - Abfallentsorgungsgesellschaft des Märkischen Kreises mbH",58636,"Iserlohn","Giesestraße 10","Nordrhein-Westfalen",null,"01.04.1981","Abfall","Abfall","Erdgas, Heizöl EL","Abfall","Abfall","Abfall","Steam turbine","OPSD (2018)",0.33,"OPSD (2018)",12.61,{"$f":"(1-VLOOKUP(R423,Start!$H$33:$I$40,2,FALSE)/100)*W423","v":10.718499999999999},{"$f":"VLOOKUP(Q423,Start!$C$9:$D$15,2,FALSE)+VLOOKUP(Q423,Start!$C$23:$D$29,2,FALSE)","v":0},{"$f":"(Y423/U423)+Start!$D$19*(VLOOKUP(Q423,Start!$M$33:$N$39,2,FALSE)/U423)+VLOOKUP(R423,Start!$C$33:$D$40,2,FALSE)","v":1}]
[null,null,"Ja","BNA1291","IHKW Industrieheizkraftwerk Andernach GmbH","IHKW Andernach",56626,"Andernach","Koblenzer Straße 141","Rheinland-Pfalz",null,"14.01.2008","Abfall",null,null,"Abfall","Abfall","Abfall","Steam turbine","OPSD (2018)",0.33,"OPSD (2018)",12.5,{"$f":"(1-VLOOKUP(R424,Start!$H$33:$I$40,2,FALSE)/100)*W424","v":10.625},{"$f":"VLOOKUP(Q424,Start!$C$9:$D$15,2,FALSE)+VLOOKUP(Q424,Start!$C$23:$D$29,2,FALSE)","v":0},{"$f":"(Y424/U424)+Start!$D$19*(VLOOKUP(Q424,Start!$M$33:$N$39,2,FALSE)/U424)+VLOOKUP(R424,Start!$C$33:$D$40,2,FALSE)","v":1}]
[null,null,"Ja","BNA1292b","Sales & Solutions GmbH","IHKW Heidenheim",89522,"Heidenheim","Alexanderstr. 8","Baden-Württemberg","BHKW-Anlage","06.11.2014","Erdgas","Erdgas","HEL","Erdgas","Erdgas","GuD","Steam turbine","OPSD (2018)",0.40039999999999998,"OPSD (2018)",18.899999999999999,{"$f":"(1-VLOOKUP(R425,Start!$H$33:$I$40,2,FALSE)/100)*W425","v":16.442999999999998},{"$f":"VLOOKUP(Q425,Start!$C$9:$D$15,2,FALSE)+VLOOKUP(Q425,Start!$C$23:$D$29,2,FALSE)","v":14.07},{"$f":"(Y425/U425)+Start!$D$19*(VLOOKUP(Q425,Start!$M$33:$N$39,2,FALSE)/U425)+VLOOKUP(R425,Start!$C$33:$D$40,2,FALSE)","v":49.122604720860529}]
[null,null,"Ja","BNA1293a","Martinswerk GmbH","Kraftwerk",50127,"Bergheim","Kölner Straße 110","Nordrhein-Westfalen","K1/TG1","01.02.1995","Braunkohle",null,null,"Braunkohle","Braunkohle","Braunkohle","Steam turbine","OPSD (2018)",0.38800000000000001,"OPSD (2018)",10,{"$f":"(1-VLOOKUP(R426,Start!$H$33:$I$40,2,FALSE)/100)*W426","v":8.8000000000000007},{"$f":"VLOOKUP(Q426,Start!$C$9:$D$15,2,FALSE)+VLOOKUP(Q426,Start!$C$23:$D$29,2,FALSE)","v":3.1},{"$f":"(Y426/U426)+Start!$D$19*(VLOOKUP(Q426,Start!$M$33:$N$39,2,FALSE)/U426)+VLOOKUP(R426,Start!$C$33:$D$40,2,FALSE)","v":35.581221929193632}]
[null,null,"Ja","BNA1293b","Martinswerk GmbH","Kraftwerk",50127,"Bergheim","Kölner Straße 110","Nordrhein-Westfalen","K2/TG2","01.02.1995","Braunkohle",null,null,"Braunkohle","Braunkohle","Braunkohle","Steam turbine","OPSD (2018)",0.38800000000000001,"OPSD (2018)",10,{"$f":"(1-VLOOKUP(R427,Start!$H$33:$I$40,2,FALSE)/100)*W427","v":8.8000000000000007},{"$f":"VLOOKUP(Q427,Start!$C$9:$D$15,2,FALSE)+VLOOKUP(Q427,Start!$C$23:$D$29,2,FALSE)","v":3.1},{"$f":"(Y427/U427)+Start!$D$19*(VLOOKUP(Q427,Start!$M$33:$N$39,2,FALSE)/U427)+VLOOKUP(R427,Start!$C$33:$D$40,2,FALSE)","v":35.581221929193632}]
[null,null,"Ja","BNA1293c","Martinswerk GmbH","Kraftwerk",50127,"Bergheim","Kölner Straße 110","Nordrhein-Westfalen","K3+4/TG4","01.02.1995","Erdgas",null,null,"Erdgas","Erdgas","GuD","Steam turbine","OPSD (2018)",0.3795,"OPSD (2018)",3,{"$f":"(1-VLOOKUP(R428,Start!$H$33:$I$40,2,FALSE)/100)*W428","v":2.61},{"$f":"VLOOKUP(Q428,Start!$C$9:$D$15,2,FALSE)+VLOOKUP(Q428,Start!$C$23:$D$29,2,FALSE)","v":14.07},{"$f":"(Y428/U428)+Start!$D$19*(VLOOKUP(Q428,Start!$M$33:$N$39,2,FALSE)/U428)+VLOOKUP(R428,Start!$C$33:$D$40,2,FALSE)","v":51.745298893893434}]
[null,null,"Ja","BNA1293d","Martinswerk GmbH","Kraftwerk",50127,"Bergheim","Kölner Straße 110","Nordrhein-Westfalen","Diesel/G5","01.02.1995","Mineralölprodukte",null,null,"Mineralölprodukte","Öl","Öl","Steam turbine","OPSD (2018)",0.3795,"OPSD (2018)",0.76,{"$f":"(1-VLOOKUP(R429,Start!$H$33:$I$40,2,FALSE)/100)*W429","v":0.64600000000000002},{"$f":"VLOOKUP(Q429,Start!$C$9:$D$15,2,FALSE)+VLOOKUP(Q429,Start!$C$23:$D$29,2,FALSE)","v":33.44},{"$f":"(Y429/U429)+Start!$D$19*(VLOOKUP(Q429,Start!$M$33:$N$39,2,FALSE)/U429)+VLOOKUP(R429,Start!$C$33:$D$40,2,FALSE)","v":107.46248940364208}]
[null,null,"Ja","BNA1295","AVA Abfallverwertung Augsburg GmbH","AVA GmbH",86167,"Augsburg","Am Mittleren Moos 60","Bayern","AHKW","16.09.1994","Abfall",null,null,"Abfall","Abfall","Abfall","Steam turbine","OPSD (2018)",0.33,"OPSD (2018)",10,{"$f":"(1-VLOOKUP(R430,Start!$H$33:$I$40,2,FALSE)/100)*W430","v":8.5},{"$f":"VLOOKUP(Q430,Start!$C$9:$D$15,2,FALSE)+VLOOKUP(Q430,Start!$C$23:$D$29,2,FALSE)","v":0},{"$f":"(Y430/U430)+Start!$D$19*(VLOOKUP(Q430,Start!$M$33:$N$39,2,FALSE)/U430)+VLOOKUP(R430,Start!$C$33:$D$40,2,FALSE)","v":1}]
[null,null,"Ja","BNA1315","Universitätsklinikum Freiburg AdöR","HKW",79106,"Freiburg","Hartmannstrasse 1","Baden-Württemberg","HKW","01.01.2001","Mehrere Energieträger","Erdgas","Holzpellets","Erdgas","Erdgas","GuD","Steam turbine","OPSD (2018)",0.3861,"OPSD (2018)",27,{"$f":"(1-VLOOKUP(R431,Start!$H$33:$I$40,2,FALSE)/100)*W431","v":23.49},{"$f":"VLOOKUP(Q431,Start!$C$9:$D$15,2,FALSE)+VLOOKUP(Q431,Start!$C$23:$D$29,2,FALSE)","v":14.07},{"$f":"(Y431/U431)+Start!$D$19*(VLOOKUP(Q431,Start!$M$33:$N$39,2,FALSE)/U431)+VLOOKUP(R431,Start!$C$33:$D$40,2,FALSE)","v":50.886404895707216}]
[null,null,"Ja","BNA1316","EKOCity GmbH","Müllheizkraftwerk",42349,"Wuppertal","Korzert 15","Nordrhein-Westfalen",null,"01.01.1976","Abfall","Abfall","Heizöl","Abfall","Abfall","Abfall","Steam turbine","OPSD (2018)",0.33,"OPSD (2018)",30,{"$f":"(1-VLOOKUP(R432,Start!$H$33:$I$40,2,FALSE)/100)*W432","v":25.5},{"$f":"VLOOKUP(Q432,Start!$C$9:$D$15,2,FALSE)+VLOOKUP(Q432,Start!$C$23:$D$29,2,FALSE)","v":0},{"$f":"(Y432/U432)+Start!$D$19*(VLOOKUP(Q432,Start!$M$33:$N$39,2,FALSE)/U432)+VLOOKUP(R432,Start!$C$33:$D$40,2,FALSE)","v":1}]
[null,null,"Ja","BNA1327b","Terminal 2 Gesellschaft mbH & Co oHG","Erweiterung Energiezentrale 2003",85326,"München","nicht öffentlicher Bereich (Btl. 145.01)","Bayern","AGG8 - AGG9","2003","Erdgas",null,null,"Erdgas","Erdgas","GuD","Steam turbine","OPSD (2018)",0.38829999999999998,"OPSD (2018)",7.44,{"$f":"(1-VLOOKUP(R433,Start!$H$33:$I$40,2,FALSE)/100)*W433","v":6.4728000000000003},{"$f":"VLOOKUP(Q433,Start!$C$9:$D$15,2,FALSE)+VLOOKUP(Q433,Start!$C$23:$D$29,2,FALSE)","v":14.07},{"$f":"(Y433/U433)+Start!$D$19*(VLOOKUP(Q433,Start!$M$33:$N$39,2,FALSE)/U433)+VLOOKUP(R433,Start!$C$33:$D$40,2,FALSE)","v":50.606595236241461}]
[null,null,"Ja","BNA1328","HBB Heizkraftwerk Bauernfeind Betreibergesellschaft mbh","HBB",83064,"Raubling","Rosenheimer Str. 37","Bayern","GUD","01.02.2001","Erdgas",null,null,"Erdgas","Erdgas","GuD","Steam turbine","OPSD (2018)",0.3861,"OPSD (2018)",24,{"$f":"(1-VLOOKUP(R434,Start!$H$33:$I$40,2,FALSE)/100)*W434","v":20.88},{"$f":"VLOOKUP(Q434,Start!$C$9:$D$15,2,FALSE)+VLOOKUP(Q434,Start!$C$23:$D$29,2,FALSE)","v":14.07},{"$f":"(Y434/U434)+Start!$D$19*(VLOOKUP(Q434,Start!$M$33:$N$39,2,FALSE)/U434)+VLOOKUP(R434,Start!$C$33:$D$40,2,FALSE)","v":50.886404895707216}]
[null,null,"Ja","BNA1329","Kübler & Niethammer Papierfabrik Kriebstein AG","K&N PFK AG EV",9648,"Kriebstein","Bauhofstr. 1","Sachsen","GT / GDT","02.04.1993","Mehrere Energieträger","Erdgas","Heizöl EL","Erdgas","Erdgas","GuD","Combined cycle","OPSD (2018)",0.50849999999999995,"OPSD (2018)",13.11,{"$f":"(1-VLOOKUP(R435,Start!$H$33:$I$40,2,FALSE)/100)*W435","v":11.4057},{"$f":"VLOOKUP(Q435,Start!$C$9:$D$15,2,FALSE)+VLOOKUP(Q435,Start!$C$23:$D$29,2,FALSE)","v":14.07},{"$f":"(Y435/U435)+Start!$D$19*(VLOOKUP(Q435,Start!$M$33:$N$39,2,FALSE)/U435)+VLOOKUP(R435,Start!$C$33:$D$40,2,FALSE)","v":38.998703894262654}]
[null,null,"Ja","BNA1330","Steinbeis Energie GmbH","Steinbeis Energie",25348,"Glückstadt","Stadtstraße 20","Schleswig-Holstein",null,"27.09.2010","Abfall","EBS","HEL, Steinkohle","Abfall","Abfall","Abfall","Steam turbine","OPSD (2018)",0.33,"OPSD (2018)",17,{"$f":"(1-VLOOKUP(R436,Start!$H$33:$I$40,2,FALSE)/100)*W436","v":14.45},{"$f":"VLOOKUP(Q436,Start!$C$9:$D$15,2,FALSE)+VLOOKUP(Q436,Start!$C$23:$D$29,2,FALSE)","v":0},{"$f":"(Y436/U436)+Start!$D$19*(VLOOKUP(Q436,Start!$M$33:$N$39,2,FALSE)/U436)+VLOOKUP(R436,Start!$C$33:$D$40,2,FALSE)","v":1}]
[null,null,"Ja","BNA1331","R.D.M. Arnsberg GmbH","Reno De Medici",59821,"Arnsberg","Hellefelderstr. 51","Nordrhein-Westfalen","HD - Kraftwerk","01.01.1923","Steinkohle",null,null,"Steinkohle","Steinkohle","Steinkohle","Steam turbine","OPSD (2018)",0.23250000000000001,"OPSD (2018)",18.989999999999998,{"$f":"(1-VLOOKUP(R437,Start!$H$33:$I$40,2,FALSE)/100)*W437","v":15.002099999999999},{"$f":"VLOOKUP(Q437,Start!$C$9:$D$15,2,FALSE)+VLOOKUP(Q437,Start!$C$23:$D$29,2,FALSE)","v":9.17},{"$f":"(Y437/U437)+Start!$D$19*(VLOOKUP(Q437,Start!$M$33:$N$39,2,FALSE)/U437)+VLOOKUP(R437,Start!$C$33:$D$40,2,FALSE)","v":76.783371176127346}]
[null,null,"Ja","BNA1332","INEOS Solvents Germany GmbH","INEOS Kraftwerk",47443,"Moers","Römerstr. 733","Nordrhein-Westfalen","TG7/8","1995","Mehrere Energieträger","Erdgas","Flüssige und gasförmige Produktionsrückstände","Erdgas","Erdgas","GuD","Steam turbine","OPSD (2018)",0.3795,"OPSD (2018)",24,{"$f":"(1-VLOOKUP(R438,Start!$H$33:$I$40,2,FALSE)/100)*W438","v":20.88},{"$f":"VLOOKUP(Q438,Start!$C$9:$D$15,2,FALSE)+VLOOKUP(Q438,Start!$C$23:$D$29,2,FALSE)","v":14.07},{"$f":"(Y438/U438)+Start!$D$19*(VLOOKUP(Q438,Start!$M$33:$N$39,2,FALSE)/U438)+VLOOKUP(R438,Start!$C$33:$D$40,2,FALSE)","v":51.745298893893434}]
[null,null,"Ja","BNA1333a","Universität Stuttgart","HKW Pfaffenwald",70569,"Stuttgart","Pfaffenwaldring 8","Baden-Württemberg","Anlage 40","01.07.1988","Mehrere Energieträger","Erdgas H","Heizöl EL","Erdgas","Erdgas","GuD","Steam turbine","OPSD (2018)",0.37180000000000002,"OPSD (2018)",12.181000000000001,{"$f":"(1-VLOOKUP(R439,Start!$H$33:$I$40,2,FALSE)/100)*W439","v":10.597470000000001},{"$f":"VLOOKUP(Q439,Start!$C$9:$D$15,2,FALSE)+VLOOKUP(Q439,Start!$C$23:$D$29,2,FALSE)","v":14.07},{"$f":"(Y439/U439)+Start!$D$19*(VLOOKUP(Q439,Start!$M$33:$N$39,2,FALSE)/U439)+VLOOKUP(R439,Start!$C$33:$D$40,2,FALSE)","v":52.785882007080573}]
[null,null,"Ja","BNA1333b","Universität Stuttgart","HKW Pfaffenwald",70569,"Stuttgart","Pfaffenwaldring 8","Baden-Württemberg","Block 50","01.07.1969","Mehrere Energieträger","Erdgas H","Heizöl EL","Erdgas","Erdgas","GuD","Steam turbine","OPSD (2018)",0.35089999999999999,"OPSD (2018)",11.3377,{"$f":"(1-VLOOKUP(R440,Start!$H$33:$I$40,2,FALSE)/100)*W440","v":9.8637990000000002},{"$f":"VLOOKUP(Q440,Start!$C$9:$D$15,2,FALSE)+VLOOKUP(Q440,Start!$C$23:$D$29,2,FALSE)","v":14.07},{"$f":"(Y440/U440)+Start!$D$19*(VLOOKUP(Q440,Start!$M$33:$N$39,2,FALSE)/U440)+VLOOKUP(R440,Start!$C$33:$D$40,2,FALSE)","v":55.840527016906691}]
[null,null,"Ja","BNA1333c","Universität Stuttgart","HKW Pfaffenwald",70569,"Stuttgart","Pfaffenwaldring 8","Baden-Württemberg","Block 60","01.07.1968","Mehrere Energieträger","Erdgas H","Heizöl EL","Erdgas","Erdgas","GuD","Steam turbine","OPSD (2018)",0.3498,"OPSD (2018)",11.6188,{"$f":"(1-VLOOKUP(R441,Start!$H$33:$I$40,2,FALSE)/100)*W441","v":10.108356000000001},{"$f":"VLOOKUP(Q441,Start!$C$9:$D$15,2,FALSE)+VLOOKUP(Q441,Start!$C$23:$D$29,2,FALSE)","v":14.07},{"$f":"(Y441/U441)+Start!$D$19*(VLOOKUP(Q441,Start!$M$33:$N$39,2,FALSE)/U441)+VLOOKUP(R441,Start!$C$33:$D$40,2,FALSE)","v":56.011409177337214}]
[null,null,"Ja","BNA1334","CR3-Kaffeeveredelung M. Hermsen GmbH","KWK-Anlage",28237,"Bremen","Waterbergstraße 14","Bremen","GT 1-3, DT","1993 und 2002","Erdgas",null,null,"Erdgas","Erdgas","GuD","Combined cycle","OPSD (2018)",0.54900000000000004,"OPSD (2018)",14.8,{"$f":"(1-VLOOKUP(R442,Start!$H$33:$I$40,2,FALSE)/100)*W442","v":12.876000000000001},{"$f":"VLOOKUP(Q442,Start!$C$9:$D$15,2,FALSE)+VLOOKUP(Q442,Start!$C$23:$D$29,2,FALSE)","v":14.07},{"$f":"(Y442/U442)+Start!$D$19*(VLOOKUP(Q442,Start!$M$33:$N$39,2,FALSE)/U442)+VLOOKUP(R442,Start!$C$33:$D$40,2,FALSE)","v":36.232406065997367}]
[null,null,"Ja","BNA1335a","Papier- u. Kartonfabrik Varel GmbH & Co. KG","PKV Kraftwerk",26316,"Varel","Dangaster Straße 38","Niedersachsen","KWK-Blöcke","1989","Erdgas","Erdgas L",null,"Erdgas","Erdgas","GuD","Steam turbine","OPSD (2018)",0.37290000000000001,"OPSD (2018)",58.1,{"$f":"(1-VLOOKUP(R443,Start!$H$33:$I$40,2,FALSE)/100)*W443","v":50.547000000000004},{"$f":"VLOOKUP(Q443,Start!$C$9:$D$15,2,FALSE)+VLOOKUP(Q443,Start!$C$23:$D$29,2,FALSE)","v":14.07},{"$f":"(Y443/U443)+Start!$D$19*(VLOOKUP(Q443,Start!$M$33:$N$39,2,FALSE)/U443)+VLOOKUP(R443,Start!$C$33:$D$40,2,FALSE)","v":52.634596219449065}]
[null,null,"Ja","BNA1335b","Papier- u. Kartonfabrik Varel GmbH & Co. KG","PKV Kraftwerk",26316,"Varel","Dangaster Straße 38","Niedersachsen","Kondensationsturbine","1968","andere Gase","Abdampf",null,"Erdgas","Erdgas","GuD","Steam turbine","OPSD (2018)",0.3498,"OPSD (2018)",0.48,{"$f":"(1-VLOOKUP(R444,Start!$H$33:$I$40,2,FALSE)/100)*W444","v":0.41759999999999997},{"$f":"VLOOKUP(Q444,Start!$C$9:$D$15,2,FALSE)+VLOOKUP(Q444,Start!$C$23:$D$29,2,FALSE)","v":14.07},{"$f":"(Y444/U444)+Start!$D$19*(VLOOKUP(Q444,Start!$M$33:$N$39,2,FALSE)/U444)+VLOOKUP(R444,Start!$C$33:$D$40,2,FALSE)","v":56.011409177337214}]
[null,null,"Ja","BNA1336","Henkel AG & Co. KGaA","Holthausen",40589,"Düsseldorf","Henkelstr. 67","Nordrhein-Westfalen",null,"01.01.1948","Mehrere Energieträger","Erdgas","Flüssige Produktionsrückstände","Erdgas","Erdgas","GuD","Steam turbine","OPSD (2018)",0.32779999999999998,"OPSD (2018)",84,{"$f":"(1-VLOOKUP(R445,Start!$H$33:$I$40,2,FALSE)/100)*W445","v":73.08},{"$f":"VLOOKUP(Q445,Start!$C$9:$D$15,2,FALSE)+VLOOKUP(Q445,Start!$C$23:$D$29,2,FALSE)","v":14.07},{"$f":"(Y445/U445)+Start!$D$19*(VLOOKUP(Q445,Start!$M$33:$N$39,2,FALSE)/U445)+VLOOKUP(R445,Start!$C$33:$D$40,2,FALSE)","v":59.669893014742399}]
[null,null,"Ja","BNA1337d","DS Smith Paper Deutschland GmbH","Notstromdiesel",63741,"Aschaffenburg","Weichertstr. 7","Bayern","Notstromdiesel","1991","Mineralölprodukte","Diesel",null,"Mineralölprodukte","Öl","Öl","Steam turbine","OPSD (2018)",0.37509999999999999,"OPSD (2018)",0.52,{"$f":"(1-VLOOKUP(R446,Start!$H$33:$I$40,2,FALSE)/100)*W446","v":0.442},{"$f":"VLOOKUP(Q446,Start!$C$9:$D$15,2,FALSE)+VLOOKUP(Q446,Start!$C$23:$D$29,2,FALSE)","v":33.44},{"$f":"(Y446/U446)+Start!$D$19*(VLOOKUP(Q446,Start!$M$33:$N$39,2,FALSE)/U446)+VLOOKUP(R446,Start!$C$33:$D$40,2,FALSE)","v":108.71131625881677}]
[null,null,"Ja","BNA1337e","DS Smith Paper Deutschland GmbH","GuD-Anlage",63741,"Aschaffenburg","Weichertstr. 7","Bayern","GuD-Anlage","28.01.2013","Mehrere Energieträger","Erdgas","Biogas","Erdgas","Erdgas","GuD","Combined cycle","OPSD (2018)",0.59850000000000003,"OPSD (2018)",47,{"$f":"(1-VLOOKUP(R447,Start!$H$33:$I$40,2,FALSE)/100)*W447","v":40.89},{"$f":"VLOOKUP(Q447,Start!$C$9:$D$15,2,FALSE)+VLOOKUP(Q447,Start!$C$23:$D$29,2,FALSE)","v":14.07},{"$f":"(Y447/U447)+Start!$D$19*(VLOOKUP(Q447,Start!$M$33:$N$39,2,FALSE)/U447)+VLOOKUP(R447,Start!$C$33:$D$40,2,FALSE)","v":33.359801053020142}]
[null,null,"Ja","BNA1396","Energieversorgungscenter Dresden-Wilschdorf GmbH & Co. KG","EVC / GLOBALFOUNDRIES",1468,"Moritzburg","Boxdorf, Ringstr. 3","Sachsen","EVC I","01.10.1998","Erdgas",null,null,"Erdgas","Erdgas","GuD","Steam turbine","OPSD (2018)",0.38279999999999997,"OPSD (2018)",34.299999999999997,{"$f":"(1-VLOOKUP(R448,Start!$H$33:$I$40,2,FALSE)/100)*W448","v":29.840999999999998},{"$f":"VLOOKUP(Q448,Start!$C$9:$D$15,2,FALSE)+VLOOKUP(Q448,Start!$C$23:$D$29,2,FALSE)","v":14.07},{"$f":"(Y448/U448)+Start!$D$19*(VLOOKUP(Q448,Start!$M$33:$N$39,2,FALSE)/U448)+VLOOKUP(R448,Start!$C$33:$D$40,2,FALSE)","v":51.3121497654978}]
[null,null,"Ja","BNA1397a","Ineos Manufacturing Deutschland GmbH","O10",50769,"Köln","Alte Strasse 201","Nordrhein-Westfalen","T21","15.01.1964","Mehrere Energieträger","Reststoffe aus Produkt.","HD-Heizgas","Sonstige Energieträger\n(nicht erneuerbar)","Erdgas","Gasturbine","Gas turbine","OPSD (2018)",0.27600000000000002,"Annahme basierend auf DIW (2014)",15.5,{"$f":"(1-VLOOKUP(R449,Start!$H$33:$I$40,2,FALSE)/100)*W449","v":13.484999999999999},{"$f":"VLOOKUP(Q449,Start!$C$9:$D$15,2,FALSE)+VLOOKUP(Q449,Start!$C$23:$D$29,2,FALSE)","v":14.07},{"$f":"(Y449/U449)+Start!$D$19*(VLOOKUP(Q449,Start!$M$33:$N$39,2,FALSE)/U449)+VLOOKUP(R449,Start!$C$33:$D$40,2,FALSE)","v":70.087285979103456}]
[null,null,"Ja","BNA1397b","Ineos Manufacturing Deutschland GmbH","O10",50769,"Köln","Alte Strasse 201","Nordrhein-Westfalen","T22","14.04.1964","Mehrere Energieträger","Reststoffe aus Produkt.","HD-Heizgas","Sonstige Energieträger\n(nicht erneuerbar)","Erdgas","Gasturbine","Gas turbine","OPSD (2018)",0.27600000000000002,"Annahme basierend auf DIW (2014)",19.2,{"$f":"(1-VLOOKUP(R450,Start!$H$33:$I$40,2,FALSE)/100)*W450","v":16.704000000000001},{"$f":"VLOOKUP(Q450,Start!$C$9:$D$15,2,FALSE)+VLOOKUP(Q450,Start!$C$23:$D$29,2,FALSE)","v":14.07},{"$f":"(Y450/U450)+Start!$D$19*(VLOOKUP(Q450,Start!$M$33:$N$39,2,FALSE)/U450)+VLOOKUP(R450,Start!$C$33:$D$40,2,FALSE)","v":70.087285979103456}]
[null,null,"Ja","BNA1397c","Ineos Manufacturing Deutschland GmbH","O10",50769,"Köln","Alte Strasse 201","Nordrhein-Westfalen","T23","30.10.1963","Mehrere Energieträger","Reststoffe aus Produkt.","HD-Heizgas","Sonstige Energieträger\n(nicht erneuerbar)","Erdgas","Gasturbine","Gas turbine","OPSD (2018)",0.27600000000000002,"Annahme basierend auf DIW (2014)",15.5,{"$f":"(1-VLOOKUP(R451,Start!$H$33:$I$40,2,FALSE)/100)*W451","v":13.484999999999999},{"$f":"VLOOKUP(Q451,Start!$C$9:$D$15,2,FALSE)+VLOOKUP(Q451,Start!$C$23:$D$29,2,FALSE)","v":14.07},{"$f":"(Y451/U451)+Start!$D$19*(VLOOKUP(Q451,Start!$M$33:$N$39,2,FALSE)/U451)+VLOOKUP(R451,Start!$C$33:$D$40,2,FALSE)","v":70.087285979103456}]
[null,null,"Ja","BNA1397d","Ineos Manufacturing Deutschland GmbH","O10",50769,"Köln","Alte Strasse 201","Nordrhein-Westfalen","T24","15.06.1966","Mehrere Energieträger","Reststoffe aus Produkt.","HD-Heizgas","Sonstige Energieträger\n(nicht erneuerbar)","Erdgas","Gasturbine","Gas turbine","OPSD (2018)",0.27600000000000002,"Annahme basierend auf DIW (2014)",10.4,{"$f":"(1-VLOOKUP(R452,Start!$H$33:$I$40,2,FALSE)/100)*W452","v":9.048},{"$f":"VLOOKUP(Q452,Start!$C$9:$D$15,2,FALSE)+VLOOKUP(Q452,Start!$C$23:$D$29,2,FALSE)","v":14.07},{"$f":"(Y452/U452)+Start!$D$19*(VLOOKUP(Q452,Start!$M$33:$N$39,2,FALSE)/U452)+VLOOKUP(R452,Start!$C$33:$D$40,2,FALSE)","v":70.087285979103456}]
[null,null,"Ja","BNA1397e","Ineos Manufacturing Deutschland GmbH","O10",50769,"Köln","Alte Strasse 201","Nordrhein-Westfalen","T31","21.03.1967","Mehrere Energieträger","Reststoffe aus Produkt.","HD-Heizgas","Sonstige Energieträger\n(nicht erneuerbar)","Erdgas","Gasturbine","Gas turbine","OPSD (2018)",0.27600000000000002,"Annahme basierend auf DIW (2014)",33.6,{"$f":"(1-VLOOKUP(R453,Start!$H$33:$I$40,2,FALSE)/100)*W453","v":29.231999999999999},{"$f":"VLOOKUP(Q453,Start!$C$9:$D$15,2,FALSE)+VLOOKUP(Q453,Start!$C$23:$D$29,2,FALSE)","v":14.07},{"$f":"(Y453/U453)+Start!$D$19*(VLOOKUP(Q453,Start!$M$33:$N$39,2,FALSE)/U453)+VLOOKUP(R453,Start!$C$33:$D$40,2,FALSE)","v":70.087285979103456}]
[null,null,"Ja","BNA1399","OXEA Produktion GmbH & Co.KG","Oxea GmbH",46147,"Oberhausen","Otto-Roelen-Str.3","Nordrhein-Westfalen",null,"01.01.1929","Mehrere Energieträger","flüssige, gasförmige Nebenprodukte","Erdgas, Heizöl","Sonstige Energieträger\n(nicht erneuerbar)","Erdgas","GuD","Steam turbine","OPSD (2018)",0.33,"Annahme basierend auf DIW (2014)",38,{"$f":"(1-VLOOKUP(R454,Start!$H$33:$I$40,2,FALSE)/100)*W454","v":33.06},{"$f":"VLOOKUP(Q454,Start!$C$9:$D$15,2,FALSE)+VLOOKUP(Q454,Start!$C$23:$D$29,2,FALSE)","v":14.07},{"$f":"(Y454/U454)+Start!$D$19*(VLOOKUP(Q454,Start!$M$33:$N$39,2,FALSE)/U454)+VLOOKUP(R454,Start!$C$33:$D$40,2,FALSE)","v":59.28209372797744}]
[null,null,"Ja","BNA1400a","Südzucker AG, Werk Zeitz","EZ1",6712,"Zeitz","Albrechtstr. 54","Sachsen-Anhalt","WSK","01.09.1993","Mehrere Energieträger","Braunkohle","HEL","Braunkohle","Braunkohle","Braunkohle","Steam turbine","OPSD (2018)",0.38319999999999999,"OPSD (2018)",23.3,{"$f":"(1-VLOOKUP(R455,Start!$H$33:$I$40,2,FALSE)/100)*W455","v":20.504000000000001},{"$f":"VLOOKUP(Q455,Start!$C$9:$D$15,2,FALSE)+VLOOKUP(Q455,Start!$C$23:$D$29,2,FALSE)","v":3.1},{"$f":"(Y455/U455)+Start!$D$19*(VLOOKUP(Q455,Start!$M$33:$N$39,2,FALSE)/U455)+VLOOKUP(R455,Start!$C$33:$D$40,2,FALSE)","v":36.005621368807752}]
[null,null,"Ja","BNA1400b","Südzucker AG, Werk Zeitz","EZ1",6712,"Zeitz","Albrechtstr. 54","Sachsen-Anhalt","DTI","01.09.1993","Mehrere Energieträger","Erdgas","HEL","Erdgas","Erdgas","GuD","Steam turbine","OPSD (2018)",0.37730000000000002,"OPSD (2018)",23.3,{"$f":"(1-VLOOKUP(R456,Start!$H$33:$I$40,2,FALSE)/100)*W456","v":20.271000000000001},{"$f":"VLOOKUP(Q456,Start!$C$9:$D$15,2,FALSE)+VLOOKUP(Q456,Start!$C$23:$D$29,2,FALSE)","v":14.07},{"$f":"(Y456/U456)+Start!$D$19*(VLOOKUP(Q456,Start!$M$33:$N$39,2,FALSE)/U456)+VLOOKUP(R456,Start!$C$33:$D$40,2,FALSE)","v":52.038274397647911}]
[null,null,"Ja","BNA1401a","RWE Power AG","BoA 2",41517,"Grevenbroich","Energiestraße 101","Nordrhein-Westfalen","Neurath F","08.07.2012","Braunkohle",null,null,"Braunkohle","Braunkohle","Braunkohle","Steam turbine","OPSD (2018)",0.42880000000000001,"OPSD (2018)",1060,{"$f":"(1-VLOOKUP(R457,Start!$H$33:$I$40,2,FALSE)/100)*W457","v":932.8},{"$f":"VLOOKUP(Q457,Start!$C$9:$D$15,2,FALSE)+VLOOKUP(Q457,Start!$C$23:$D$29,2,FALSE)","v":3.1},{"$f":"(Y457/U457)+Start!$D$19*(VLOOKUP(Q457,Start!$M$33:$N$39,2,FALSE)/U457)+VLOOKUP(R457,Start!$C$33:$D$40,2,FALSE)","v":32.357448947124837}]
[null,null,"Ja","BNA1401b","RWE Power AG","BoA 3",41517,"Grevenbroich","Energiestraße 101","Nordrhein-Westfalen","Neurath G","03.08.2012","Braunkohle",null,null,"Braunkohle","Braunkohle","Braunkohle","Steam turbine","OPSD (2018)",0.42880000000000001,"OPSD (2018)",1060,{"$f":"(1-VLOOKUP(R458,Start!$H$33:$I$40,2,FALSE)/100)*W458","v":932.8},{"$f":"VLOOKUP(Q458,Start!$C$9:$D$15,2,FALSE)+VLOOKUP(Q458,Start!$C$23:$D$29,2,FALSE)","v":3.1},{"$f":"(Y458/U458)+Start!$D$19*(VLOOKUP(Q458,Start!$M$33:$N$39,2,FALSE)/U458)+VLOOKUP(R458,Start!$C$33:$D$40,2,FALSE)","v":32.357448947124837}]
[null,null,"Ja","BNA1402","Delkeskamp Verpackungswerke GmbH","Heizkraftwerk zur Papierfabrik",49638,"Nortrup","Hauptstrasse 15","Niedersachsen",null,"24.01.1996","Erdgas",null,null,"Erdgas","Erdgas","GuD","Steam turbine","OPSD (2018)",0.38059999999999999,"OPSD (2018)",18.100000000000001,{"$f":"(1-VLOOKUP(R459,Start!$H$33:$I$40,2,FALSE)/100)*W459","v":15.747000000000002},{"$f":"VLOOKUP(Q459,Start!$C$9:$D$15,2,FALSE)+VLOOKUP(Q459,Start!$C$23:$D$29,2,FALSE)","v":14.07},{"$f":"(Y459/U459)+Start!$D$19*(VLOOKUP(Q459,Start!$M$33:$N$39,2,FALSE)/U459)+VLOOKUP(R459,Start!$C$33:$D$40,2,FALSE)","v":51.600081267032472}]
[null,null,"Ja","BNA1403","Neptune Energy Deutschland GmbH","Steinitz",29416,"Steinitz","Bobbenmärsche 11 ","Sachsen-Anhalt","GUD","01.01.1999","Erdgas","Erdgaseigenproduktion",null,"Erdgas","Erdgas","GuD","Steam turbine","OPSD (2018)",0.38390000000000002,"OPSD (2018)",11.4,{"$f":"(1-VLOOKUP(R460,Start!$H$33:$I$40,2,FALSE)/100)*W460","v":9.918000000000001},{"$f":"VLOOKUP(Q460,Start!$C$9:$D$15,2,FALSE)+VLOOKUP(Q460,Start!$C$23:$D$29,2,FALSE)","v":14.07},{"$f":"(Y460/U460)+Start!$D$19*(VLOOKUP(Q460,Start!$M$33:$N$39,2,FALSE)/U460)+VLOOKUP(R460,Start!$C$33:$D$40,2,FALSE)","v":51.169421542674023}]
[null,null,"Ja","BNA1404","Lausitz Energie Kraftwerke AG","Boxberg",2943,"Boxberg","Am Kraftwerk 1","Sachsen","R","06.11.2012","Braunkohle",null,null,"Braunkohle","Braunkohle","Braunkohle","Steam turbine","OPSD (2018)",0.42880000000000001,"OPSD (2018)",640,{"$f":"(1-VLOOKUP(R461,Start!$H$33:$I$40,2,FALSE)/100)*W461","v":563.20000000000005},{"$f":"VLOOKUP(Q461,Start!$C$9:$D$15,2,FALSE)+VLOOKUP(Q461,Start!$C$23:$D$29,2,FALSE)","v":3.1},{"$f":"(Y461/U461)+Start!$D$19*(VLOOKUP(Q461,Start!$M$33:$N$39,2,FALSE)/U461)+VLOOKUP(R461,Start!$C$33:$D$40,2,FALSE)","v":32.357448947124837}]
[null,null,"Ja","BNA1405a","Fernwärme Ulm GmbH","Heizkraftwerk Magirusstraße",89077,"Ulm","Magirusstr. 21","Baden-Württemberg",null,"17.11.1992","Mehrere Energieträger","Steinkohle","Erdgas, HEL","Steinkohle","Steinkohle","Steinkohle","Steam turbine","OPSD (2018)",0.40500000000000003,"OPSD (2018)",20.7,{"$f":"(1-VLOOKUP(R462,Start!$H$33:$I$40,2,FALSE)/100)*W462","v":16.353000000000002},{"$f":"VLOOKUP(Q462,Start!$C$9:$D$15,2,FALSE)+VLOOKUP(Q462,Start!$C$23:$D$29,2,FALSE)","v":9.17},{"$f":"(Y462/U462)+Start!$D$19*(VLOOKUP(Q462,Start!$M$33:$N$39,2,FALSE)/U462)+VLOOKUP(R462,Start!$C$33:$D$40,2,FALSE)","v":44.633046415924959}]
[null,null,"Ja","BNA1406","FS-Karton GmbH","FS-Karton",41460,"Neuss","Düsseldorfer Str. 182-184","Nordrhein-Westfalen",null,"1992","Erdgas",null,null,"Erdgas","Erdgas","GuD","Steam turbine","OPSD (2018)",0.37619999999999998,"OPSD (2018)",18.879000000000001,{"$f":"(1-VLOOKUP(R463,Start!$H$33:$I$40,2,FALSE)/100)*W463","v":16.42473},{"$f":"VLOOKUP(Q463,Start!$C$9:$D$15,2,FALSE)+VLOOKUP(Q463,Start!$C$23:$D$29,2,FALSE)","v":14.07},{"$f":"(Y463/U463)+Start!$D$19*(VLOOKUP(Q463,Start!$M$33:$N$39,2,FALSE)/U463)+VLOOKUP(R463,Start!$C$33:$D$40,2,FALSE)","v":52.186047129804784}]
[null,null,"Ja","BNA1407","Schoeller Technocell GmbH & Co. KG","STW",9600,"Weißenborn","Fabrikstraße 1","Sachsen",null,"14.05.1997","Erdgas",null,null,"Erdgas","Erdgas","GuD","Steam turbine","OPSD (2018)",0.38169999999999998,"OPSD (2018)",18.72,{"$f":"(1-VLOOKUP(R464,Start!$H$33:$I$40,2,FALSE)/100)*W464","v":16.2864},{"$f":"VLOOKUP(Q464,Start!$C$9:$D$15,2,FALSE)+VLOOKUP(Q464,Start!$C$23:$D$29,2,FALSE)","v":14.07},{"$f":"(Y464/U464)+Start!$D$19*(VLOOKUP(Q464,Start!$M$33:$N$39,2,FALSE)/U464)+VLOOKUP(R464,Start!$C$33:$D$40,2,FALSE)","v":51.455700629375315}]
[null,null,"Ja","BNA1408","Evonik Degussa GmbH","Heizkraftwerk Evonik Rheinfelden",79618,"Rheinfelden","Untere Kanalstraße 3","Baden-Württemberg",null,"13.08.1979","Erdgas","Erdgas","Wasserstoff (Restgas eines Produktions-betriebes)","Erdgas","Erdgas","GuD","Steam turbine","OPSD (2018)",0.3619,"OPSD (2018)",15.68,{"$f":"(1-VLOOKUP(R465,Start!$H$33:$I$40,2,FALSE)/100)*W465","v":13.6416},{"$f":"VLOOKUP(Q465,Start!$C$9:$D$15,2,FALSE)+VLOOKUP(Q465,Start!$C$23:$D$29,2,FALSE)","v":14.07},{"$f":"(Y465/U465)+Start!$D$19*(VLOOKUP(Q465,Start!$M$33:$N$39,2,FALSE)/U465)+VLOOKUP(R465,Start!$C$33:$D$40,2,FALSE)","v":54.188839265632922}]
[null,null,"Ja","BNA1437","Aluminium Oxid Stade GmbH","KWK AOS GmbH",21683,"Stade- Bützfleth","Johann- Rathje- Köser- Straße","Niedersachsen","GT 1/2","01.05.2012","Erdgas",null,null,"Erdgas","Erdgas","Gasturbine","Gas turbine","OPSD (2018)",0.41120000000000001,"OPSD (2018)",30.72,{"$f":"(1-VLOOKUP(R466,Start!$H$33:$I$40,2,FALSE)/100)*W466","v":26.726399999999998},{"$f":"VLOOKUP(Q466,Start!$C$9:$D$15,2,FALSE)+VLOOKUP(Q466,Start!$C$23:$D$29,2,FALSE)","v":14.07},{"$f":"(Y466/U466)+Start!$D$19*(VLOOKUP(Q466,Start!$M$33:$N$39,2,FALSE)/U466)+VLOOKUP(R466,Start!$C$33:$D$40,2,FALSE)","v":47.371816464573335}]
[null,null,"Ja","BNA1444a","Prinovis GmbH & Co. KG","GT1 ",90471,"Nürnberg","Breslauer Str. 300","Bayern",null,"01.01.1993","Erdgas",null,null,"Erdgas","Erdgas","Gasturbine","Gas turbine","OPSD (2018)",0.36180000000000001,"OPSD (2018)",4.2,{"$f":"(1-VLOOKUP(R467,Start!$H$33:$I$40,2,FALSE)/100)*W467","v":3.6539999999999999},{"$f":"VLOOKUP(Q467,Start!$C$9:$D$15,2,FALSE)+VLOOKUP(Q467,Start!$C$23:$D$29,2,FALSE)","v":14.07},{"$f":"(Y467/U467)+Start!$D$19*(VLOOKUP(Q467,Start!$M$33:$N$39,2,FALSE)/U467)+VLOOKUP(R467,Start!$C$33:$D$40,2,FALSE)","v":53.703402239448742}]
[null,null,"Ja","BNA1444b","Prinovis GmbH & Co. KG","GT2 ",90471,"Nürnberg","Breslauer Str. 300","Bayern",null,"01.01.1993","Erdgas",null,null,"Erdgas","Erdgas","Gasturbine","Gas turbine","OPSD (2018)",0.36180000000000001,"OPSD (2018)",4.2,{"$f":"(1-VLOOKUP(R468,Start!$H$33:$I$40,2,FALSE)/100)*W468","v":3.6539999999999999},{"$f":"VLOOKUP(Q468,Start!$C$9:$D$15,2,FALSE)+VLOOKUP(Q468,Start!$C$23:$D$29,2,FALSE)","v":14.07},{"$f":"(Y468/U468)+Start!$D$19*(VLOOKUP(Q468,Start!$M$33:$N$39,2,FALSE)/U468)+VLOOKUP(R468,Start!$C$33:$D$40,2,FALSE)","v":53.703402239448742}]
[null,null,"Ja","BNA1444c","Prinovis GmbH & Co. KG","GT3 ",90471,"Nürnberg","Breslauer Str. 300","Bayern",null,"01.01.1994","Erdgas",null,null,"Erdgas","Erdgas","Gasturbine","Gas turbine","OPSD (2018)",0.3644,"OPSD (2018)",5.0999999999999996,{"$f":"(1-VLOOKUP(R469,Start!$H$33:$I$40,2,FALSE)/100)*W469","v":4.4369999999999994},{"$f":"VLOOKUP(Q469,Start!$C$9:$D$15,2,FALSE)+VLOOKUP(Q469,Start!$C$23:$D$29,2,FALSE)","v":14.07},{"$f":"(Y469/U469)+Start!$D$19*(VLOOKUP(Q469,Start!$M$33:$N$39,2,FALSE)/U469)+VLOOKUP(R469,Start!$C$33:$D$40,2,FALSE)","v":53.327362596686491}]
[null,null,"Ja","BNA1444d","Prinovis GmbH & Co. KG","GT4 ",90471,"Nürnberg","Breslauer Str. 300","Bayern",null,"01.01.1995","Erdgas",null,null,"Erdgas","Erdgas","Gasturbine","Gas turbine","OPSD (2018)",0.36699999999999999,"OPSD (2018)",5.0999999999999996,{"$f":"(1-VLOOKUP(R470,Start!$H$33:$I$40,2,FALSE)/100)*W470","v":4.4369999999999994},{"$f":"VLOOKUP(Q470,Start!$C$9:$D$15,2,FALSE)+VLOOKUP(Q470,Start!$C$23:$D$29,2,FALSE)","v":14.07},{"$f":"(Y470/U470)+Start!$D$19*(VLOOKUP(Q470,Start!$M$33:$N$39,2,FALSE)/U470)+VLOOKUP(R470,Start!$C$33:$D$40,2,FALSE)","v":52.956651036056016}]
[null,null,"Ja","BNA1447a","Evonik Röhm GmbH",null,67547,"Worms","Im Pfaffenwinkel 6","Rheinland-Pfalz","G2","20.11.1990","Abfall",null,null,"Abfall","Abfall","Abfall","Steam turbine","eigene Annahme",0.33,"eigene Annahme",11.9,{"$f":"(1-VLOOKUP(R471,Start!$H$33:$I$40,2,FALSE)/100)*W471","v":10.115},{"$f":"VLOOKUP(Q471,Start!$C$9:$D$15,2,FALSE)+VLOOKUP(Q471,Start!$C$23:$D$29,2,FALSE)","v":0},{"$f":"(Y471/U471)+Start!$D$19*(VLOOKUP(Q471,Start!$M$33:$N$39,2,FALSE)/U471)+VLOOKUP(R471,Start!$C$33:$D$40,2,FALSE)","v":1}]
[null,null,"Ja","BNA1447b","Evonik Röhm GmbH",null,67547,"Worms","Im Pfaffenwinkel 6","Rheinland-Pfalz","G3/Kontu","12.03.2012","Abfall",null,null,"Abfall","Abfall","Abfall","Steam turbine","eigene Annahme",0.33,"eigene Annahme",6.9,{"$f":"(1-VLOOKUP(R472,Start!$H$33:$I$40,2,FALSE)/100)*W472","v":5.8650000000000002},{"$f":"VLOOKUP(Q472,Start!$C$9:$D$15,2,FALSE)+VLOOKUP(Q472,Start!$C$23:$D$29,2,FALSE)","v":0},{"$f":"(Y472/U472)+Start!$D$19*(VLOOKUP(Q472,Start!$M$33:$N$39,2,FALSE)/U472)+VLOOKUP(R472,Start!$C$33:$D$40,2,FALSE)","v":1}]
[null,null,"Ja","BNA1448","EEW Energy from Waste Saarbrücken GmbH","AHKW Neunkirchen",66538,"Neunkirchen","Am Blücherflöz 12","Saarland","Linie 3 + 4","02.06.1977","Abfall","Abfall, biol. Abbaubarer Anteil von Abfällen aus haushalten und Industrie",null,"Abfall","Abfall","Abfall","Steam turbine","OPSD (2018)",0.33,"OPSD (2018)",11.6,{"$f":"(1-VLOOKUP(R473,Start!$H$33:$I$40,2,FALSE)/100)*W473","v":9.86},{"$f":"VLOOKUP(Q473,Start!$C$9:$D$15,2,FALSE)+VLOOKUP(Q473,Start!$C$23:$D$29,2,FALSE)","v":0},{"$f":"(Y473/U473)+Start!$D$19*(VLOOKUP(Q473,Start!$M$33:$N$39,2,FALSE)/U473)+VLOOKUP(R473,Start!$C$33:$D$40,2,FALSE)","v":1}]
[null,null,"Ja","BNA1449a","Zweckverband Abfallwirtschaft Raum Würzburg","Turbosatz 1",97076,"Würzburg","Gattingerstr. 31","Bayern",null,"04.06.1984","Abfall",null,null,"Abfall","Abfall","Abfall","Steam turbine","OPSD (2018)",0.33,"OPSD (2018)",8.6999999999999993,{"$f":"(1-VLOOKUP(R474,Start!$H$33:$I$40,2,FALSE)/100)*W474","v":7.3949999999999996},{"$f":"VLOOKUP(Q474,Start!$C$9:$D$15,2,FALSE)+VLOOKUP(Q474,Start!$C$23:$D$29,2,FALSE)","v":0},{"$f":"(Y474/U474)+Start!$D$19*(VLOOKUP(Q474,Start!$M$33:$N$39,2,FALSE)/U474)+VLOOKUP(R474,Start!$C$33:$D$40,2,FALSE)","v":1}]
[null,null,"Ja","BNA1449b","Zweckverband Abfallwirtschaft Raum Würzburg","Turbosatz 2",97076,"Würzburg","Gattingerstr. 31","Bayern",null,"09.11.1998","Abfall",null,null,"Abfall","Abfall","Abfall","Steam turbine","OPSD (2018)",0.33,"OPSD (2018)",12,{"$f":"(1-VLOOKUP(R475,Start!$H$33:$I$40,2,FALSE)/100)*W475","v":10.199999999999999},{"$f":"VLOOKUP(Q475,Start!$C$9:$D$15,2,FALSE)+VLOOKUP(Q475,Start!$C$23:$D$29,2,FALSE)","v":0},{"$f":"(Y475/U475)+Start!$D$19*(VLOOKUP(Q475,Start!$M$33:$N$39,2,FALSE)/U475)+VLOOKUP(R475,Start!$C$33:$D$40,2,FALSE)","v":1}]
[null,null,"Ja","BNA1450","DREWSEN SPEZIALPAPIERE GmbH & Co. KG","GUD-Anlage DREWSEN",29331,"Lachendorf","Georg-Drewsen-Weg 2","Niedersachsen",null,"01.09.2000","Erdgas",null,null,"Erdgas","Erdgas","GuD","Combined cycle","OPSD (2018)",0.54,"OPSD (2018)",13,{"$f":"(1-VLOOKUP(R476,Start!$H$33:$I$40,2,FALSE)/100)*W476","v":11.31},{"$f":"VLOOKUP(Q476,Start!$C$9:$D$15,2,FALSE)+VLOOKUP(Q476,Start!$C$23:$D$29,2,FALSE)","v":14.07},{"$f":"(Y476/U476)+Start!$D$19*(VLOOKUP(Q476,Start!$M$33:$N$39,2,FALSE)/U476)+VLOOKUP(R476,Start!$C$33:$D$40,2,FALSE)","v":36.811279500430658}]
[null,null,"Ja","BNA1451","Venator Germany GmbH","HKW Sachtleben",47198,"Duisburg",null,"Nordrhein-Westfalen",null,"30.06.1964","Mehrere Energieträger","Braunkohle","Erdgas","Braunkohle","Braunkohle","Braunkohle","Steam turbine","OPSD (2018)",0.31359999999999999,"OPSD (2018)",27.5,{"$f":"(1-VLOOKUP(R477,Start!$H$33:$I$40,2,FALSE)/100)*W477","v":24.2},{"$f":"VLOOKUP(Q477,Start!$C$9:$D$15,2,FALSE)+VLOOKUP(Q477,Start!$C$23:$D$29,2,FALSE)","v":3.1},{"$f":"(Y477/U477)+Start!$D$19*(VLOOKUP(Q477,Start!$M$33:$N$39,2,FALSE)/U477)+VLOOKUP(R477,Start!$C$33:$D$40,2,FALSE)","v":43.619368968517634}]
[null,null,"Ja","BNA1458",null,null,76855,"Annweiler",null,"Rheinland-Pfalz",null,"15.01.1976","Mehrere Energieträger","Erdgas","Schweröl","Erdgas","Erdgas","GuD","Combustion Engine","https://blockheizkraftwerk24.com/annweiler-am-trifels-bhkw/",0.4,"Annahme basierend auf DIW (2014)",27.95,{"$f":"(1-VLOOKUP(R478,Start!$H$33:$I$40,2,FALSE)/100)*W478","v":24.316499999999998},{"$f":"VLOOKUP(Q478,Start!$C$9:$D$15,2,FALSE)+VLOOKUP(Q478,Start!$C$23:$D$29,2,FALSE)","v":14.07},{"$f":"(Y478/U478)+Start!$D$19*(VLOOKUP(Q478,Start!$M$33:$N$39,2,FALSE)/U478)+VLOOKUP(R478,Start!$C$33:$D$40,2,FALSE)","v":49.170227325581386}]
[null,null,"Ja","BNA1461","CropEnergies Bioethanol GmbH Zeitz",null,6712,"Zeitz","Albrechtstr. 54","Sachsen-Anhalt",null,"15.01.2005","Mehrere Energieträger","Braunkohle","HEL","Braunkohle","Braunkohle","Braunkohle","Steam turbine","eigene Annahme",0.4,"Annahme basierend auf DIW (2014)",17.5,{"$f":"(1-VLOOKUP(R479,Start!$H$33:$I$40,2,FALSE)/100)*W479","v":15.4},{"$f":"VLOOKUP(Q479,Start!$C$9:$D$15,2,FALSE)+VLOOKUP(Q479,Start!$C$23:$D$29,2,FALSE)","v":3.1},{"$f":"(Y479/U479)+Start!$D$19*(VLOOKUP(Q479,Start!$M$33:$N$39,2,FALSE)/U479)+VLOOKUP(R479,Start!$C$33:$D$40,2,FALSE)","v":34.564785271317824}]
[null,null,"Ja","BNA1463","Smurfit Kappa Herzberger Papierfabrik GmbH",null,37412,"Herzberg","Andreasberger Str. 1","Niedersachsen",null,"01.01.1978","Erdgas",null,null,"Erdgas","Erdgas","GuD","Combustion Engine","eigene Annahme",0.4,"Annahme basierend auf DIW (2014)",19.5,{"$f":"(1-VLOOKUP(R480,Start!$H$33:$I$40,2,FALSE)/100)*W480","v":16.965},{"$f":"VLOOKUP(Q480,Start!$C$9:$D$15,2,FALSE)+VLOOKUP(Q480,Start!$C$23:$D$29,2,FALSE)","v":14.07},{"$f":"(Y480/U480)+Start!$D$19*(VLOOKUP(Q480,Start!$M$33:$N$39,2,FALSE)/U480)+VLOOKUP(R480,Start!$C$33:$D$40,2,FALSE)","v":49.170227325581386}]
[null,null,"Ja","BNA1464","ZF Friedrichshafen AG","Gas- u. Dampfturbinenanlage Südraum",66117,"Saarbrücken","Untertürkheimer Straße 5","Saarland",null,"01.04.2012","Erdgas",null,null,"Erdgas","Erdgas","GuD","Steam turbine","OPSD (2018)",0.3982,"OPSD (2018)",38.61,{"$f":"(1-VLOOKUP(R481,Start!$H$33:$I$40,2,FALSE)/100)*W481","v":33.590699999999998},{"$f":"VLOOKUP(Q481,Start!$C$9:$D$15,2,FALSE)+VLOOKUP(Q481,Start!$C$23:$D$29,2,FALSE)","v":14.07},{"$f":"(Y481/U481)+Start!$D$19*(VLOOKUP(Q481,Start!$M$33:$N$39,2,FALSE)/U481)+VLOOKUP(R481,Start!$C$33:$D$40,2,FALSE)","v":49.385713034235451}]
[null,null,"Ja","BNA1465a","B+T Energie GmbH","EBS-Kraftwerk Witzenhausen",37213,"Witzenhausen","Kasseler Landstr. 23","Hessen",null,"24.06.2009","Sonstige Energieträger","Ersatzbrennstoff aus Abfall","Heizöl","Sonstige Energieträger\n(nicht erneuerbar)","Abfall","Abfall","Steam turbine","OPSD (2018)",0.33,"eigene Annahme",28,{"$f":"(1-VLOOKUP(R482,Start!$H$33:$I$40,2,FALSE)/100)*W482","v":23.8},{"$f":"VLOOKUP(Q482,Start!$C$9:$D$15,2,FALSE)+VLOOKUP(Q482,Start!$C$23:$D$29,2,FALSE)","v":0},{"$f":"(Y482/U482)+Start!$D$19*(VLOOKUP(Q482,Start!$M$33:$N$39,2,FALSE)/U482)+VLOOKUP(R482,Start!$C$33:$D$40,2,FALSE)","v":1}]
[null,null,"Ja","BNA1467","Koehler SE",null,77704,"Oberkirch","Hauptstraße 2-4","Baden-Württemberg",null,"01.12.1986","Steinkohle","Steinkohle","ERB, kom. KS","Steinkohle","Steinkohle","Steinkohle","Steam turbine","eigene Annahme",0.375,"Annahme basierend auf DIW (2014)",18.5,{"$f":"(1-VLOOKUP(R483,Start!$H$33:$I$40,2,FALSE)/100)*W483","v":14.615},{"$f":"VLOOKUP(Q483,Start!$C$9:$D$15,2,FALSE)+VLOOKUP(Q483,Start!$C$23:$D$29,2,FALSE)","v":9.17},{"$f":"(Y483/U483)+Start!$D$19*(VLOOKUP(Q483,Start!$M$33:$N$39,2,FALSE)/U483)+VLOOKUP(R483,Start!$C$33:$D$40,2,FALSE)","v":48.099690129198962}]
[null,null,"Ja","BNA1486","ROMONTA GmbH","Grubenheizkraftwerk",6317,"Seegebiet Mansfelder Land","Chausseestraße 1","Sachsen-Anhalt",null,"01.07.1979","Braunkohle",null,null,"Braunkohle","Braunkohle","Braunkohle","Steam turbine","OPSD (2018)",0.34960000000000002,"OPSD (2018)",45,{"$f":"(1-VLOOKUP(R484,Start!$H$33:$I$40,2,FALSE)/100)*W484","v":39.6},{"$f":"VLOOKUP(Q484,Start!$C$9:$D$15,2,FALSE)+VLOOKUP(Q484,Start!$C$23:$D$29,2,FALSE)","v":3.1},{"$f":"(Y484/U484)+Start!$D$19*(VLOOKUP(Q484,Start!$M$33:$N$39,2,FALSE)/U484)+VLOOKUP(R484,Start!$C$33:$D$40,2,FALSE)","v":39.302729143384234}]
[null,null,"Ja","BNA1488","KG Deutsche Gasrußwerke GmbH & Co.",null,44147,"Dortmund","Weidenstr. 70-72","Nordrhein-Westfalen",null,"1984 / 1989","Sonstige Energieträger","Restgas mit H2 und CO-Gehalt",null,"Sonstige Energieträger\n(nicht erneuerbar)","Erdgas","GuD","Combustion Engine","eigene Annahme",0.41399999999999998,"Annahme basierend auf DIW (2014)",16,{"$f":"(1-VLOOKUP(R485,Start!$H$33:$I$40,2,FALSE)/100)*W485","v":13.92},{"$f":"VLOOKUP(Q485,Start!$C$9:$D$15,2,FALSE)+VLOOKUP(Q485,Start!$C$23:$D$29,2,FALSE)","v":14.07},{"$f":"(Y485/U485)+Start!$D$19*(VLOOKUP(Q485,Start!$M$33:$N$39,2,FALSE)/U485)+VLOOKUP(R485,Start!$C$33:$D$40,2,FALSE)","v":47.558190652735647}]
[null,null,"Ja","BNA1489","Stadtwerke - Altmärkische Gas-, Wasser- u. E-Werke Stendal GmbH","Heizkraftwerk Stendal",39576,"Stendal","Schillerstraße","Sachsen-Anhalt",null,"04.10.1994","Erdgas","Erdgas H ","Heizöl leicht","Erdgas","Erdgas","GuD","Steam turbine","OPSD (2018)",0.37840000000000001,"OPSD (2018)",13.2,{"$f":"(1-VLOOKUP(R486,Start!$H$33:$I$40,2,FALSE)/100)*W486","v":11.484},{"$f":"VLOOKUP(Q486,Start!$C$9:$D$15,2,FALSE)+VLOOKUP(Q486,Start!$C$23:$D$29,2,FALSE)","v":14.07},{"$f":"(Y486/U486)+Start!$D$19*(VLOOKUP(Q486,Start!$M$33:$N$39,2,FALSE)/U486)+VLOOKUP(R486,Start!$C$33:$D$40,2,FALSE)","v":51.891360809282652}]
[null,null,"Ja","BNA1490","EBS - Kraftwerk GmbH","EBKW Knapsack",50354,"Hürth","Industriestr. 300","Nordrhein-Westfalen",null,"01.01.2009","Mehrere Energieträger","Abfall","Heizöl","Abfall","Abfall","Abfall","Steam turbine","OPSD (2018)",0.33,"OPSD (2018)",33.4,{"$f":"(1-VLOOKUP(R487,Start!$H$33:$I$40,2,FALSE)/100)*W487","v":28.389999999999997},{"$f":"VLOOKUP(Q487,Start!$C$9:$D$15,2,FALSE)+VLOOKUP(Q487,Start!$C$23:$D$29,2,FALSE)","v":0},{"$f":"(Y487/U487)+Start!$D$19*(VLOOKUP(Q487,Start!$M$33:$N$39,2,FALSE)/U487)+VLOOKUP(R487,Start!$C$33:$D$40,2,FALSE)","v":1}]
[null,null,"Ja","BNA1492a","Papierfabrik Adolf Jass GmbH & Co. KG","Kraftwerk 3",36039,"Fulda","Hermann-Muth-Str. 6","Hessen",null,"01.09.2012","Erdgas",null,null,"Erdgas","Erdgas","GuD","Steam turbine","OPSD (2018)",0.3982,"OPSD (2018)",26.2,{"$f":"(1-VLOOKUP(R488,Start!$H$33:$I$40,2,FALSE)/100)*W488","v":22.794},{"$f":"VLOOKUP(Q488,Start!$C$9:$D$15,2,FALSE)+VLOOKUP(Q488,Start!$C$23:$D$29,2,FALSE)","v":14.07},{"$f":"(Y488/U488)+Start!$D$19*(VLOOKUP(Q488,Start!$M$33:$N$39,2,FALSE)/U488)+VLOOKUP(R488,Start!$C$33:$D$40,2,FALSE)","v":49.385713034235451}]
[null,null,"Ja","BNA1492b","Papierfabrik Adolf Jass GmbH & Co. KG","Kraftwerk 2",36039,"Fulda","Hermann-Muth-Str. 6","Hessen",null,"30.03.1982","Erdgas",null,null,"Erdgas","Erdgas","GuD","Steam turbine","OPSD (2018)",0.36520000000000002,"OPSD (2018)",7.48,{"$f":"(1-VLOOKUP(R489,Start!$H$33:$I$40,2,FALSE)/100)*W489","v":6.5076000000000001},{"$f":"VLOOKUP(Q489,Start!$C$9:$D$15,2,FALSE)+VLOOKUP(Q489,Start!$C$23:$D$29,2,FALSE)","v":14.07},{"$f":"(Y489/U489)+Start!$D$19*(VLOOKUP(Q489,Start!$M$33:$N$39,2,FALSE)/U489)+VLOOKUP(R489,Start!$C$33:$D$40,2,FALSE)","v":53.712735296365153}]
[null,null,"Ja","BNA1502","SWK ENERGIE GmbH","Heizkraftwerk Krefeld",47804,"Krefeld",null,"Nordrhein-Westfalen",null,"01.03.2011","Erdgas",null,null,"Erdgas","Erdgas","GuD","Steam turbine","OPSD (2018)",0.39710000000000001,"OPSD (2018)",12.6,{"$f":"(1-VLOOKUP(R490,Start!$H$33:$I$40,2,FALSE)/100)*W490","v":10.962},{"$f":"VLOOKUP(Q490,Start!$C$9:$D$15,2,FALSE)+VLOOKUP(Q490,Start!$C$23:$D$29,2,FALSE)","v":14.07},{"$f":"(Y490/U490)+Start!$D$19*(VLOOKUP(Q490,Start!$M$33:$N$39,2,FALSE)/U490)+VLOOKUP(R490,Start!$C$33:$D$40,2,FALSE)","v":49.518360438762414}]
[null,null,"Ja","BNA1503","Daimler AG","BHKW H.120",40476,"Düsseldorf","Rather Str. 51","Nordrhein-Westfalen",null,"31.10.2012","Erdgas",null,null,"Erdgas","Erdgas","GuD","Steam turbine","OPSD (2018)",0.3982,"OPSD (2018)",21.1,{"$f":"(1-VLOOKUP(R491,Start!$H$33:$I$40,2,FALSE)/100)*W491","v":18.357000000000003},{"$f":"VLOOKUP(Q491,Start!$C$9:$D$15,2,FALSE)+VLOOKUP(Q491,Start!$C$23:$D$29,2,FALSE)","v":14.07},{"$f":"(Y491/U491)+Start!$D$19*(VLOOKUP(Q491,Start!$M$33:$N$39,2,FALSE)/U491)+VLOOKUP(R491,Start!$C$33:$D$40,2,FALSE)","v":49.385713034235451}]
[null,null,"Ja","BNA1504","Daimler AG","BHKW",76742,"Woerth","Daimler Str. 1","Rheinland-Pfalz",null,"20.02.2013","Erdgas",null,null,"Erdgas","Erdgas","GuD","Steam turbine","OPSD (2018)",0.39929999999999999,"OPSD (2018)",13.04,{"$f":"(1-VLOOKUP(R492,Start!$H$33:$I$40,2,FALSE)/100)*W492","v":11.344799999999999},{"$f":"VLOOKUP(Q492,Start!$C$9:$D$15,2,FALSE)+VLOOKUP(Q492,Start!$C$23:$D$29,2,FALSE)","v":14.07},{"$f":"(Y492/U492)+Start!$D$19*(VLOOKUP(Q492,Start!$M$33:$N$39,2,FALSE)/U492)+VLOOKUP(R492,Start!$C$33:$D$40,2,FALSE)","v":49.25379646940285}]
[null,null,"Ja","BNA1505","Opel Automobile GmbH","HKW Wiesengrund",99817,"Eisenach","Adam-Opel-Str.","Thüringen",null,"12.10.1993","Mehrere Energieträger","Erdgas","Heizöl EL","Erdgas","Erdgas","GuD","Steam turbine","OPSD (2018)",0.37730000000000002,"OPSD (2018)",22.1,{"$f":"(1-VLOOKUP(R493,Start!$H$33:$I$40,2,FALSE)/100)*W493","v":19.227},{"$f":"VLOOKUP(Q493,Start!$C$9:$D$15,2,FALSE)+VLOOKUP(Q493,Start!$C$23:$D$29,2,FALSE)","v":14.07},{"$f":"(Y493/U493)+Start!$D$19*(VLOOKUP(Q493,Start!$M$33:$N$39,2,FALSE)/U493)+VLOOKUP(R493,Start!$C$33:$D$40,2,FALSE)","v":52.038274397647911}]
[null,null,"Ja","BNA1507","Michelin Reifenwerke AG & Co. KGaA \nStandort Bad Kreuznach",null,55543,"Bad Kreuznach","Michelinstr. 1","Rheinland-Pfalz",null,"2006","Erdgas",null,null,"Erdgas","Erdgas","GuD","Combustion Engine","eigene Annahme",0.442,"Annahme basierend auf DIW (2014)",10.7,{"$f":"(1-VLOOKUP(R494,Start!$H$33:$I$40,2,FALSE)/100)*W494","v":9.3089999999999993},{"$f":"VLOOKUP(Q494,Start!$C$9:$D$15,2,FALSE)+VLOOKUP(Q494,Start!$C$23:$D$29,2,FALSE)","v":14.07},{"$f":"(Y494/U494)+Start!$D$19*(VLOOKUP(Q494,Start!$M$33:$N$39,2,FALSE)/U494)+VLOOKUP(R494,Start!$C$33:$D$40,2,FALSE)","v":44.640477217720715}]
[null,null,"Ja","BNA1508","Trianel Kohlekraftwerk Lünen GmbH & Co. KG","Trianel Kohlekraftwerk Lünen",44536,"Lünen","Frydagstr. 40","Nordrhein-Westfalen",null,"01.01.2013","Steinkohle","Steinkohle",null,"Steinkohle","Steinkohle","Steinkohle","Steam turbine","OPSD (2018)",0.45750000000000002,"OPSD (2018)",735,{"$f":"(1-VLOOKUP(R495,Start!$H$33:$I$40,2,FALSE)/100)*W495","v":580.65},{"$f":"VLOOKUP(Q495,Start!$C$9:$D$15,2,FALSE)+VLOOKUP(Q495,Start!$C$23:$D$29,2,FALSE)","v":9.17},{"$f":"(Y495/U495)+Start!$D$19*(VLOOKUP(Q495,Start!$M$33:$N$39,2,FALSE)/U495)+VLOOKUP(R495,Start!$C$33:$D$40,2,FALSE)","v":39.660401745245039}]
[null,null,"Ja","BNA1509","BP Europa SE","BP Werk Lingen",49808,"Lingen","Raffineriestrasse","Niedersachsen",null,"01.01.1996","Erdgas",null,null,"Erdgas","Erdgas","GuD","Steam turbine","OPSD (2018)",0.38059999999999999,"OPSD (2018)",66,{"$f":"(1-VLOOKUP(R496,Start!$H$33:$I$40,2,FALSE)/100)*W496","v":57.42},{"$f":"VLOOKUP(Q496,Start!$C$9:$D$15,2,FALSE)+VLOOKUP(Q496,Start!$C$23:$D$29,2,FALSE)","v":14.07},{"$f":"(Y496/U496)+Start!$D$19*(VLOOKUP(Q496,Start!$M$33:$N$39,2,FALSE)/U496)+VLOOKUP(R496,Start!$C$33:$D$40,2,FALSE)","v":51.600081267032472}]
[null,null,"Ja","BNA1510","Spreestromerzeugungs GmbH","Hamburger Rieger",3130,"Spremberg","An der Heide B5","Brandenburg",null,"01.01.2013","Abfall",null,null,"Abfall","Abfall","Abfall","Steam turbine","OPSD (2018)",0.33,"OPSD (2018)",18.7,{"$f":"(1-VLOOKUP(R497,Start!$H$33:$I$40,2,FALSE)/100)*W497","v":15.895},{"$f":"VLOOKUP(Q497,Start!$C$9:$D$15,2,FALSE)+VLOOKUP(Q497,Start!$C$23:$D$29,2,FALSE)","v":0},{"$f":"(Y497/U497)+Start!$D$19*(VLOOKUP(Q497,Start!$M$33:$N$39,2,FALSE)/U497)+VLOOKUP(R497,Start!$C$33:$D$40,2,FALSE)","v":1}]
[null,null,"Ja","BNA1511a","Papierfabrik Schoellershammer H. A. Schoeller Söhne GmbH & Co KG","Kessel 4",52355,"Düren","Kreuzauer Str. 18","Nordrhein-Westfalen",null,"25.03.1983","Braunkohle","Briketts","Kurzfaserreststoffe","Braunkohle","Braunkohle","Braunkohle","Steam turbine","OPSD (2018)",0.35920000000000002,"OPSD (2018)",9.3000000000000007,{"$f":"(1-VLOOKUP(R498,Start!$H$33:$I$40,2,FALSE)/100)*W498","v":8.1840000000000011},{"$f":"VLOOKUP(Q498,Start!$C$9:$D$15,2,FALSE)+VLOOKUP(Q498,Start!$C$23:$D$29,2,FALSE)","v":3.1},{"$f":"(Y498/U498)+Start!$D$19*(VLOOKUP(Q498,Start!$M$33:$N$39,2,FALSE)/U498)+VLOOKUP(R498,Start!$C$33:$D$40,2,FALSE)","v":38.297756426857262}]
[null,null,"Ja","BNA1516","Südzucker AG Mannheim","HKW 1 Werk Offstein",67283,"Obrigheim","Wormser Straße 11","Rheinland-Pfalz",null,"01.08.1961","Erdgas",null,"Heizöl schwer","Erdgas","Erdgas","GuD","Steam turbine","OPSD (2018)",0.34210000000000002,"OPSD (2018)",30,{"$f":"(1-VLOOKUP(R499,Start!$H$33:$I$40,2,FALSE)/100)*W499","v":26.1},{"$f":"VLOOKUP(Q499,Start!$C$9:$D$15,2,FALSE)+VLOOKUP(Q499,Start!$C$23:$D$29,2,FALSE)","v":14.07},{"$f":"(Y499/U499)+Start!$D$19*(VLOOKUP(Q499,Start!$M$33:$N$39,2,FALSE)/U499)+VLOOKUP(R499,Start!$C$33:$D$40,2,FALSE)","v":57.238354078434831}]
[null,null,"Ja","BNA1520","ESWE BioEnergie GmbH","Biomasseheizkraftwerk Wiesbaden",65205,"Wiesbaden","Deponiestraße 14","Hessen",null,"01.01.2014","Abfall","Altholz","Zünd- und Stützbrenner Heizöl EL","Abfall","Abfall","Abfall","Steam turbine","OPSD (2018)",0.33,"OPSD (2018)",10.5,{"$f":"(1-VLOOKUP(R500,Start!$H$33:$I$40,2,FALSE)/100)*W500","v":8.9249999999999989},{"$f":"VLOOKUP(Q500,Start!$C$9:$D$15,2,FALSE)+VLOOKUP(Q500,Start!$C$23:$D$29,2,FALSE)","v":0},{"$f":"(Y500/U500)+Start!$D$19*(VLOOKUP(Q500,Start!$M$33:$N$39,2,FALSE)/U500)+VLOOKUP(R500,Start!$C$33:$D$40,2,FALSE)","v":1}]
[null,null,"Ja","BNA1523a","Moritz J. Weig GmbH & Co KG","Gemeinschaftskraftwerk Weig",56727,"Mayen","Polcher Str. 113","Rheinland-Pfalz","Block 1 (Kessel2, GT 1, DT 2)","01.01.1992","Erdgas",null,null,"Erdgas","Erdgas","GuD","Combined cycle","OPSD (2018)",0.504,"OPSD (2018)",11.4,{"$f":"(1-VLOOKUP(R501,Start!$H$33:$I$40,2,FALSE)/100)*W501","v":9.918000000000001},{"$f":"VLOOKUP(Q501,Start!$C$9:$D$15,2,FALSE)+VLOOKUP(Q501,Start!$C$23:$D$29,2,FALSE)","v":14.07},{"$f":"(Y501/U501)+Start!$D$19*(VLOOKUP(Q501,Start!$M$33:$N$39,2,FALSE)/U501)+VLOOKUP(R501,Start!$C$33:$D$40,2,FALSE)","v":39.333513750461421}]
[null,null,"Ja","BNA1523b","Moritz J. Weig GmbH & Co KG","Gemeinschaftskraftwerk Weig",56727,"Mayen","Polcher Str. 113","Rheinland-Pfalz","Block 2 (Kessel 6, GT 2, DT 3)","01.01.2013","Erdgas",null,null,"Erdgas","Erdgas","GuD","Combined cycle","OPSD (2018)",0.59850000000000003,"OPSD (2018)",27.4,{"$f":"(1-VLOOKUP(R502,Start!$H$33:$I$40,2,FALSE)/100)*W502","v":23.837999999999997},{"$f":"VLOOKUP(Q502,Start!$C$9:$D$15,2,FALSE)+VLOOKUP(Q502,Start!$C$23:$D$29,2,FALSE)","v":14.07},{"$f":"(Y502/U502)+Start!$D$19*(VLOOKUP(Q502,Start!$M$33:$N$39,2,FALSE)/U502)+VLOOKUP(R502,Start!$C$33:$D$40,2,FALSE)","v":33.359801053020142}]
[null,null,"Ja","BNA1523c","Moritz J. Weig GmbH & Co KG","Gemeinschaftskraftwerk Weig",56727,"Mayen","Polcher Str. 113","Rheinland-Pfalz","Block 3 (Kessel 3 und 4, DT 2 und 3 anteilig)","01.01.1992","Sonstige Energieträger","Fangstoff aus Altpapieraufbereitung",null,"Sonstige Energieträger\n(nicht erneuerbar)","Erdgas","GuD","Steam turbine","OPSD (2018)",0.374,"Annahme basierend auf DIW (2014)",10.3,{"$f":"(1-VLOOKUP(R503,Start!$H$33:$I$40,2,FALSE)/100)*W503","v":8.9610000000000003},{"$f":"VLOOKUP(Q503,Start!$C$9:$D$15,2,FALSE)+VLOOKUP(Q503,Start!$C$23:$D$29,2,FALSE)","v":14.07},{"$f":"(Y503/U503)+Start!$D$19*(VLOOKUP(Q503,Start!$M$33:$N$39,2,FALSE)/U503)+VLOOKUP(R503,Start!$C$33:$D$40,2,FALSE)","v":52.484200348215396}]
[null,null,"Ja","BNA1524","Sales & Solutions GmbH","Heizkraftwerk Bomlitz",29699,"Bomlitz","Industriepark Walsrode, \nAugust-Wolff-Str. 13","Niedersachsen",null,"01.06.1969","Erdgas",null,null,"Erdgas","Erdgas","GuD","Steam turbine","OPSD (2018)",0.35089999999999999,"OPSD (2018)",12.75,{"$f":"(1-VLOOKUP(R504,Start!$H$33:$I$40,2,FALSE)/100)*W504","v":11.092499999999999},{"$f":"VLOOKUP(Q504,Start!$C$9:$D$15,2,FALSE)+VLOOKUP(Q504,Start!$C$23:$D$29,2,FALSE)","v":14.07},{"$f":"(Y504/U504)+Start!$D$19*(VLOOKUP(Q504,Start!$M$33:$N$39,2,FALSE)/U504)+VLOOKUP(R504,Start!$C$33:$D$40,2,FALSE)","v":55.840527016906691}]
[null,null,"Ja","BNA1526","Raffinerie Heide GmbH","Kraftwerk Raffinerie Heide",25770,"Hemminstedt","Meldorfer Str. 43","Schleswig-Holstein",null,"23.09.1962","Mehrere Energieträger","Mineralölprodukte","Erdgas,  Raffineriegas , Rückstandsöle","Mineralölprodukte","Öl","Öl","Steam turbine","OPSD (2018)",0.34320000000000001,"OPSD (2018)",44.5,{"$f":"(1-VLOOKUP(R505,Start!$H$33:$I$40,2,FALSE)/100)*W505","v":37.824999999999996},{"$f":"VLOOKUP(Q505,Start!$C$9:$D$15,2,FALSE)+VLOOKUP(Q505,Start!$C$23:$D$29,2,FALSE)","v":33.44},{"$f":"(Y505/U505)+Start!$D$19*(VLOOKUP(Q505,Start!$M$33:$N$39,2,FALSE)/U505)+VLOOKUP(R505,Start!$C$33:$D$40,2,FALSE)","v":118.72294501364267}]
[null,null,"Ja","BNA1528","Stadtwerke Kempen GmbH",null,47906,"Kempen",null,"Nordrhein-Westfalen",null,"01.01.1990","Erdgas","Gas","Biomethan","Erdgas","Erdgas","GuD","Combustion Engine","https://www.stadtwerke-kempen.de/nachhaltige-fernwaerme",0.42799999999999999,"Annahme basierend auf DIW (2014)",13.2,{"$f":"(1-VLOOKUP(R506,Start!$H$33:$I$40,2,FALSE)/100)*W506","v":11.484},{"$f":"VLOOKUP(Q506,Start!$C$9:$D$15,2,FALSE)+VLOOKUP(Q506,Start!$C$23:$D$29,2,FALSE)","v":14.07},{"$f":"(Y506/U506)+Start!$D$19*(VLOOKUP(Q506,Start!$M$33:$N$39,2,FALSE)/U506)+VLOOKUP(R506,Start!$C$33:$D$40,2,FALSE)","v":46.051614322973265}]
[null,null,"Ja","BNA1531","Industriekraftwerk Greifswald GmbH","Industriekraftwerk Greifswald",17509,"Lubmin",null,"Mecklenburg-Vorpommern",null,"01.12.2013","Erdgas",null,null,"Erdgas","Erdgas","GuD","Steam turbine","OPSD (2018)",0.39929999999999999,"OPSD (2018)",38,{"$f":"(1-VLOOKUP(R507,Start!$H$33:$I$40,2,FALSE)/100)*W507","v":33.06},{"$f":"VLOOKUP(Q507,Start!$C$9:$D$15,2,FALSE)+VLOOKUP(Q507,Start!$C$23:$D$29,2,FALSE)","v":14.07},{"$f":"(Y507/U507)+Start!$D$19*(VLOOKUP(Q507,Start!$M$33:$N$39,2,FALSE)/U507)+VLOOKUP(R507,Start!$C$33:$D$40,2,FALSE)","v":49.25379646940285}]
[null,null,"Ja","BNA1541","Freiberger Erdgas GmbH","HKW Freiberg",9599,"Freiberg",null,"Sachsen",null,"25.09.2013","Erdgas",null,null,"Erdgas","Erdgas","GuD","Steam turbine","OPSD (2018)",0.39929999999999999,"OPSD (2018)",13.382999999999999,{"$f":"(1-VLOOKUP(R508,Start!$H$33:$I$40,2,FALSE)/100)*W508","v":11.64321},{"$f":"VLOOKUP(Q508,Start!$C$9:$D$15,2,FALSE)+VLOOKUP(Q508,Start!$C$23:$D$29,2,FALSE)","v":14.07},{"$f":"(Y508/U508)+Start!$D$19*(VLOOKUP(Q508,Start!$M$33:$N$39,2,FALSE)/U508)+VLOOKUP(R508,Start!$C$33:$D$40,2,FALSE)","v":49.25379646940285}]
[null,null,"Ja","BNA1553","Gunvor Raffinerie Ingolstadt GmbH",null,85092,"Kösching",null,"Bayern",null,"24.08.2012","Mehrere Energieträger","Raffineriegas","Erdgas","Sonstige Energieträger\n(nicht erneuerbar)","Erdgas","GuD","Combustion Engine","eigene Annahme",0.45600000000000002,"Annahme basierend auf DIW (2014)",23.3,{"$f":"(1-VLOOKUP(R509,Start!$H$33:$I$40,2,FALSE)/100)*W509","v":20.271000000000001},{"$f":"VLOOKUP(Q509,Start!$C$9:$D$15,2,FALSE)+VLOOKUP(Q509,Start!$C$23:$D$29,2,FALSE)","v":14.07},{"$f":"(Y509/U509)+Start!$D$19*(VLOOKUP(Q509,Start!$M$33:$N$39,2,FALSE)/U509)+VLOOKUP(R509,Start!$C$33:$D$40,2,FALSE)","v":43.315988882088938}]
[null,null,"Ja","BNA1556","Sachsenmilch Leppersdorf GmbH",null,1454,"Leppersdorf","An den Breiten","Sachsen",null,"09.05.2014","Erdgas","Erdgas","Klärgas","Erdgas","Erdgas","GuD","Steam turbine","https://www.muellergroup.com/medien/pressemitteilungen/sachsenmilch-leppersdorf-nimmt-eigenstromanlage-in-betrieb/",0.45600000000000002,"Annahme basierend auf DIW (2014)",36,{"$f":"(1-VLOOKUP(R510,Start!$H$33:$I$40,2,FALSE)/100)*W510","v":31.32},{"$f":"VLOOKUP(Q510,Start!$C$9:$D$15,2,FALSE)+VLOOKUP(Q510,Start!$C$23:$D$29,2,FALSE)","v":14.07},{"$f":"(Y510/U510)+Start!$D$19*(VLOOKUP(Q510,Start!$M$33:$N$39,2,FALSE)/U510)+VLOOKUP(R510,Start!$C$33:$D$40,2,FALSE)","v":43.315988882088938}]
[null,null,"Ja","BNA1557","Volkswagen Sachsen GmbH ",null,8056,"Zwickau","Glauchauer Str. 40","Sachsen",null,"13.02.2014","Erdgas",null,null,"Erdgas","Erdgas","GuD","Combustion Engine","http://autogramm.volkswagen.de/01-02_14/standorte/standorte_09.html",0.45600000000000002,"Annahme basierend auf DIW (2014)",12.9,{"$f":"(1-VLOOKUP(R511,Start!$H$33:$I$40,2,FALSE)/100)*W511","v":11.223000000000001},{"$f":"VLOOKUP(Q511,Start!$C$9:$D$15,2,FALSE)+VLOOKUP(Q511,Start!$C$23:$D$29,2,FALSE)","v":14.07},{"$f":"(Y511/U511)+Start!$D$19*(VLOOKUP(Q511,Start!$M$33:$N$39,2,FALSE)/U511)+VLOOKUP(R511,Start!$C$33:$D$40,2,FALSE)","v":43.315988882088938}]
[null,null,"Ja","BNA1558","Vattenfall Heizkraftwerk Moorburg GmbH","Moorburg B",21079,"Hamburg","Moorburger Schanze 2","Hamburg","B","28.02.2015","Steinkohle","Steinkohle","Heizöl, leicht","Steinkohle","Steinkohle","Steinkohle","Steam turbine","OPSD (2018)",0.46250000000000002,"OPSD (2018)",800,{"$f":"(1-VLOOKUP(R512,Start!$H$33:$I$40,2,FALSE)/100)*W512","v":632},{"$f":"VLOOKUP(Q512,Start!$C$9:$D$15,2,FALSE)+VLOOKUP(Q512,Start!$C$23:$D$29,2,FALSE)","v":9.17},{"$f":"(Y512/U512)+Start!$D$19*(VLOOKUP(Q512,Start!$M$33:$N$39,2,FALSE)/U512)+VLOOKUP(R512,Start!$C$33:$D$40,2,FALSE)","v":39.245694699350501}]
[null,null,"Ja","BNA1658","Stadtwerke Lemgo GmbH","HKW-Mitte",32657,"Lemgo","Bruchweg 24","Nordrhein-Westfalen",null,"01.04.1980","Erdgas",null,null,"Erdgas","Erdgas","GuD","Steam turbine","OPSD (2018)",0.36299999999999999,"OPSD (2018)",10.1,{"$f":"(1-VLOOKUP(R513,Start!$H$33:$I$40,2,FALSE)/100)*W513","v":8.786999999999999},{"$f":"VLOOKUP(Q513,Start!$C$9:$D$15,2,FALSE)+VLOOKUP(Q513,Start!$C$23:$D$29,2,FALSE)","v":14.07},{"$f":"(Y513/U513)+Start!$D$19*(VLOOKUP(Q513,Start!$M$33:$N$39,2,FALSE)/U513)+VLOOKUP(R513,Start!$C$33:$D$40,2,FALSE)","v":54.029176116343137}]
[null,null,"Ja","BNA1671","Kronos Titan GmbH",null,26954,"Bremerhaven",null,"Niedersachsen",null,"03.03.2014","Erdgas",null,null,"Erdgas","Erdgas","GuD","Combustion Engine","eigene Annahme",0.45600000000000002,"Annahme basierend auf DIW (2014)",17.100000000000001,{"$f":"(1-VLOOKUP(R514,Start!$H$33:$I$40,2,FALSE)/100)*W514","v":14.877000000000001},{"$f":"VLOOKUP(Q514,Start!$C$9:$D$15,2,FALSE)+VLOOKUP(Q514,Start!$C$23:$D$29,2,FALSE)","v":14.07},{"$f":"(Y514/U514)+Start!$D$19*(VLOOKUP(Q514,Start!$M$33:$N$39,2,FALSE)/U514)+VLOOKUP(R514,Start!$C$33:$D$40,2,FALSE)","v":43.315988882088938}]
[null,null,"Ja","BNA1673","Vattenfall Heizkraftwerk Moorburg GmbH","Moorburg A",21079,"Hamburg","Moorburger Schanze 2","Hamburg","A","31.08.2015","Steinkohle","Steinkohle","Heizöl, leicht","Steinkohle","Steinkohle","Steinkohle","Steam turbine","OPSD (2018)",0.46250000000000002,"OPSD (2018)",800,{"$f":"(1-VLOOKUP(R515,Start!$H$33:$I$40,2,FALSE)/100)*W515","v":632},{"$f":"VLOOKUP(Q515,Start!$C$9:$D$15,2,FALSE)+VLOOKUP(Q515,Start!$C$23:$D$29,2,FALSE)","v":9.17},{"$f":"(Y515/U515)+Start!$D$19*(VLOOKUP(Q515,Start!$M$33:$N$39,2,FALSE)/U515)+VLOOKUP(R515,Start!$C$33:$D$40,2,FALSE)","v":39.245694699350501}]
[null,null,"Ja","BNA1674","ENGIE Deutschland AG","Kraftwerk Wilhelmshaven",26386,"Wilhelmshaven","Niedersachsendamm","Niedersachsen","Kraftwerk Wilhelmshaven","30.10.2015","Steinkohle","Steinkohle","Heizöl, leicht","Steinkohle","Steinkohle","Steinkohle","Steam turbine","OPSD (2018)",0.46250000000000002,"OPSD (2018)",731,{"$f":"(1-VLOOKUP(R516,Start!$H$33:$I$40,2,FALSE)/100)*W516","v":577.49},{"$f":"VLOOKUP(Q516,Start!$C$9:$D$15,2,FALSE)+VLOOKUP(Q516,Start!$C$23:$D$29,2,FALSE)","v":9.17},{"$f":"(Y516/U516)+Start!$D$19*(VLOOKUP(Q516,Start!$M$33:$N$39,2,FALSE)/U516)+VLOOKUP(R516,Start!$C$33:$D$40,2,FALSE)","v":39.245694699350501}]
[null,null,"Ja","BNA1676","Evonik Degussa GmbH","Kraftwerk IV",45772,"Marl","Paul-Baumann-Str. 1","Nordrhein-Westfalen",1,"13.02.2016","Erdgas",null,null,"Erdgas","Erdgas","GuD","Steam turbine","OPSD (2018)",0.40260000000000001,"OPSD (2018)",60.76,{"$f":"(1-VLOOKUP(R517,Start!$H$33:$I$40,2,FALSE)/100)*W517","v":52.861199999999997},{"$f":"VLOOKUP(Q517,Start!$C$9:$D$15,2,FALSE)+VLOOKUP(Q517,Start!$C$23:$D$29,2,FALSE)","v":14.07},{"$f":"(Y517/U517)+Start!$D$19*(VLOOKUP(Q517,Start!$M$33:$N$39,2,FALSE)/U517)+VLOOKUP(R517,Start!$C$33:$D$40,2,FALSE)","v":48.862371908178233}]
[null,null,"Ja","BNA1677","Volkswagen AG","BHKW Braunschweig",38436,"Wolfsburg","Berliner Ring","Niedersachsen",null,"27.07.2014","Erdgas",null,null,"Erdgas","Erdgas","GuD","Steam turbine","OPSD (2018)",0.40039999999999998,"OPSD (2018)",10.4,{"$f":"(1-VLOOKUP(R518,Start!$H$33:$I$40,2,FALSE)/100)*W518","v":9.048},{"$f":"VLOOKUP(Q518,Start!$C$9:$D$15,2,FALSE)+VLOOKUP(Q518,Start!$C$23:$D$29,2,FALSE)","v":14.07},{"$f":"(Y518/U518)+Start!$D$19*(VLOOKUP(Q518,Start!$M$33:$N$39,2,FALSE)/U518)+VLOOKUP(R518,Start!$C$33:$D$40,2,FALSE)","v":49.122604720860529}]
[null,null,"Ja","BNA1678","Flughafen München GmbH","Energiezentrale 2016",85326,"München",null,"Bayern",null,"09.12.2014","Erdgas",null,null,"Erdgas","Erdgas","GuD","Steam turbine","OPSD (2018)",0.40039999999999998,"OPSD (2018)",16.8,{"$f":"(1-VLOOKUP(R519,Start!$H$33:$I$40,2,FALSE)/100)*W519","v":14.616},{"$f":"VLOOKUP(Q519,Start!$C$9:$D$15,2,FALSE)+VLOOKUP(Q519,Start!$C$23:$D$29,2,FALSE)","v":14.07},{"$f":"(Y519/U519)+Start!$D$19*(VLOOKUP(Q519,Start!$M$33:$N$39,2,FALSE)/U519)+VLOOKUP(R519,Start!$C$33:$D$40,2,FALSE)","v":49.122604720860529}]
[null,null,"Ja","BNA1810","Exxon Mobil Production Deutschland GmbH",null,30659,"Hannover","Riethorst 12","Niedersachsen",null,"31.07.2014","Erdgas",null,null,"Erdgas","Erdgas","GuD","Combustion Engine","eigene Annahme",0.45600000000000002,"Annahme basierend auf DIW (2014)",30.2,{"$f":"(1-VLOOKUP(R520,Start!$H$33:$I$40,2,FALSE)/100)*W520","v":26.274000000000001},{"$f":"VLOOKUP(Q520,Start!$C$9:$D$15,2,FALSE)+VLOOKUP(Q520,Start!$C$23:$D$29,2,FALSE)","v":14.07},{"$f":"(Y520/U520)+Start!$D$19*(VLOOKUP(Q520,Start!$M$33:$N$39,2,FALSE)/U520)+VLOOKUP(R520,Start!$C$33:$D$40,2,FALSE)","v":43.315988882088938}]
[null,null,"Ja","BNA1817","Stadtwerke Düsseldorf AG","GuD",40221,"Düsseldorf","Auf der Lausward 75","Nordrhein-Westfalen","GuD F","22.01.2016","Erdgas",null,null,"Erdgas","Erdgas","GuD","Combined cycle","OPSD (2018)",0.61199999999999999,"OPSD (2018)",595,{"$f":"(1-VLOOKUP(R521,Start!$H$33:$I$40,2,FALSE)/100)*W521","v":517.65},{"$f":"VLOOKUP(Q521,Start!$C$9:$D$15,2,FALSE)+VLOOKUP(Q521,Start!$C$23:$D$29,2,FALSE)","v":14.07},{"$f":"(Y521/U521)+Start!$D$19*(VLOOKUP(Q521,Start!$M$33:$N$39,2,FALSE)/U521)+VLOOKUP(R521,Start!$C$33:$D$40,2,FALSE)","v":32.657011323909408}]
[null,null,"Ja","BNA1818","RheinEnergie AG","Niehl 3",50735,"Köln",null,"Nordrhein-Westfalen","Niehl 31","29.04.2016","Erdgas",null,null,"Erdgas","Erdgas","GuD","Steam turbine","OPSD (2018)",0.40260000000000001,"OPSD (2018)",459.9,{"$f":"(1-VLOOKUP(R522,Start!$H$33:$I$40,2,FALSE)/100)*W522","v":400.113},{"$f":"VLOOKUP(Q522,Start!$C$9:$D$15,2,FALSE)+VLOOKUP(Q522,Start!$C$23:$D$29,2,FALSE)","v":14.07},{"$f":"(Y522/U522)+Start!$D$19*(VLOOKUP(Q522,Start!$M$33:$N$39,2,FALSE)/U522)+VLOOKUP(R522,Start!$C$33:$D$40,2,FALSE)","v":48.862371908178233}]
[null,null,"Ja","BNA1819","Stadtwerke Flensburg GmbH","Heizkraftwerk FL",24939,"Flensburg","Batteriestr. 48","Schleswig-Holstein","Block 12","01.10.2016","Erdgas",null,null,"Erdgas","Erdgas","GuD","Combined cycle","OPSD (2018)",0.61199999999999999,"OPSD (2018)",78,{"$f":"(1-VLOOKUP(R523,Start!$H$33:$I$40,2,FALSE)/100)*W523","v":67.86},{"$f":"VLOOKUP(Q523,Start!$C$9:$D$15,2,FALSE)+VLOOKUP(Q523,Start!$C$23:$D$29,2,FALSE)","v":14.07},{"$f":"(Y523/U523)+Start!$D$19*(VLOOKUP(Q523,Start!$M$33:$N$39,2,FALSE)/U523)+VLOOKUP(R523,Start!$C$33:$D$40,2,FALSE)","v":32.657011323909408}]
[null,null,"Ja","BNA1820","Gemeinschaftskraftwerk Bremen GmbH und Co. KG","KW Mittelsbüren",28237,"Bremen",null,"Bremen","GuD MiBÜ","01.10.2016","Erdgas",null,null,"Erdgas","Erdgas","GuD","Combined cycle","OPSD (2018)",0.61199999999999999,"OPSD (2018)",444.5,{"$f":"(1-VLOOKUP(R524,Start!$H$33:$I$40,2,FALSE)/100)*W524","v":386.71499999999997},{"$f":"VLOOKUP(Q524,Start!$C$9:$D$15,2,FALSE)+VLOOKUP(Q524,Start!$C$23:$D$29,2,FALSE)","v":14.07},{"$f":"(Y524/U524)+Start!$D$19*(VLOOKUP(Q524,Start!$M$33:$N$39,2,FALSE)/U524)+VLOOKUP(R524,Start!$C$33:$D$40,2,FALSE)","v":32.657011323909408}]
[null,null,"Ja","BNA1821","Bayer AG","Energieversogung Wedding",13353,"Berlin","Fennstr. 22","Berlin",null,"25.05.1972","Mehrere Energieträger","Erdgas","leichtes Heizöl EL","Erdgas","Erdgas","GuD","Steam turbine","OPSD (2018)",0.35420000000000001,"OPSD (2018)",15,{"$f":"(1-VLOOKUP(R525,Start!$H$33:$I$40,2,FALSE)/100)*W525","v":13.05},{"$f":"VLOOKUP(Q525,Start!$C$9:$D$15,2,FALSE)+VLOOKUP(Q525,Start!$C$23:$D$29,2,FALSE)","v":14.07},{"$f":"(Y525/U525)+Start!$D$19*(VLOOKUP(Q525,Start!$M$33:$N$39,2,FALSE)/U525)+VLOOKUP(R525,Start!$C$33:$D$40,2,FALSE)","v":55.334248814885818}]
[null,null,"Ja","BNA1859","Ford-Werke GmbH","Ford Saarlouis",66740,"Saarlouis",null,"Saarland",null,"2016","Erdgas",null,null,"Erdgas","Erdgas","GuD","Steam turbine","OPSD (2018)",0.40260000000000001,"OPSD (2018)",22,{"$f":"(1-VLOOKUP(R526,Start!$H$33:$I$40,2,FALSE)/100)*W526","v":19.14},{"$f":"VLOOKUP(Q526,Start!$C$9:$D$15,2,FALSE)+VLOOKUP(Q526,Start!$C$23:$D$29,2,FALSE)","v":14.07},{"$f":"(Y526/U526)+Start!$D$19*(VLOOKUP(Q526,Start!$M$33:$N$39,2,FALSE)/U526)+VLOOKUP(R526,Start!$C$33:$D$40,2,FALSE)","v":48.862371908178233}]
[null,null,"Ja","BNA1861","BMW AG","Regensburg",93055,"Regensburg","Herbert-Quandt-Allee","Bayern",null,"29.10.2012","Erdgas",null,null,"Erdgas","Erdgas","GuD","Steam turbine","OPSD (2018)",0.3982,"OPSD (2018)",10.6,{"$f":"(1-VLOOKUP(R527,Start!$H$33:$I$40,2,FALSE)/100)*W527","v":9.2219999999999995},{"$f":"VLOOKUP(Q527,Start!$C$9:$D$15,2,FALSE)+VLOOKUP(Q527,Start!$C$23:$D$29,2,FALSE)","v":14.07},{"$f":"(Y527/U527)+Start!$D$19*(VLOOKUP(Q527,Start!$M$33:$N$39,2,FALSE)/U527)+VLOOKUP(R527,Start!$C$33:$D$40,2,FALSE)","v":49.385713034235451}]
[null,null,"Ja","BNA1862","BMW AG","Regensburg",93055,"Regensburg","Herbert-Quandt-Allee","Bayern",null,"20.08.2016","Erdgas",null,null,"Erdgas","Erdgas","GuD","Steam turbine","OPSD (2018)",0.40260000000000001,"OPSD (2018)",2.65,{"$f":"(1-VLOOKUP(R528,Start!$H$33:$I$40,2,FALSE)/100)*W528","v":2.3054999999999999},{"$f":"VLOOKUP(Q528,Start!$C$9:$D$15,2,FALSE)+VLOOKUP(Q528,Start!$C$23:$D$29,2,FALSE)","v":14.07},{"$f":"(Y528/U528)+Start!$D$19*(VLOOKUP(Q528,Start!$M$33:$N$39,2,FALSE)/U528)+VLOOKUP(R528,Start!$C$33:$D$40,2,FALSE)","v":48.862371908178233}]
[null,null,"Ja","BNA1863","Fresenius Medical Care Deutschland GmbH","Gasturbinen-HKW St. Wendel",66606,"St. Wendel","Frankfurter Straße 6-8","Saarland",null,"21.01.2014","Erdgas",null,null,"Erdgas","Erdgas","Gasturbine","Gas turbine","OPSD (2018)",0.41639999999999999,"OPSD (2018)",19.5,{"$f":"(1-VLOOKUP(R529,Start!$H$33:$I$40,2,FALSE)/100)*W529","v":16.965},{"$f":"VLOOKUP(Q529,Start!$C$9:$D$15,2,FALSE)+VLOOKUP(Q529,Start!$C$23:$D$29,2,FALSE)","v":14.07},{"$f":"(Y529/U529)+Start!$D$19*(VLOOKUP(Q529,Start!$M$33:$N$39,2,FALSE)/U529)+VLOOKUP(R529,Start!$C$33:$D$40,2,FALSE)","v":46.792725576927374}]
[null,null,"Ja","BNA1864","KÄMMERER Energie GmbH","Turbine 4",49084,"Osnabrück","Römereschstrasse 33","Niedersachsen",null,"1905-05-15","Mehrere Energieträger","Braunkohle, Steinkohle, Heizöl S, Heizöl EL","Ersatzbrennstoffe, Papierschlamm","Mehrere Energieträger\n(nicht erneuerbar)","Abfall","Abfall","Steam turbine","OPSD (2018)",0.33,"eigene Annahme",9.5,{"$f":"(1-VLOOKUP(R530,Start!$H$33:$I$40,2,FALSE)/100)*W530","v":8.0749999999999993},{"$f":"VLOOKUP(Q530,Start!$C$9:$D$15,2,FALSE)+VLOOKUP(Q530,Start!$C$23:$D$29,2,FALSE)","v":0},{"$f":"(Y530/U530)+Start!$D$19*(VLOOKUP(Q530,Start!$M$33:$N$39,2,FALSE)/U530)+VLOOKUP(R530,Start!$C$33:$D$40,2,FALSE)","v":1}]
[null,null,"Ja","BNA1865","KÄMMERER Energie GmbH","Turbine 5",49084,"Osnabrück","Römereschstrasse 33","Niedersachsen",null,"1905-05-25","Mehrere Energieträger","Braunkohle, Steinkohle, Heizöl S, Heizöl EL","Ersatzbrennstoffe, Papierschlamm","Mehrere Energieträger\n(nicht erneuerbar)","Abfall","Abfall","Steam turbine","OPSD (2018)",0.33,"eigene Annahme",9.8000000000000007,{"$f":"(1-VLOOKUP(R531,Start!$H$33:$I$40,2,FALSE)/100)*W531","v":8.33},{"$f":"VLOOKUP(Q531,Start!$C$9:$D$15,2,FALSE)+VLOOKUP(Q531,Start!$C$23:$D$29,2,FALSE)","v":0},{"$f":"(Y531/U531)+Start!$D$19*(VLOOKUP(Q531,Start!$M$33:$N$39,2,FALSE)/U531)+VLOOKUP(R531,Start!$C$33:$D$40,2,FALSE)","v":1}]
[null,null,"Ja","BNA1866","Zweite Energieversorgungscenter Dresden-Wilschdorf GmbH & Co. KG",null,1468,"Moritzburg",null,"Sachsen",null,"01.04.2005","Erdgas",null,null,"Erdgas","Erdgas","GuD","Combustion Engine","eigene Annahme",0.442,"Annahme basierend auf DIW (2014)",33.9,{"$f":"(1-VLOOKUP(R532,Start!$H$33:$I$40,2,FALSE)/100)*W532","v":29.492999999999999},{"$f":"VLOOKUP(Q532,Start!$C$9:$D$15,2,FALSE)+VLOOKUP(Q532,Start!$C$23:$D$29,2,FALSE)","v":14.07},{"$f":"(Y532/U532)+Start!$D$19*(VLOOKUP(Q532,Start!$M$33:$N$39,2,FALSE)/U532)+VLOOKUP(R532,Start!$C$33:$D$40,2,FALSE)","v":44.640477217720715}]
[null,null,"Ja","BNA1867","AVG Köln mbH","AVG Köln",50735,"Köln","Geestemünder Straße 23","Nordrhein-Westfalen","Turbosatz 2","01.05.2017","Abfall","Abfall","keine","Abfall","Abfall","Abfall","Steam turbine","OPSD (2018)",0.33,"OPSD (2018)",18,{"$f":"(1-VLOOKUP(R533,Start!$H$33:$I$40,2,FALSE)/100)*W533","v":15.299999999999999},{"$f":"VLOOKUP(Q533,Start!$C$9:$D$15,2,FALSE)+VLOOKUP(Q533,Start!$C$23:$D$29,2,FALSE)","v":0},{"$f":"(Y533/U533)+Start!$D$19*(VLOOKUP(Q533,Start!$M$33:$N$39,2,FALSE)/U533)+VLOOKUP(R533,Start!$C$33:$D$40,2,FALSE)","v":1}]
[null,null,"Ja","BNA1868","Mainova AG","HKW West M5",60327,"Frankfurt am Main","Gutleutstraße 231","Hessen","M5","01.01.2018","Mehrere Energieträger","Erdgas","Steinkohle","Erdgas","Erdgas","GuD","Steam turbine","OPSD (2018)",0.40479999999999999,"OPSD (2018)",38.700000000000003,{"$f":"(1-VLOOKUP(R534,Start!$H$33:$I$40,2,FALSE)/100)*W534","v":33.669000000000004},{"$f":"VLOOKUP(Q534,Start!$C$9:$D$15,2,FALSE)+VLOOKUP(Q534,Start!$C$23:$D$29,2,FALSE)","v":14.07},{"$f":"(Y534/U534)+Start!$D$19*(VLOOKUP(Q534,Start!$M$33:$N$39,2,FALSE)/U534)+VLOOKUP(R534,Start!$C$33:$D$40,2,FALSE)","v":48.60496771302509}]
[null,null,"Ja","BNA1870","Orion Engineered Carbons GmbH","Werk Kalscheuren",50997,"Köln","Harry-Kloepfer-Straße 1","Nordrhein-Westfalen",null,"01.01.1967","Sonstige Energieträger","Restgas aus Rußproduktion",null,"Sonstige Energieträger\n(nicht erneuerbar)","Erdgas","GuD","Steam turbine","OPSD (2018)",0.34100000000000003,"Annahme basierend auf DIW (2014)",26.5,{"$f":"(1-VLOOKUP(R535,Start!$H$33:$I$40,2,FALSE)/100)*W535","v":23.055},{"$f":"VLOOKUP(Q535,Start!$C$9:$D$15,2,FALSE)+VLOOKUP(Q535,Start!$C$23:$D$29,2,FALSE)","v":14.07},{"$f":"(Y535/U535)+Start!$D$19*(VLOOKUP(Q535,Start!$M$33:$N$39,2,FALSE)/U535)+VLOOKUP(R535,Start!$C$33:$D$40,2,FALSE)","v":57.418155220623333}]
[null,null,"Ja","BNA1873","BMW AG","KWK Dingolfing BA 1",84130,"Dingolfing","Landshuter Strasse 56","Bayern","KWK Dingolfing BA1","15.11.2017","Erdgas",null,null,"Erdgas","Erdgas","GuD","Steam turbine","OPSD (2018)",0.4037,"OPSD (2018)",16,{"$f":"(1-VLOOKUP(R536,Start!$H$33:$I$40,2,FALSE)/100)*W536","v":13.92},{"$f":"VLOOKUP(Q536,Start!$C$9:$D$15,2,FALSE)+VLOOKUP(Q536,Start!$C$23:$D$29,2,FALSE)","v":14.07},{"$f":"(Y536/U536)+Start!$D$19*(VLOOKUP(Q536,Start!$M$33:$N$39,2,FALSE)/U536)+VLOOKUP(R536,Start!$C$33:$D$40,2,FALSE)","v":48.733319123687288}]
[null,null,"Ja","BNA1894","Holcim (Süddeutschland) GmbH",null,72359,"Dotternhausen","Dormettingerstrasse 23","Baden-Württemberg",null,"20.03.2007","Sonstige Energieträger","Ölschiefer ",null,"Sonstige Energieträger\n(nicht erneuerbar)","Sonstige","Sonstige","Steam turbine","eigene Annahme",0.33,"eigene Annahme",10.119999999999999,{"$f":"(1-VLOOKUP(R537,Start!$H$33:$I$40,2,FALSE)/100)*W537","v":8.6019999999999985},{"$f":"VLOOKUP(Q537,Start!$C$9:$D$15,2,FALSE)+VLOOKUP(Q537,Start!$C$23:$D$29,2,FALSE)","v":33.14},{"$f":"(Y537/U537)+Start!$D$19*(VLOOKUP(Q537,Start!$M$33:$N$39,2,FALSE)/U537)+VLOOKUP(R537,Start!$C$33:$D$40,2,FALSE)","v":117.54954709889593}]
[null,null,"Ja","BNA1904","Stadtwerke Flensburg GmbH","K5/T7",24939,"Flensburg","Batteriestr. 48","Schleswig-Holstein",null,"01.10.2016","Mehrere Energieträger","Erdgas","leichtes Heizöl","Erdgas","Erdgas","GuD","Steam turbine","OPSD (2018)",0.40260000000000001,"OPSD (2018)",29,{"$f":"(1-VLOOKUP(R538,Start!$H$33:$I$40,2,FALSE)/100)*W538","v":25.23},{"$f":"VLOOKUP(Q538,Start!$C$9:$D$15,2,FALSE)+VLOOKUP(Q538,Start!$C$23:$D$29,2,FALSE)","v":14.07},{"$f":"(Y538/U538)+Start!$D$19*(VLOOKUP(Q538,Start!$M$33:$N$39,2,FALSE)/U538)+VLOOKUP(R538,Start!$C$33:$D$40,2,FALSE)","v":48.862371908178233}]
[null,null,"Ja","BNA1909","EnBW Energie Baden-Württemberg AG","HKW 3 Stuttgart-Gaisburg",70188,"Stuttgart",null,"Baden-Württemberg","HKW3","29.08.2018","Erdgas","Erdgas/ Heizöl EL",null,"Erdgas","Erdgas","GuD","Steam turbine","OPSD (2018)",0.40479999999999999,"OPSD (2018)",29.151,{"$f":"(1-VLOOKUP(R539,Start!$H$33:$I$40,2,FALSE)/100)*W539","v":25.361370000000001},{"$f":"VLOOKUP(Q539,Start!$C$9:$D$15,2,FALSE)+VLOOKUP(Q539,Start!$C$23:$D$29,2,FALSE)","v":14.07},{"$f":"(Y539/U539)+Start!$D$19*(VLOOKUP(Q539,Start!$M$33:$N$39,2,FALSE)/U539)+VLOOKUP(R539,Start!$C$33:$D$40,2,FALSE)","v":48.60496771302509}]
[null,null,"Ja","BNA1911","DREWAG Stadtwerke Dresden GmbH","HKW Dresden-Nord",1099,"Dresden ","Hermann-Mende-Straße, 2","Sachsen","HKW Dresden-Nord","07.12.2018","Erdgas",null,null,"Erdgas","Erdgas","GuD","Combustion Engine","eigene Annahme",0.45600000000000002,"Annahme basierend auf DIW (2014)",11.5,{"$f":"(1-VLOOKUP(R540,Start!$H$33:$I$40,2,FALSE)/100)*W540","v":10.005000000000001},{"$f":"VLOOKUP(Q540,Start!$C$9:$D$15,2,FALSE)+VLOOKUP(Q540,Start!$C$23:$D$29,2,FALSE)","v":14.07},{"$f":"(Y540/U540)+Start!$D$19*(VLOOKUP(Q540,Start!$M$33:$N$39,2,FALSE)/U540)+VLOOKUP(R540,Start!$C$33:$D$40,2,FALSE)","v":43.315988882088938}]
[null,null,"Ja","BNA1925","ENGIE Deutschland GmbH","HKW Lusan",7546,"Gera",null,"Thüringen",null,"18.12.2018","Erdgas",null,null,"Erdgas","Erdgas","GuD","Combustion Engine","https://www.energieversorgung-gera.de/privatkunden/unternehmen/aktuelles/mitteilung/vorbereitungen-fuer-neues-heizkraftwerk-gera-lusan.html",0.45600000000000002,"Annahme basierend auf DIW (2014)",17.3,{"$f":"(1-VLOOKUP(R541,Start!$H$33:$I$40,2,FALSE)/100)*W541","v":15.051},{"$f":"VLOOKUP(Q541,Start!$C$9:$D$15,2,FALSE)+VLOOKUP(Q541,Start!$C$23:$D$29,2,FALSE)","v":14.07},{"$f":"(Y541/U541)+Start!$D$19*(VLOOKUP(Q541,Start!$M$33:$N$39,2,FALSE)/U541)+VLOOKUP(R541,Start!$C$33:$D$40,2,FALSE)","v":43.315988882088938}]
[null,null,"Ja","BNA1926","ENGIE Deutschland GmbH","HKW Tinz",7549,"Gera",null,"Thüringen",null,"18.12.2018","Erdgas",null,null,"Erdgas","Erdgas","GuD","Combustion Engine","https://www.engie-deutschland.de/de/media/pressemitteilungen/details/Richtfest-im-Heizkraftwerk-Gera-Tinz/",0.45600000000000002,"Annahme basierend auf DIW (2014)",22.05,{"$f":"(1-VLOOKUP(R542,Start!$H$33:$I$40,2,FALSE)/100)*W542","v":19.183500000000002},{"$f":"VLOOKUP(Q542,Start!$C$9:$D$15,2,FALSE)+VLOOKUP(Q542,Start!$C$23:$D$29,2,FALSE)","v":14.07},{"$f":"(Y542/U542)+Start!$D$19*(VLOOKUP(Q542,Start!$M$33:$N$39,2,FALSE)/U542)+VLOOKUP(R542,Start!$C$33:$D$40,2,FALSE)","v":43.315988882088938}]
[null,null,"Ja","BNA1927","TEAG Thüringer Energie AG","GM",36433,"Bad Salzungen",null,"Thüringen","GM","04.12.2018","Erdgas",null,null,"Erdgas","Erdgas","GuD","Combustion Engine","https://www.thueringerenergie.de/einblicke/waerme/ein_echt_dickes_ding",0.45600000000000002,"Annahme basierend auf DIW (2014)",10,{"$f":"(1-VLOOKUP(R543,Start!$H$33:$I$40,2,FALSE)/100)*W543","v":8.6999999999999993},{"$f":"VLOOKUP(Q543,Start!$C$9:$D$15,2,FALSE)+VLOOKUP(Q543,Start!$C$23:$D$29,2,FALSE)","v":14.07},{"$f":"(Y543/U543)+Start!$D$19*(VLOOKUP(Q543,Start!$M$33:$N$39,2,FALSE)/U543)+VLOOKUP(R543,Start!$C$33:$D$40,2,FALSE)","v":43.315988882088938}]
[null,null,"Ja","BNA1934","BMW AG","KWK Landshut",84030,"Landshut","Neidenburger Straße 13","Bayern","KWK Landshut","09.01.2019","Erdgas",null,null,"Erdgas","Erdgas","GuD","Combustion Engine","https://www.bmwgroup-werke.com/landshut/de/aktuelles/pressemitteilungen/2018/kwk-zentrale.html",0.45600000000000002,"Annahme basierend auf DIW (2014)",17.600000000000001,{"$f":"(1-VLOOKUP(R544,Start!$H$33:$I$40,2,FALSE)/100)*W544","v":15.312000000000001},{"$f":"VLOOKUP(Q544,Start!$C$9:$D$15,2,FALSE)+VLOOKUP(Q544,Start!$C$23:$D$29,2,FALSE)","v":14.07},{"$f":"(Y544/U544)+Start!$D$19*(VLOOKUP(Q544,Start!$M$33:$N$39,2,FALSE)/U544)+VLOOKUP(R544,Start!$C$33:$D$40,2,FALSE)","v":43.315988882088938}]
[null,null,"Ja","BNA1935","Vattenfall Wärme Berlin AG","Lichterfelde",12207,"Berlin",null,"Berlin",null,"2019-04-11","Erdgas","Erdgas",null,null,"Erdgas","GuD","Steam turbine","eigene Annahme",0.39600000000000002,"Annahme basierend auf DIW (2014) ",289,{"$f":"(1-VLOOKUP(R545,Start!$H$33:$I$40,2,FALSE)/100)*W545","v":251.43},{"$f":"VLOOKUP(Q545,Start!$C$9:$D$15,2,FALSE)+VLOOKUP(Q545,Start!$C$23:$D$29,2,FALSE)","v":14.07},{"$f":"(Y545/U545)+Start!$D$19*(VLOOKUP(Q545,Start!$M$33:$N$39,2,FALSE)/U545)+VLOOKUP(R545,Start!$C$33:$D$40,2,FALSE)","v":49.651744773314533}]
[null,null,"Ja","BNA1937","Mainova AG","Dampfturbine 5",60327,"Frankfurt am Main","Gutleutstraße 231","Hessen","DT 5","2018-01-01","Mehrere Energieträger","Mehrere Energieträger",null,null,"Erdgas","GuD","Steam turbine","eigene Annahme",0.39600000000000002,"Annahme basierend auf DIW (2014) ",38.700000000000003,{"$f":"(1-VLOOKUP(R546,Start!$H$33:$I$40,2,FALSE)/100)*W546","v":33.669000000000004},{"$f":"VLOOKUP(Q546,Start!$C$9:$D$15,2,FALSE)+VLOOKUP(Q546,Start!$C$23:$D$29,2,FALSE)","v":14.07},{"$f":"(Y546/U546)+Start!$D$19*(VLOOKUP(Q546,Start!$M$33:$N$39,2,FALSE)/U546)+VLOOKUP(R546,Start!$C$33:$D$40,2,FALSE)","v":49.651744773314533}]
[null,null,"Ja","BNA1938","Papierfabrik Palm GmbH & Co. KG","KWK-Anlage Neukochen",73432,"Aalen",null,"Baden-Württemberg","Neukochen 10","1960-01-01","Erdgas","Erdgas",null,null,"Erdgas","GuD","Steam turbine","eigene Annahme",0.34100000000000003,"Annahme basierend auf DIW (2014) ",15,{"$f":"(1-VLOOKUP(R547,Start!$H$33:$I$40,2,FALSE)/100)*W547","v":13.05},{"$f":"VLOOKUP(Q547,Start!$C$9:$D$15,2,FALSE)+VLOOKUP(Q547,Start!$C$23:$D$29,2,FALSE)","v":14.07},{"$f":"(Y547/U547)+Start!$D$19*(VLOOKUP(Q547,Start!$M$33:$N$39,2,FALSE)/U547)+VLOOKUP(R547,Start!$C$33:$D$40,2,FALSE)","v":57.418155220623333}]
[null,null,"Ja",null,"Nicht-EEG-Anlagen < 10 MW",null,null,null,null,null,null,null,"Abfall",null,null,"Abfall","Abfall","Abfall","Steam turbine","eigene Annahme",0.33,"eigene Annahme",141.44049999999999,{"$f":"(1-VLOOKUP(R548,Start!$H$33:$I$40,2,FALSE)/100)*W548","v":120.22442499999998},{"$f":"VLOOKUP(Q548,Start!$C$9:$D$15,2,FALSE)+VLOOKUP(Q548,Start!$C$23:$D$29,2,FALSE)","v":0},{"$f":"(Y548/U548)+Start!$D$19*(VLOOKUP(Q548,Start!$M$33:$N$39,2,FALSE)/U548)+VLOOKUP(R548,Start!$C$33:$D$40,2,FALSE)","v":1}]
[null,null,"Ja",null,"Nicht-EEG-Anlagen < 10 MW",null,null,null,null,null,null,null,"Braunkohle",null,null,"Braunkohle","Braunkohle","Braunkohle","Steam turbine","eigene Annahme",0.376,"Annahme basierend auf DIW (2014)",22.234000000000002,{"$f":"(1-VLOOKUP(R549,Start!$H$33:$I$40,2,FALSE)/100)*W549","v":19.565920000000002},{"$f":"VLOOKUP(Q549,Start!$C$9:$D$15,2,FALSE)+VLOOKUP(Q549,Start!$C$23:$D$29,2,FALSE)","v":3.1},{"$f":"(Y549/U549)+Start!$D$19*(VLOOKUP(Q549,Start!$M$33:$N$39,2,FALSE)/U549)+VLOOKUP(R549,Start!$C$33:$D$40,2,FALSE)","v":36.662537522678534}]
[null,null,"Ja",null,"Nicht-EEG-Anlagen < 10 MW",null,null,null,null,null,null,null,"Steinkohle",null,null,"Steinkohle","Steinkohle","Steinkohle","Steam turbine","eigene Annahme",0.375,"Annahme basierend auf DIW (2014)",19.742000000000001,{"$f":"(1-VLOOKUP(R550,Start!$H$33:$I$40,2,FALSE)/100)*W550","v":15.596180000000002},{"$f":"VLOOKUP(Q550,Start!$C$9:$D$15,2,FALSE)+VLOOKUP(Q550,Start!$C$23:$D$29,2,FALSE)","v":9.17},{"$f":"(Y550/U550)+Start!$D$19*(VLOOKUP(Q550,Start!$M$33:$N$39,2,FALSE)/U550)+VLOOKUP(R550,Start!$C$33:$D$40,2,FALSE)","v":48.099690129198962}]
[null,null,"Ja",null,"Nicht-EEG-Anlagen < 10 MW",null,null,null,null,null,null,null,"Erdgas",null,null,"Erdgas","Erdgas","Gasturbine","Gas turbine","eigene Annahme",0.35399999999999998,"Annahme basierend auf DIW (2014)",3569.626650854399,{"$f":"(1-VLOOKUP(R551,Start!$H$33:$I$40,2,FALSE)/100)*W551","v":3105.5751862433272},{"$f":"VLOOKUP(Q551,Start!$C$9:$D$15,2,FALSE)+VLOOKUP(Q551,Start!$C$23:$D$29,2,FALSE)","v":14.07},{"$f":"(Y551/U551)+Start!$D$19*(VLOOKUP(Q551,Start!$M$33:$N$39,2,FALSE)/U551)+VLOOKUP(R551,Start!$C$33:$D$40,2,FALSE)","v":54.864663644724736}]
[null,null,"Ja",null,"Nicht-EEG-Anlagen < 10 MW",null,null,null,null,null,null,null,"Mineralölprodukte",null,null,"Mineralölprodukte","Öl","Öl","Steam turbine","eigene Annahme",0.374,"Annahme basierend auf DIW (2014)",502.32882714560208,{"$f":"(1-VLOOKUP(R552,Start!$H$33:$I$40,2,FALSE)/100)*W552","v":426.97950307376175},{"$f":"VLOOKUP(Q552,Start!$C$9:$D$15,2,FALSE)+VLOOKUP(Q552,Start!$C$23:$D$29,2,FALSE)","v":33.44},{"$f":"(Y552/U552)+Start!$D$19*(VLOOKUP(Q552,Start!$M$33:$N$39,2,FALSE)/U552)+VLOOKUP(R552,Start!$C$33:$D$40,2,FALSE)","v":109.02811424781328}]
[null,null,"Ja",null,"Nicht-EEG-Anlagen < 10 MW",null,null,null,null,null,null,null,"Sonstige Energieträger",null,null,"Sonstige Energieträger\n(nicht erneuerbar)","Sonstige","Sonstige","Steam turbine","eigene Annahme",0.33,"eigene Annahme",561.28760999999997,{"$f":"(1-VLOOKUP(R553,Start!$H$33:$I$40,2,FALSE)/100)*W553","v":477.09446849999995},{"$f":"VLOOKUP(Q553,Start!$C$9:$D$15,2,FALSE)+VLOOKUP(Q553,Start!$C$23:$D$29,2,FALSE)","v":33.14},{"$f":"(Y553/U553)+Start!$D$19*(VLOOKUP(Q553,Start!$M$33:$N$39,2,FALSE)/U553)+VLOOKUP(R553,Start!$C$33:$D$40,2,FALSE)","v":117.54954709889593}]

{"sheet":"Quellen","index":4,"n_rows":17,"n_cols":4,"rows_kept":17,"cut":false,"hidden":false,"merged":[]}
[]
[]
[null,null," EWI Merit-Order Tool 2020"]
[]
[null,null," Quellen",{"$f":"Impressum!F5","v":"Version 2020.1.1 "}]
[]
[null,null,"Abkürzung","Quelle"]
[null,null,"BNetzA (2019b)","Bundesnetzagentur; Kraftwerksliste der Bundesnetzagentur, Stand: 11.11.2019. Lizensiert unter \"dl-de/by-2-0\": www.govdata.de/dl-de/by-2-0; URL: https://www.bundesnetzagentur.de/DE/Sachgebiete/ElektrizitaetundGas/Unternehmen_Institutionen/Versorgungssicherheit/Erzeugungskapazitaeten/Kraftwerksliste/kraftwerksliste-node.html (abgerufen am 03.01.2020)"]
[null,null,"DIW (2014)","Jonas Egerer & Clemens Gerbaulet & Richard Ihlenburg & Friedrich Kunz & Benjamin Reinhard & Christian von Hirschhausen & Alexander Weber & Jens Weibezahn, 2014. \"Electricity Sector Data for Policy-Relevant Modeling: Data Documentation and Applications to the German and European Electricity Markets,\" Data Documentation 72, DIW Berlin, German Institute for Economic Research."]
[null,null,"ENTSO-E (2020)","ENTSO-E; Transparency Platform, URL: https://transparency.entsoe.eu/ (abgerufen am: 07.01.2020)"]
[null,null,"EWI (2019)","Energiewirtschaftliches Institut an der Universität zu Köln gGmbH; Auswirkungen einer Beendigung der Kohleverstromung bis 2038 auf den Strommarkt, CO2-Emissionen und ausgewählte Industrien - Eine Analyse des Abschlussberichts der WSB-Kommission, August 2019."]
[null,null,"OPSD (2018)","Open Power System Data. 2018. Data Package Conventional power plants. Version 2018-12-20."]
[null,null,"R2B (2019)","R2b energy consulting GmbH, Consentec GmbH, Fraunhofer ISI, TEP Energy GmbH; Definition und Monitoring der Versorgungssicherheit an den europäischen Strommärkten, Projekt Nr. 047/16, Januar 2019."]
[null,null,"Sandbag (2020)","Sandbag; Carbon Price Viewer, URL: https://sandbag.org.uk/carbon-price-viewer/ (abgerufen am: 03.01.2020)"]
[null,null,"SDKW (2019)","Statistik der Kohlewirtschaft e.V.; Entwicklung ausgewählter Energiepreise, Stand 19.12.2019.\n(Für Dezember 2019 Annahme des Wertes aus dem November 2019)"]
[null,null,"ÜNB (2019)","50Hertz Transmission GmbH, Amprio GmbH, TenneT TSO GmbH und TransnetBW GmbH; Netzentwicklungsplan Strom 2030, Version 2019, 2. Entwurf. April 2019."]
[null,null,"VDKi (2020)","Verein der Kohlenimporteure; DEUTSCHLAND / Importpreise für Steinkohlen / Wechselkurse - Spotpreise für Kraftwerkskohle in US-$/t SKE (umgerechnet auf 7000 kcal/kg) frei nordwesteuropäische Häfen, URL: https://www.kohlenimporteure.de/marktinformationen.html (abgerufen am: 27.01.2020)"]

{"sheet":"Impressum","index":5,"n_rows":29,"n_cols":6,"rows_kept":29,"cut":false,"hidden":false,"merged":[[12,4,12,5],[18,4,18,5],[13,4,13,5],[22,4,22,5]]}
[]
[]
[null,null," EWI Merit-Order Tool 2020"]
[]
[null,null," Impressum",null,null,{"$f":"CONCATENATE(\"Version \",F11,\" \")","v":"Version 2020.1.1 "}]
[]
[]
[null,null,null,"EWI Merit-Order Tool 2020"]
[]
[null,null," ","Energiewirtschaftliches Institut an der Universität zu Köln gGmbH (EWI)","Letzte Aktualisierung:","27.01.2020"]
[null,null,null,"Alte Wagenfabrik","Modellversion:","2020.1.1"]
[null,null,null,"Vogelsanger Straße 321a"]
[null,null,null,"50827 Köln"]
[null,null,null,"Tel.: +49 (0)221 277 29-100"]
[null,null,null,"Fax:  +49 (0)221 277 29-400"]
[null,null,null,"www.ewi.uni-koeln.de"]
[]
[null,null,null,"Autoren:"]
[null,null,null,"Fabian Arnold"]
[null,null,null,"David Schlund"]
[null,null,null,"Dr. Simon Schulte"]
[]
[null,null,null,"Kontakt bei Fragen, Anmerkungen und Kritik:","© Energiewirtschaftliches Institut an der Universität zu Köln gGmbH (EWI). "]
[null,null,null,"Fabian Arnold","Alle Rechte vorbehalten. Nutzung des Tools und Ergebnisse nur mit Verweis auf"]
[null,null,null,"Tel.: +49 (0)221 277 29-232","die Autoren und das Energiewirtschaftliche Institut an der Universität zu Köln"]
[null,null,null,"fabian.arnold@ewi.uni-koeln.de","gGmbH (EWI) gestattet. Die Haftung für Folgeschäden ist ausgeschlossen. Dies "]
[null,null,null,null,"betrifft auch und insbesondere Schäden oder entgangene Gewinne, die dem/der"]
[null,null,null,null,"Nutzer*in infolge der Verwendung der in diesem Dokument gegebenen"]
[null,null,null,null,"Informationen entstehen."]

{"sheet":"Start Reset","index":6,"n_rows":40,"n_cols":16,"rows_kept":40,"cut":false,"hidden":true,"merged":[[10,7,10,13],[6,2,6,5],[6,7,6,15],[7,7,7,13],[8,7,8,13],[9,7,9,13],[16,2,16,5],[20,2,20,5],[30,2,30,5],[30,7,30,10],[30,12,30,15]]}
[]
[]
[null,null," EWI Merit-Order Tool 2020"]
[]
[null,null," Start",null,null,null,null,null,null,null,null,null,null,null,null,{"$f":"Impressum!F5","v":"Version 2020.1.1 "}]
[]
[null,null,"Brennstoffkosten",null,null,null,null,"Übersicht über die Grenzkosten der Kraftwerke"]
[null,null,"Brennstoff","Kosten","Einheit","Quelle Standardwert",null,"   Das Boxplot-Diagramm gibt einen ersten Überblick über die Grenzkosten der Kraftwerke. In der Abbildung rechts"]
[null,null,"Kernenergie",5.5,"EUR/MWhth","siehe Dokumentation",null,"   werden die einzelnen Elemente des Diagramms erläutert. Veränderungen an den Annahmen gibt das Diagramm"]
[null,null,"Braunkohle",3.1,"EUR/MWhth","EWI (2019)",null,"   augenblicklich wieder. Um die Annahmen in die Merit-Order (Tabellenblatt: Merit-Order) zu übernehmen, muss die"]
[null,null,"Steinkohle",7.92,"EUR/MWhth","VDKi (2020)",null,"   Schaltfläche Aktualisiere Merit-Order aktiviert werden."]
[null,null,"Erdgas",13.57,"EUR/MWhth","Spot TTF"]
[null,null,"Öl",33.14,"EUR/MWhth","SDKW (2019)"]
[null,null,"Abfall",0,"EUR/MWhth","siehe Dokumentation"]
[null,null,"Sonstige",33.14,"EUR/MWhth","siehe Dokumentation"]
[]
[null,null,"Emissionszertifikatspreis"]
[null,null,null,"Kosten","Einheit","Quelle Standardwert"]
[null,null,"Emissionszertifikatspreis",24.866124031007743,"EUR/tCO2","Sandbag (2020)"]
[]
[null,null,"Transportkosten"]
[null,null,"Kraftwerkstyp","Kosten","Einheit","Quelle Standardwert"]
[null,null,"Kernenergie",0,"EUR/MWhth","siehe Dokumentation"]
[null,null,"Braunkohle",0,"EUR/MWhth","siehe Dokumentation"]
[null,null,"Steinkohle",1.25,"EUR/MWhth","R2B (2019)"]
[null,null,"Erdgas",0.5,"EUR/MWhth","R2B (2019)"]
[null,null,"Öl",0.3,"EUR/MWhth","R2B (2019)"]
[null,null,"Abfall",0,"EUR/MWhth","siehe Dokumentation"]
[null,null,"Sonstige",0,"EUR/MWhth","siehe Dokumentation",null,"EE-Erzeugung",0,"MWh"]
[]
[null,null,"sonstige variable Kosten",null,null,null,null,"Nicht Verfügbarkeit",null,null,null,null,"Emissionsfaktoren"]
[null,null,"Kraftwerkstyp","Kosten","Einheit","Quelle Standardwert",null,"Kraftwerkstyp","Kosten","Einheit","Quelle Standardwert",null,"Brennstoff","Kosten","Einheit","Quelle Standardwert"]
[null,null,"Kernenergie",1.2,"EUR/Mwhel","siehe Dokumentation",null,"Kernenergie",7,"%","ENTSO-E (2020)",null,"Kernenergie",0,"tCO2/MWhth","siehe Dokumentation"]
[null,null,"Braunkohle",1.7,"EUR/Mwhel","R2B (2019)",null,"Braunkohle",12,"%","ENTSO-E (2020)",null,"Braunkohle",0.40400000000000003,"tCO2/MWhth","ÜNB (2019)"]
[null,null,"Steinkohle",1.3,"EUR/Mwhel","R2B (2019)",null,"Steinkohle",21,"%","ENTSO-E (2020)",null,"Steinkohle",0.33700000000000002,"tCO2/MWhth","ÜNB (2019)"]
[null,null,"GuD",1.5,"EUR/Mwhel","R2B (2019)",null,"GuD",13,"%","ENTSO-E (2020)",null,"Erdgas",0.20100000000000001,"tCO2/MWhth","ÜNB (2019)"]
[null,null,"Gasturbine",1,"EUR/Mwhel","R2B (2019)",null,"Gasturbine",13,"%","ENTSO-E (2020)",null,"Öl",0.28000000000000003,"tCO2/MWhth","ÜNB (2019)"]
[null,null,"Öl",1,"EUR/Mwhel","siehe Dokumentation",null,"Öl",15,"%","siehe Dokumentation",null,"Abfall",0,"tCO2/MWhth","siehe Dokumentation"]
[null,null,"Abfall",1,"EUR/Mwhel","siehe Dokumentation",null,"Abfall",15,"%","siehe Dokumentation",null,"Sonstige",0.214,"tCO2/MWhth","ÜNB (2019)"]
[null,null,"Sonstige",1,"EUR/Mwhel","siehe Dokumentation",null,"Sonstige",15,"%","siehe Dokumentation"]

{"sheet":"Backend I","index":7,"n_rows":534,"n_cols":5,"rows_kept":534,"cut":false,"hidden":true,"merged":[]}
["Index","Kraftwerktyp","Leistung","kumulierte Leistung","Grenzkosten"]
["BNA0084","Abfall",30.599999999999998,30.599999999999998,1]
["BNA0088b","Abfall",29.75,60.349999999999994,1]
["BNA0097","Abfall",28.9,89.25,1]
["BNA0117a","Abfall",10.199999999999999,99.45,1]
["BNA0139","Abfall",28.05,127.5,1]
["BNA0223b","Abfall",45.645000000000003,173.14500000000001,1]
["BNA0237","Abfall",19.974999999999998,193.12,1]
["BNA0287a","Abfall",22.099999999999998,215.22,1]
["BNA0287b","Abfall",39.524999999999999,254.745,1]
["BNA0380","Abfall",19.805,274.55,1]
["BNA0398","Abfall",20.399999999999999,294.95,1]
["BNA0407","Abfall",11.219999999999999,306.16999999999996,1]
["BNA0417","Abfall",19.125,325.29499999999996,1]
["BNA0438","Abfall",31.875,357.16999999999996,1]
["BNA0519","Abfall",32.299999999999997,389.46999999999997,1]
["BNA0590","Abfall",13.8125,403.28249999999997,1]
["BNA0591","Abfall",13.8125,417.09499999999997,1]
["BNA0599","Abfall",9.86,426.95499999999998,1]
["BNA0622","Abfall",24.82,451.77499999999998,1]
["BNA0623","Abfall",24.82,476.59499999999997,1]
["BNA0640","Abfall",7.3525,483.94749999999999,1]
["BNA0641a","Abfall",18.785,502.73250000000002,1]
["BNA0641b","Abfall",4.5644999999999998,507.29700000000003,1]
["BNA0641c","Abfall",3.298,510.59500000000003,1]
["BNA0693","Abfall",45.56,556.15499999999997,1]
["BNA0746","Abfall",15.299999999999999,571.45499999999993,1]
["BNA0750","Abfall",34.339999999999996,605.79499999999996,1]
["BNA0751","Abfall",17.935000000000002,623.73,1]
["BNA0845","Abfall",7.6499999999999995,631.38,1]
["BNA0855","Abfall",25.5,656.88,1]
["BNA0895","Abfall",20.74,677.62,1]
["BNA0939a","Abfall",16.574999999999999,694.19500000000005,1]
["BNA0969a","Abfall",15.299999999999999,709.495,1]
["BNA0969c","Abfall",18.7,728.19500000000005,1]
["BNA1020","Abfall",22.95,751.1450000000001,1]
["BNA1108","Abfall",8.4150000000000009,759.56000000000006,1]
["BNA1110","Abfall",8.0749999999999993,767.6350000000001,1]
["BNA1114","Abfall",37.4,805.03500000000008,1]
["BNA1116","Abfall",11.9,816.93500000000006,1]
["BNA1119","Abfall",10.625,827.56000000000006,1]
["BNA1139","Abfall",11.559999999999999,839.12,1]
["BNA1144","Abfall",9.35,848.47,1]
["BNA1148","Abfall",12.392999999999999,860.86300000000006,1]
["BNA1154","Abfall",13.174999999999999,874.03800000000001,1]
["BNA1155","Abfall",9.9449999999999985,883.98300000000006,1]
["BNA1161","Abfall",21.675000000000001,905.65800000000002,1]
["BNA1167","Abfall",13.6,919.25800000000004,1]
["BNA1168","Abfall",12.494999999999999,931.75300000000004,1]
["BNA1184","Abfall",38.335000000000001,970.08800000000008,1]
["BNA1186b","Abfall",11.73,981.8180000000001,1]
["BNA1186c","Abfall",1.2749999999999999,983.09300000000007,1]
["BNA1186d","Abfall",2.38,985.47300000000007,1]
["BNA1186e","Abfall",1.2749999999999999,986.74800000000005,1]
["BNA1190","Abfall",13.344999999999999,1000.0930000000001,1]
["BNA1197","Abfall",23.8,1023.893,1]
["BNA1198","Abfall",19.55,1043.443,1]
["BNA1199","Abfall",13.26,1056.703,1]
["BNA1222","Abfall",12.324999999999999,1069.028,1]
["BNA1229","Abfall",12.75,1081.778,1]
["BNA1232","Abfall",2.125,1083.903,1]
["BNA1233","Abfall",12.324999999999999,1096.2280000000001,1]
["BNA1243","Abfall",14.45,1110.6780000000001,1]
["BNA1244","Abfall",13.6,1124.278,1]
["BNA1254","Abfall",45.9,1170.1780000000001,1]
["BNA1255","Abfall",24.564999999999998,1194.7430000000002,1]
["BNA1261","Abfall",13.939999999999998,1208.6830000000002,1]
["BNA1262","Abfall",20.399999999999999,1229.0830000000003,1]
["BNA1286","Abfall",10.285,1239.3680000000004,1]
["BNA1289","Abfall",10.718499999999999,1250.0865000000003,1]
["BNA1291","Abfall",10.625,1260.7115000000003,1]
["BNA1295","Abfall",8.5,1269.2115000000003,1]
["BNA1316","Abfall",25.5,1294.7115000000003,1]
["BNA1330","Abfall",14.45,1309.1615000000004,1]
["BNA1447a","Abfall",10.115,1319.2765000000004,1]
["BNA1447b","Abfall",5.8650000000000002,1325.1415000000004,1]
["BNA1448","Abfall",9.86,1335.0015000000003,1]
["BNA1449a","Abfall",7.3949999999999996,1342.3965000000003,1]
["BNA1449b","Abfall",10.199999999999999,1352.5965000000003,1]
["BNA1465a","Abfall",23.8,1376.3965000000003,1]
["BNA1490","Abfall",28.389999999999997,1404.7865000000004,1]
["BNA1510","Abfall",15.895,1420.6815000000004,1]
["BNA1520","Abfall",8.9249999999999989,1429.6065000000003,1]
["BNA1864","Abfall",8.0749999999999993,1437.6815000000004,1]
["BNA1865","Abfall",8.33,1446.0115000000003,1]
["BNA1867","Abfall",15.299999999999999,1461.3115000000003,1]
[null,"Abfall",120.22442499999998,1581.5359250000001,1]
["BNA0157","Kernenergie",1311.3,2892.8359250000003,17.866666666666664]
["BNA0251","Kernenergie",1264.8,4157.6359250000005,17.866666666666664]
["BNA0263","Kernenergie",1311.3,5468.9359250000007,17.866666666666664]
["BNA0382","Kernenergie",1197.8399999999999,6666.7759250000008,17.866666666666664]
["BNA0607","Kernenergie",1242.48,7909.2559250000013,17.866666666666664]
["BNA0686","Kernenergie",1218.3,9127.5559250000006,17.866666666666664]
["BNA0802","Kernenergie",1303.8599999999999,10431.415925000001,17.866666666666664]
["BNA1185","Braunkohle",17.864000000000001,10449.279925000001,32.018067593466625]
["BNA1164","Braunkohle",20.433599999999998,10469.713525000001,32.186813795285545]
["BNA1401a","Braunkohle",932.8,11402.513525,32.357448947124837]
["BNA1401b","Braunkohle",932.8,12335.313525,32.357448947124837]
["BNA1404","Braunkohle",563.20000000000005,12898.513525,32.357448947124837]
["BNA1817","GuD",517.65,13416.163525,32.657011323909408]
["BNA1819","GuD",67.86,13484.023525000001,32.657011323909408]
["BNA1820","GuD",386.71499999999997,13870.738525000001,32.657011323909408]
["BNA0179","Braunkohle",79.903999999999996,13950.642525000001,32.704514406903606]
["BNA0543","Braunkohle",66.263999999999996,14016.906525,32.704514406903606]
["BNA0707","Braunkohle",570.24,14587.146525,32.88101069384993]
["BNA0918b","GuD",136.59,14723.736525,32.887804000382808]
["BNA0922","GuD",87,14810.736525,32.887804000382808]
["BNA0708","Braunkohle",552.64,15363.376525,33.05952793064678]
["BNA0256b","GuD",28.362000000000002,15391.738524999999,33.122041343669252]
["BNA0261c","GuD",5.8289999999999997,15397.567524999999,33.122041343669252]
["BNA0392b","GuD",48.841799999999999,15446.409324999999,33.359801053020142]
["BNA0418","GuD",200.1,15646.509324999999,33.359801053020142]
["BNA0548b","GuD",374.1,16020.609324999999,33.359801053020142]
["BNA1337e","GuD",40.89,16061.499324999999,33.359801053020142]
["BNA1523b","GuD",23.837999999999997,16085.337324999999,33.359801053020142]
["BNA0059b","GuD",67.86,16153.197324999999,33.846210229402132]
["BNA0136","GuD",64.38,16217.577324999998,34.095027231166767]
["BNA0588","GuD",145.29,16362.867324999999,34.095027231166767]
["BNA0598b","GuD",17.399999999999999,16380.267324999999,34.095027231166767]
["BNA0606","GuD",771.68999999999994,17151.957324999999,34.095027231166767]
["BNA0805","GuD",103.095,17255.052325000001,34.095027231166767]
["BNA0709","Braunkohle",830.72,18085.772325000002,34.175084260195483]
["BNA0400","GuD",110.49,18196.262325000003,34.347701860865726]
["BNA0444","GuD",60.03,18256.292325000002,34.347701860865726]
["BNA1087","GuD",25.664999999999999,18281.957325000003,34.347701860865726]
["BNA0115","Braunkohle",770,19051.957325000003,34.564785271317824]
["BNA0124","Braunkohle",754.16,19806.117325000003,34.564785271317824]
["BNA1461","Braunkohle",15.4,19821.517325000004,34.564785271317824]
["BNA0410","GuD",354.09,20175.607325000004,34.604324531653745]
["BNA0411","GuD",356.7,20532.307325000005,34.604324531653745]
["BNA0545","GuD",359.31,20891.617325000007,34.604324531653745]
["BNA0116","Braunkohle",770,21661.617325000007,34.763164256858978]
["BNA0183","Braunkohle",65.12,21726.737325000006,34.763164256858978]
["BNA0442","GuD",362.79,22089.527325000006,34.864988504343934]
["BNA0915","Braunkohle",660,22749.527325000006,34.963952703762985]
["BNA0548a","GuD",696,23445.527325000006,35.129790000410154]
["BNA0914","Braunkohle",660,24105.527325000006,35.16719477730939]
["BNA0785","Braunkohle",409.2,24514.727325000007,35.372935728809246]
["BNA0786","Braunkohle",409.2,24923.927325000008,35.372935728809246]
["BNA0787","Braunkohle",409.2,25333.127325000009,35.372935728809246]
["BNA0788","Braunkohle",409.2,25742.327325000009,35.372935728809246]
["BNA0878","Braunkohle",396,26138.327325000009,35.372935728809246]
["BNA0879","Braunkohle",396,26534.327325000009,35.372935728809246]
["BNA0100","GuD",32.581500000000005,26566.90882500001,35.398828320413436]
["BNA0214","GuD",203.58,26770.488825000011,35.398828320413436]
["BNA0261a","GuD",18.792000000000002,26789.280825000013,35.398828320413436]
["BNA0614b","GuD",432.82499999999999,27222.105825000013,35.398828320413436]
["BNA0685","GuD",90.601799999999997,27312.707625000014,35.398828320413436]
["BNA0742","GuD",65.25,27377.957625000014,35.398828320413436]
["BNA0743","GuD",65.25,27443.207625000014,35.398828320413436]
["BNA0861a","GuD",65.25,27508.457625000014,35.398828320413436]
["BNA1082","GuD",76.576530000000005,27585.034155000012,35.398828320413436]
["BNA1088","GuD",38.714999999999996,27623.749155000012,35.398828320413436]
["BNA1293a","Braunkohle",8.8000000000000007,27632.549155000012,35.581221929193632]
["BNA1293b","Braunkohle",8.8000000000000007,27641.349155000011,35.581221929193632]
["BNA0546","GuD",93.96,27735.30915500001,35.672205968158707]
["BNA0684a","GuD",108.66300000000001,27843.97215500001,35.672205968158707]
["BNA0684b","GuD",107.79300000000001,27951.765155000012,35.672205968158707]
["BNA0684c","GuD",111.012,28062.777155000011,35.672205968158707]
["BNA0123","Braunkohle",409.2,28471.977155000011,35.792100903856664]
["BNA1002","Braunkohle",27.28,28499.25715500001,35.792100903856664]
["BNA0499","GuD",74.819999999999993,28574.07715500001,35.950028780907957]
["BNA0658","GuD",53.183100000000003,28627.260255000008,35.950028780907957]
["BNA1196b","GuD",10.405200000000001,28637.665455000009,35.950028780907957]
["BNA0122","Braunkohle",409.2,29046.86545500001,36.005621368807752]
["BNA1400a","Braunkohle",20.504000000000001,29067.369455000011,36.005621368807752]
["BNA0270","Steinkohle",24.490000000000002,29091.859455000013,36.121198012796839]
["BNA1334","GuD",12.876000000000001,29104.735455000013,36.232406065997367]
["BNA1141","Braunkohle",12.76,29117.495455000011,36.440787813232376]
["BNA0172a","GuD",104.4,29221.895455000013,36.519450744228756]
["BNA1183","GuD",13.746,29235.641455000012,36.519450744228756]
[null,"Braunkohle",19.565920000000002,29255.207375000013,36.662537522678534]
["BNA0105","GuD",92.22,29347.427375000014,36.811279500430658]
["BNA0199","GuD",509.82,29857.247375000014,36.811279500430658]
["BNA0220","GuD",87,29944.247375000014,36.811279500430658]
["BNA0397","GuD",195.75,30139.997375000014,36.811279500430658]
["BNA0626","GuD",377.75399999999996,30517.751375000014,36.811279500430658]
["BNA1450","GuD",11.31,30529.061375000016,36.811279500430658]
["BNA0523","Braunkohle",29.48,30558.541375000015,36.88713626479425]
["BNA0271","Steinkohle",26.07,30584.611375000015,37.079579609479325]
["BNA0498","Steinkohle",52.14,30636.751375000014,37.079579609479325]
["BNA0256a","GuD",66.554999999999993,30703.306375000015,37.108012941610752]
["BNA0857","GuD",97.527000000000001,30800.833375000013,37.108012941610752]
["BNA0177","Braunkohle",49.983999999999995,30850.817375000013,37.114639300989033]
["BNA0292","Braunkohle",154.88,31005.697375000014,37.114639300989033]
["BNA0592","GuD",33.93,31039.627375000015,37.409775763149824]
["BNA0615","GuD",356.7,31396.327375000015,37.716696923518633]
["BNA0688","GuD",65.25,31461.577375000015,37.716696923518633]
["BNA0073","GuD",386.28,31847.857375000014,38.028909828031715]
["BNA0504","GuD",158.34,32006.197375000014,38.028909828031715]
["BNA0848","GuD",93.96,32100.157375000013,38.028909828031715]
["BNA1279","GuD",45.152999999999999,32145.310375000012,38.028909828031715]
["BNA1511a","Braunkohle",8.1840000000000011,32153.494375000013,38.297756426857262]
["BNA0207","GuD",226.2,32379.694375000014,38.346552522188517]
["BNA0755b","GuD",52.2,32431.894375000014,38.346552522188517]
["BNA0272","Steinkohle",26.07,32457.964375000014,38.442611213649968]
["BNA0088a","GuD",122.235,32580.199375000015,38.669767895190169]
["BNA0130","GuD",139.19999999999999,32719.399375000015,38.669767895190169]
["BNA0593","GuD",30.45,32749.849375000016,38.669767895190169]
["BNA0594","GuD",30.45,32780.299375000017,38.669767895190169]
["BNA0595","GuD",32.19,32812.489375000019,38.669767895190169]
["BNA0893","GuD",106.14,32918.629375000019,38.669767895190169]
["BNA0138","Steinkohle",34.207000000000001,32952.836375000021,38.799751706088905]
["BNA1086","GuD",21.75,32974.586375000021,38.998703894262654]
["BNA1329","GuD",11.4057,32985.992075000024,38.998703894262654]
["BNA0662a","Steinkohle",54.036000000000008,33040.028075000024,39.163826965371328]
["BNA0646b","Steinkohle",665.97,33705.998075000025,39.245694699350501]
["BNA1558","Steinkohle",632,34337.998075000025,39.245694699350501]
["BNA1673","Steinkohle",632,34969.998075000025,39.245694699350501]
["BNA1674","Steinkohle",577.49,35547.488075000023,39.245694699350501]
["BNA1486","Braunkohle",39.6,35587.088075000021,39.302729143384234]
["BNA1523a","GuD",9.918000000000001,35597.006075000019,39.333513750461421]
["BNA0144","Steinkohle",94.01,35691.016075000021,39.451921300977411]
["BNA0413c","Steinkohle",603.32300000000009,36294.339075000018,39.451921300977411]
["BNA0518b","Steinkohle",658.86,36953.199075000019,39.451921300977411]
["BNA0216b","Steinkohle",572.75,37525.949075000019,39.660401745245039]
["BNA0450","Steinkohle",354.71000000000004,37880.659075000018,39.660401745245039]
["BNA1508","Steinkohle",580.65,38461.309075000019,39.660401745245039]
["BNA0597","GuD",7.5689999999999991,38468.878075000022,40.021395818651627]
["BNA1093","Steinkohle",372.88,38841.75807500002,40.084273587733939]
["BNA0700","Braunkohle",531.52,39373.278075000017,40.093440737520822]
["BNA0699","Braunkohle",534.16,39907.43807500002,40.364453260373907]
["BNA1028","Braunkohle",577.28,40484.718075000019,40.364453260373907]
["BNA0434","Steinkohle",614.62,41099.338075000021,40.51761742670304]
["BNA0493","Steinkohle",627.26,41726.598075000024,40.51761742670304]
["BNA1027","Braunkohle",583.44000000000005,42310.038075000026,40.639319041845759]
["BNA0147","Steinkohle",276.5,42586.538075000026,40.960754346778778]
["BNA0019","Steinkohle",265.44,42851.978075000028,41.186099541930929]
["BNA0696","Braunkohle",258.72000000000003,43110.698075000029,41.200943835718547]
["BNA0697","Braunkohle",258.72000000000003,43369.418075000031,41.200943835718547]
["BNA0518a","Steinkohle",408.43,43777.848075000031,41.414020110741966]
["BNA0644","Steinkohle",201.45000000000002,43979.298075000028,41.414020110741966]
["BNA0861b","Steinkohle",39.5,44018.798075000028,41.414020110741966]
["BNA0464","Steinkohle",545.1,44563.898075000026,41.877766007975978]
["BNA0284","GuD",41.76,44605.658075000028,42.070406234537359]
["BNA0705","Braunkohle",261.36,44867.018075000029,42.374239197175527]
["BNA1075a","Steinkohle",48.585000000000001,44915.603075000028,42.593844231646138]
["BNA1075b","Steinkohle",48.585000000000001,44964.188075000027,42.593844231646138]
["BNA1026","Braunkohle",282.48,45246.668075000031,42.678535251019738]
["BNA0842b","GuD",8.0039999999999996,45254.672075000031,42.934356649788263]
["BNA0843","GuD",3.7409999999999997,45258.413075000033,43.060791042355184]
["BNA0832","GuD",8.5608000000000004,45266.973875000032,43.187999410215475]
["BNA0842a","GuD",8.5347000000000008,45275.508575000029,43.187999410215475]
["BNA0712","Braunkohle",259.60000000000002,45535.108575000027,43.300994014326363]
["BNA1025","Braunkohle",282.48,45817.588575000031,43.300994014326363]
["BNA1553","GuD",20.271000000000001,45837.859575000031,43.315988882088938]
["BNA1556","GuD",31.32,45869.179575000031,43.315988882088938]
["BNA1557","GuD",11.223000000000001,45880.402575000029,43.315988882088938]
["BNA1671","GuD",14.877000000000001,45895.27957500003,43.315988882088938]
["BNA1810","GuD",26.274000000000001,45921.553575000027,43.315988882088938]
["BNA1911","GuD",10.005000000000001,45931.558575000025,43.315988882088938]
["BNA1925","GuD",15.051,45946.609575000024,43.315988882088938]
["BNA1926","GuD",19.183500000000002,45965.793075000023,43.315988882088938]
["BNA1927","GuD",8.6999999999999993,45974.49307500002,43.315988882088938]
["BNA1934","GuD",15.312000000000001,45989.805075000018,43.315988882088938]
["BNA0531","GuD",108.75,46098.555075000018,43.453995446056233]
["BNA0510b","Steinkohle",10.586,46109.141075000021,43.588876622770144]
["BNA1097","Braunkohle",17.16,46126.301075000025,43.619368968517634]
["BNA1451","Braunkohle",24.2,46150.501075000022,43.619368968517634]
["BNA0485","GuD",263.61,46414.111075000023,43.873535400516786]
["BNA0486","GuD",263.61,46677.721075000023,43.873535400516786]
["BNA0616b","GuD",76.125,46753.846075000023,43.873535400516786]
["BNA0683a","GuD",69.338999999999999,46823.185075000023,43.873535400516786]
["BNA0683b","GuD",85.173000000000002,46908.358075000026,43.873535400516786]
["BNA0683c","GuD",85.173000000000002,46993.531075000028,43.873535400516786]
["BNA0800","GuD",35.844000000000001,47029.375075000025,43.873535400516786]
["BNA0849","Steinkohle",406.06,47435.435075000023,44.1045946303649]
["BNA0660","Steinkohle",43.892400000000002,47479.32747500002,44.156859092673045]
["BNA0402","Steinkohle",153.26000000000002,47632.587475000022,44.367199505397814]
["BNA0403","Steinkohle",97.17,47729.75747500002,44.367199505397814]
["BNA0404","Steinkohle",108.23,47837.987475000024,44.367199505397814]
["BNA0646a","Steinkohle",343.65000000000003,48181.637475000025,44.367199505397814]
["BNA0377","Steinkohle",402.90000000000003,48584.537475000026,44.633046415924959]
["BNA1405a","Steinkohle",16.353000000000002,48600.890475000029,44.633046415924959]
["BNA1507","GuD",9.3089999999999993,48610.19947500003,44.640477217720715]
["BNA1866","GuD",29.492999999999999,48639.692475000033,44.640477217720715]
["BNA0556b","GuD",12.18,48651.872475000033,44.777555447645383]
["BNA0969b","Steinkohle",262.83300000000003,48914.705475000032,44.90219577254561]
["BNA0085a","Steinkohle",70.31,48985.015475000029,45.174709496124024]
["BNA0758","Steinkohle",42.660000000000004,49027.675475000033,45.174709496124024]
["BNA0801","Steinkohle",21.251000000000001,49048.926475000029,45.174709496124024]
["BNA0290","Steinkohle",48.585000000000001,49097.511475000028,45.450651065282031]
["BNA0420","Steinkohle",107.44,49204.951475000031,45.450651065282031]
["BNA0421","Steinkohle",107.44,49312.391475000033,45.450651065282031]
["BNA0999","Steinkohle",166.69,49479.081475000035,45.450651065282031]
["BNA0745","GuD",382.8,49861.881475000038,45.639099375538322]
["BNA0087","Steinkohle",222.78,50084.661475000037,45.730085565695205]
["BNA0216a","Steinkohle",292.3,50376.96147500004,45.730085565695205]
["BNA0289b","Steinkohle",48.585000000000001,50425.546475000039,45.730085565695205]
["BNA0086","Steinkohle",222.78,50648.326475000038,46.01307974127289]
["BNA0793","Steinkohle",691.25,51339.576475000038,46.01307974127289]
["BNA1528","GuD",11.484,51351.060475000035,46.051614322973265]
["BNA0602","GuD",100.92,51451.980475000033,46.578229149485949]
["BNA0605","GuD",312.33,51764.310475000035,46.578229149485949]
["BNA0336","Steinkohle",55.300000000000004,51819.610475000038,46.590022705676411]
["BNA1076a","Steinkohle",109.41500000000001,51929.025475000039,46.590022705676411]
["BNA1076b","Steinkohle",109.41500000000001,52038.440475000039,46.590022705676411]
["BNA1863","Gasturbine",16.965,52055.405475000036,46.792725576927374]
["BNA0936","Steinkohle",35.550000000000004,52090.955475000039,46.884113762206773]
["BNA0603","GuD",100.92,52191.875475000037,47.062941290878271]
["BNA0604","GuD",312.33,52504.205475000039,47.062941290878271]
["BNA0744","GuD",333.21,52837.415475000038,47.062941290878271]
["BNA1039","GuD",47.85,52885.265475000037,47.062941290878271]
["BNA1040","GuD",47.85,52933.115475000035,47.062941290878271]
["BNA1045","GuD",308.85000000000002,53241.965475000034,47.062941290878271]
["BNA0497","Gasturbine",83.954999999999998,53325.920475000035,47.371816464573335]
["BNA1437","Gasturbine",26.726399999999998,53352.646875000035,47.371816464573335]
["BNA0261b","Steinkohle",13.745999999999999,53366.392875000034,47.483904732762127]
["BNA0645","Steinkohle",335.75,53702.142875000034,47.483904732762127]
["BNA0935","Steinkohle",35.550000000000004,53737.692875000037,47.483904732762127]
["BNA0998","Steinkohle",141.41,53879.102875000041,47.483904732762127]
["BNA1488","GuD",13.92,53893.022875000039,47.558190652735647]
["BNA0067","Steinkohle",566.43000000000006,54459.452875000039,47.789758406489028]
["BNA1044","GuD",308.85000000000002,54768.302875000038,48.00753885422575]
["BNA0135","GuD",17.399999999999999,54785.702875000039,48.064324615952529]
["BNA1085","GuD",20.010000000000002,54805.712875000041,48.064324615952529]
["BNA1467","Steinkohle",14.615,54820.327875000039,48.099690129198962]
[null,"Steinkohle",15.596180000000002,54835.92405500004,48.099690129198962]
["BNA0146","Steinkohle",239.37,55075.294055000042,48.413782009260693]
["BNA1868","GuD",33.669000000000004,55108.963055000044,48.60496771302509]
["BNA1909","GuD",25.361370000000001,55134.324425000043,48.60496771302509]
["BNA0081","GuD",142.68,55277.004425000043,48.733319123687288]
["BNA0361","GuD",26.1,55303.104425000041,48.733319123687288]
["BNA1187","GuD",8.8739999999999988,55311.978425000045,48.733319123687288]
["BNA1873","GuD",13.92,55325.898425000043,48.733319123687288]
["BNA1676","GuD",52.861199999999997,55378.759625000042,48.862371908178233]
["BNA1818","GuD",400.113,55778.87262500004,48.862371908178233]
["BNA1859","GuD",19.14,55798.012625000039,48.862371908178233]
["BNA1862","GuD",2.3054999999999999,55800.318125000042,48.862371908178233]
["BNA1904","GuD",25.23,55825.548125000045,48.862371908178233]
["BNA1248b","GuD",66.12,55891.668125000047,49.122604720860529]
["BNA1292b","GuD",16.442999999999998,55908.111125000047,49.122604720860529]
["BNA1677","GuD",9.048,55917.159125000049,49.122604720860529]
["BNA1678","GuD",14.616,55931.775125000051,49.122604720860529]
["BNA0863","GuD",82.215000000000003,56013.990125000048,49.170227325581386]
["BNA1458","GuD",24.316499999999998,56038.306625000048,49.170227325581386]
["BNA1463","GuD",16.965,56055.271625000045,49.170227325581386]
["BNA0239","Gasturbine",279.27,56334.541625000042,49.20043207844428]
["BNA1023","Gasturbine",174,56508.541625000042,49.20043207844428]
["BNA1024","Gasturbine",174,56682.541625000042,49.20043207844428]
["BNA0111","GuD",38.28,56720.821625000041,49.25379646940285]
["BNA0117b","GuD",82.65,56803.471625000042,49.25379646940285]
["BNA0804","GuD",45.24,56848.71162500004,49.25379646940285]
["BNA1260","GuD",82.65,56931.361625000041,49.25379646940285]
["BNA1504","GuD",11.344799999999999,56942.70642500004,49.25379646940285]
["BNA1531","GuD",33.06,56975.766425000038,49.25379646940285]
["BNA1541","GuD",11.64321,56987.40963500004,49.25379646940285]
["BNA1061","Steinkohle",598.03,57585.439635000039,49.381873420409889]
["BNA1464","GuD",33.590699999999998,57619.030335000039,49.385713034235451]
["BNA1492a","GuD",22.794,57641.824335000041,49.385713034235451]
["BNA1503","GuD",18.357000000000003,57660.181335000045,49.385713034235451]
["BNA1861","GuD",9.2219999999999995,57669.403335000046,49.385713034235451]
["BNA1502","GuD",10.962,57680.365335000046,49.518360438762414]
["BNA0194","GuD",33.93,57714.295335000046,49.651744773314533]
["BNA0238b","GuD",48.72,57763.015335000047,49.651744773314533]
["BNA0864","GuD",84.39,57847.405335000047,49.651744773314533]
["BNA0865b","GuD",84.39,57931.795335000046,49.651744773314533]
["BNA1115","GuD",73.95,58005.745335000043,49.651744773314533]
["BNA1182","GuD",13.484999999999999,58019.230335000044,49.651744773314533]
["BNA1935","GuD",251.43,58270.660335000044,49.651744773314533]
["BNA1937","GuD",33.669000000000004,58304.329335000046,49.651744773314533]
["BNA0033","Gasturbine",26.709,58331.038335000048,49.8424460303088]
["BNA1196a","GuD",10.875,58341.913335000048,49.920748934059311]
["BNA0243","GuD",49.589999999999996,58391.503335000045,50.056381284014662]
["BNA1078","GuD",51.33,58442.833335000047,50.056381284014662]
["BNA1056","GuD",21.76305,58464.596385000048,50.192775613464136]
["BNA0392a","GuD",84.39,58548.986385000047,50.329938361671083]
["BNA0527","GuD",18.704999999999998,58567.691385000049,50.329938361671083]
["BNA1121","GuD",0.76559999999999995,58568.456985000048,50.329938361671083]
["BNA0834","Steinkohle",62.410000000000004,58630.866985000051,50.390584051607298]
["BNA0202","GuD",22.62,58653.486985000054,50.467876040658851]
["BNA0285","GuD",60.9,58714.386985000056,50.467876040658851]
["BNA1327b","GuD",6.4728000000000003,58720.859785000059,50.606595236241461]
["BNA0174","GuD",63.596999999999994,58784.45678500006,50.746102609071684]
["BNA0213","GuD",34.799999999999997,58819.256785000063,50.746102609071684]
["BNA1165","GuD",9.918000000000001,58829.174785000061,50.746102609071684]
["BNA1151","GuD",11.744999999999999,58840.919785000064,50.886404895707216]
["BNA1193","GuD",10.962,58851.881785000063,50.886404895707216]
["BNA1315","GuD",23.49,58875.371785000061,50.886404895707216]
["BNA1328","GuD",20.88,58896.251785000059,50.886404895707216]
["BNA0598a","GuD",12.18,58908.431785000059,51.027508909694959]
["BNA0957","GuD",11.657999999999999,58920.089785000062,51.027508909694959]
["BNA1138","GuD",8.8739999999999988,58928.963785000065,51.027508909694959]
["BNA1238","GuD",13.137,58942.100785000068,51.027508909694959]
["BNA0557b","Steinkohle",86.9,59029.000785000069,51.086904392764851]
["BNA0556a","GuD",22.446000000000002,59051.446785000073,51.169421542674023]
["BNA1117","GuD",9.918000000000001,59061.364785000071,51.169421542674023]
["BNA1403","GuD",9.918000000000001,59071.282785000069,51.169421542674023]
["BNA0074","Gasturbine",125.28,59196.562785000067,51.17918665850673]
["BNA0075","GuD",125.28,59321.842785000066,51.3121497654978]
["BNA0354","GuD",16.356000000000002,59338.198785000066,51.3121497654978]
["BNA1396","GuD",29.840999999999998,59368.039785000066,51.3121497654978]
["BNA0926b","Steinkohle",19.584099999999999,59387.623885000066,51.442525138427456]
["BNA0129","GuD",31.32,59418.943885000066,51.455700629375315]
["BNA1074","GuD",34.799999999999997,59453.743885000069,51.455700629375315]
["BNA1407","GuD",16.2864,59470.030285000066,51.455700629375315]
["BNA1125","Gasturbine",8.6999999999999993,59478.730285000063,51.524883227961197]
["BNA0814","GuD",71.165999999999997,59549.896285000061,51.600081267032472]
["BNA1089","GuD",23.49,59573.386285000059,51.600081267032472]
["BNA1094","GuD",13.137,59586.523285000061,51.600081267032472]
["BNA1402","GuD",15.747000000000002,59602.270285000064,51.600081267032472]
["BNA1509","GuD",57.42,59659.690285000062,51.600081267032472]
["BNA1264","GuD",11.744999999999999,59671.435285000065,51.745298893893434]
["BNA1271","GuD",17.399999999999999,59688.835285000067,51.745298893893434]
["BNA1293c","GuD",2.61,59691.445285000067,51.745298893893434]
["BNA1332","GuD",20.88,59712.325285000064,51.745298893893434]
["BNA0082","Steinkohle",97.960000000000008,59810.285285000064,51.803262729351403]
["BNA0331","Steinkohle",272.55,60082.835285000067,51.803262729351403]
["BNA0051","GuD",15.486000000000001,60098.321285000064,51.891360809282652]
["BNA0286","GuD",86.13,60184.451285000061,51.891360809282652]
["BNA0386","GuD",21.75,60206.201285000061,51.891360809282652]
["BNA0896","GuD",39.062999999999995,60245.264285000063,51.891360809282652]
["BNA0897","GuD",20.010000000000002,60265.274285000065,51.891360809282652]
["BNA1105","GuD",8.4390000000000001,60273.713285000063,51.891360809282652]
["BNA1489","GuD",11.484,60285.19728500006,51.891360809282652]
["BNA0025","GuD",13.137,60298.334285000063,52.038274397647911]
["BNA0233","GuD",40.542000000000002,60338.876285000064,52.038274397647911]
["BNA0401","GuD",19.574999999999999,60358.451285000061,52.038274397647911]
["BNA1400b","GuD",20.271000000000001,60378.722285000062,52.038274397647911]
["BNA1505","GuD",19.227,60397.949285000061,52.038274397647911]
["BNA0332","Steinkohle",272.55,60670.499285000064,52.169228401303215]
["BNA1406","GuD",16.42473,60686.924015000062,52.186047129804784]
["BNA0015","Gasturbine",56.55,60743.474015000065,52.230765529910151]
["BNA1284","GuD",10.005000000000001,60753.479015000063,52.334686564203032]
["BNA1523c","GuD",8.9610000000000003,60762.440015000066,52.484200348215396]
["BNA0156b","Gasturbine",11.744999999999999,60774.185015000068,52.591155114265575]
["BNA0360","Gasturbine",12.789,60786.974015000065,52.591155114265575]
["BNA0510a","GuD",10.092000000000001,60797.066015000062,52.634596219449065]
["BNA1335a","GuD",50.547000000000004,60847.613015000061,52.634596219449065]
["BNA0521","GuD",42.029699999999998,60889.64271500006,52.785882007080573]
["BNA1333a","GuD",10.597470000000001,60900.240185000061,52.785882007080573]
["BNA1444d","Gasturbine",4.4369999999999994,60904.677185000059,52.956651036056016]
["BNA1444c","Gasturbine",4.4369999999999994,60909.114185000057,53.327362596686491]
["BNA0515","GuD",32.19,60941.304185000059,53.400084186806083]
["BNA0714","Braunkohle",13.2,60954.504185000056,53.53720074340351]
["BNA1444a","Gasturbine",3.6539999999999999,60958.158185000058,53.703402239448742]
["BNA1444b","Gasturbine",3.6539999999999999,60961.812185000061,53.703402239448742]
["BNA1492b","GuD",6.5076000000000001,60968.319785000058,53.712735296365153]
["BNA0600a","GuD",21.75,60990.069785000058,53.87047769907322]
["BNA1249","GuD",5.22,60995.289785000059,54.029176116343137]
["BNA1658","GuD",8.786999999999999,61004.076785000056,54.029176116343137]
["BNA0614a","Gasturbine",40.89,61044.966785000055,54.084885663230949]
["BNA0172b","GuD",43.5,61088.466785000055,54.188839265632922]
["BNA1408","GuD",13.6416,61102.108385000058,54.188839265632922]
["BNA1120","Gasturbine",8.8739999999999988,61110.982385000061,54.471931941201795]
["BNA0600b","Steinkohle",81.37,61192.352385000064,54.481466055907902]
["BNA0232c","GuD",3.48,61195.832385000067,54.511095163282057]
["BNA1104","GuD",17.747999999999998,61213.580385000067,54.673705884641826]
[null,"Gasturbine",3105.5751862433272,64319.155571243391,54.864663644724736]
["BNA1285","GuD",9.57,64328.725571243391,55.001938637016153]
["BNA0196","Braunkohle",58.96,64387.68557124339,55.051924141749716]
["BNA1821","GuD",13.05,64400.735571243393,55.334248814885818]
["BNA0752","GuD",20.097000000000001,64420.832571243394,55.50195675511911]
["BNA0142","GuD",139.19999999999999,64560.032571243391,55.670712869978857]
["BNA0396","GuD",87.87,64647.902571243394,55.670712869978857]
["BNA1333b","GuD",9.8637990000000002,64657.766370243393,55.840527016906691]
["BNA1524","GuD",11.092499999999999,64668.858870243392,55.840527016906691]
["BNA1333c","GuD",10.108356000000001,64678.967226243389,56.011409177337214]
["BNA1335b","GuD",0.41759999999999997,64679.384826243389,56.011409177337214]
["BNA0557a","Steinkohle",20.54,64699.92482624339,56.57522456204601]
["BNA1516","GuD",26.1,64726.024826243389,57.238354078434831]
["BNA1046b","Gasturbine",97.44,64823.464826243391,57.347786436857447]
["BNA0218","GuD",82.65,64906.114826243393,57.418155220623333]
["BNA0219","GuD",147.9,65054.014826243394,57.418155220623333]
["BNA1870","GuD",23.055,65077.069826243394,57.418155220623333]
["BNA1938","GuD",13.05,65090.119826243397,57.418155220623333]
["BNA0217","GuD",52.2,65142.319826243394,59.28209372797744]
["BNA0238a","GuD",39.15,65181.469826243396,59.28209372797744]
["BNA0395","GuD",51.33,65232.799826243398,59.28209372797744]
["BNA1399","GuD",33.06,65265.859826243395,59.28209372797744]
["BNA1336","GuD",73.08,65338.939826243397,59.669893014742399]
["BNA0012b","GuD",9.57,65348.509826243397,59.865751240381258]
["BNA1131","GuD",12.18,65360.689826243397,61.274579718597359]
["BNA0018","Gasturbine",70.47,65431.159826243398,61.533622000738276]
["BNA0221a","Gasturbine",56.289000000000001,65487.448826243395,61.533622000738276]
["BNA0221b","Gasturbine",58.029000000000003,65545.477826243397,62.037422952088846]
["BNA0856","GuD",23.055,65568.53282624339,62.110587826549768]
["BNA0017","Gasturbine",49.589999999999996,65618.122826243387,62.549680213791333]
["BNA0574a","Gasturbine",48.72,65666.842826243388,62.549680213791333]
["BNA1042","Gasturbine",47.85,65714.692826243394,62.549680213791333]
["BNA0016","Gasturbine",43.5,65758.192826243394,63.600429843179768]
["BNA0137","Gasturbine",21.75,65779.942826243394,66.979553391808167]
["BNA0491","Braunkohle",86.24,65866.182826243399,67.167699743661004]
["BNA1397a","Gasturbine",13.484999999999999,65879.6678262434,70.087285979103456]
["BNA1397b","Gasturbine",16.704000000000001,65896.371826243398,70.087285979103456]
["BNA1397c","Gasturbine",13.484999999999999,65909.856826243398,70.087285979103456]
["BNA1397d","Gasturbine",9.048,65918.904826243393,70.087285979103456]
["BNA1397e","Gasturbine",29.231999999999999,65948.136826243397,70.087285979103456]
["BNA1331","Steinkohle",15.002099999999999,65963.138926243395,76.783371176127346]
["BNA0318","Öl",21.0885,65984.227426243393,102.74393031650004]
["BNA0894e","Öl",50.15,66034.377426243387,102.74393031650004]
["BNA0894c","Öl",90.1,66124.477426243393,106.54470932257621]
["BNA0894d","Öl",90.1,66214.577426243399,106.54470932257621]
["BNA1166","Öl",4.08,66218.657426243401,106.84887275001878]
["BNA0547","Öl",82.534999999999997,66301.192426243404,107.32240718074254]
["BNA0596","Öl",78.625,66379.817426243404,107.32240718074254]
["BNA1083","Öl",51,66430.817426243404,107.32240718074254]
["BNA1280","Öl",76.5,66507.317426243404,107.32240718074254]
["BNA0755a","GuD",34.799999999999997,66542.117426243407,107.43383850129199]
["BNA0369","Öl",14.45,66556.567426243404,107.46248940364208]
["BNA0516","Öl",38.25,66594.817426243404,107.46248940364208]
["BNA0517","Öl",21.25,66616.067426243404,107.46248940364208]
["BNA1293d","Öl",0.64600000000000002,66616.713426243397,107.46248940364208]
["BNA0894b","Öl",29.324999999999999,66646.038426243394,107.77197338446661]
["BNA1337d","Öl",0.442,66646.48042624339,108.71131625881677]
[null,"Öl",426.97950307376175,67073.459929317149,109.02811424781328]
["BNA1212","Öl",9.69,67083.149929317151,109.66733385874707]
["BNA0373","Öl",102,67185.149929317151,111.87407993601033]
["BNA1007b","Öl",8.9249999999999989,67194.074929317154,112.98036233005035]
["BNA1227","Öl",9.69,67203.764929317156,112.98036233005035]
["BNA0083","Öl",156.4,67360.16492931715,113.32280992127374]
["BNA0766","Öl",73.95,67434.114929317147,114.7138044713824]
["BNA0759","Öl",74.8,67508.91492931715,115.06695293247364]
["BNA0894a","Öl",23.8,67532.714929317153,115.06695293247364]
["BNA1007a","Öl",20.399999999999999,67553.114929317147,116.83289773131355]
["BNA1894","Sonstige",8.6019999999999985,67561.716929317146,117.54954709889593]
[null,"Sonstige",477.09446849999995,68038.811397817146,117.54954709889593]
["BNA1526","Öl",37.824999999999996,68076.636397817143,118.72294501364267]
["BNA0427","Öl",19.872999999999998,68096.50939781715,122.25604660468838]
["BNA0428","Öl",19.872999999999998,68116.382397817157,122.25604660468838]
["BNA0429","Öl",19.872999999999998,68136.255397817164,122.25604660468838]
["BNA0430","Öl",19.872999999999998,68156.12839781717,122.25604660468838]
["BNA1004","Öl",115.6,68271.728397817176,123.20966342614085]
["BNA1092","Öl",42.5,68314.228397817176,128.21194813816805]
["BNA0141","Öl",73.099999999999994,68387.328397817182,129.26195151962594]
["BNA0937","Öl",19.805,68407.133397817175,130.32943255019899]
["BNA0938","Öl",19.805,68426.938397817168,130.32943255019899]
["BNA0939b","Öl",19.805,68446.743397817161,130.32943255019899]
["BNA1060","Öl",47.6,68494.343397817167,131.41483127399022]
["BNA0222","Öl",73.27,68567.613397817171,132.51860263242895]
["BNA1015","Öl",42.924999999999997,68610.538397817174,132.51860263242895]
["BNA1016","Öl",42.924999999999997,68653.463397817177,132.51860263242895]
["BNA0085b","Öl",28.9,68682.363397817171,133.64121710007277]
["BNA0662b","Sonstige",143.922,68826.285397817177,143.44944645420614]

{"sheet":"Backend II","index":8,"n_rows":1004,"n_cols":10,"rows_kept":1004,"cut":false,"hidden":true,"merged":[]}
["Power","Erneuerbare Energien","Abfall","Kernenergie","Braunkohle","Steinkohle","GuD","Gasturbine","Öl","Sonstige"]
[0,0,1,0,0,0,0,0,0,0]
[1581.5359250000001,0,1,0,0,0,0,0,0,0]
[1581.5359250000001,0,0,17.866700000000002,0,0,0,0,0,0]
[10431.415925000001,0,0,17.866700000000002,0,0,0,0,0,0]
[10431.415925000001,0,0,0,32.018099999999997,0,0,0,0,0]
[10449.279925000001,0,0,0,32.018099999999997,0,0,0,0,0]
[10449.279925000001,0,0,0,32.186799999999998,0,0,0,0,0]
[10469.713525000001,0,0,0,32.186799999999998,0,0,0,0,0]
[10469.713525000001,0,0,0,32.357399999999998,0,0,0,0,0]
[12898.513525,0,0,0,32.357399999999998,0,0,0,0,0]
[12898.513525,0,0,0,0,0,32.656999999999996,0,0,0]
[13870.738525000001,0,0,0,0,0,32.656999999999996,0,0,0]
[13870.738525000001,0,0,0,32.704500000000003,0,0,0,0,0]
[14016.906525,0,0,0,32.704500000000003,0,0,0,0,0]
[14016.906525,0,0,0,32.881,0,0,0,0,0]
[14587.146525,0,0,0,32.881,0,0,0,0,0]
[14587.146525,0,0,0,0,0,32.887799999999999,0,0,0]
[14810.736525,0,0,0,0,0,32.887799999999999,0,0,0]
[14810.736525,0,0,0,33.0595,0,0,0,0,0]
[15363.376525,0,0,0,33.0595,0,0,0,0,0]
[15363.376525,0,0,0,0,0,33.122,0,0,0]
[15397.567524999999,0,0,0,0,0,33.122,0,0,0]
[15397.567524999999,0,0,0,0,0,33.3598,0,0,0]
[16085.337324999999,0,0,0,0,0,33.3598,0,0,0]
[16085.337324999999,0,0,0,0,0,33.846200000000003,0,0,0]
[16153.197324999999,0,0,0,0,0,33.846200000000003,0,0,0]
[16153.197324999999,0,0,0,0,0,34.094999999999999,0,0,0]
[17255.052325000001,0,0,0,0,0,34.094999999999999,0,0,0]
[17255.052325000001,0,0,0,34.1751,0,0,0,0,0]
[18085.772325000002,0,0,0,34.1751,0,0,0,0,0]
[18085.772325000002,0,0,0,0,0,34.347700000000003,0,0,0]
[18281.957325000003,0,0,0,0,0,34.347700000000003,0,0,0]
[18281.957325000003,0,0,0,34.564799999999998,0,0,0,0,0]
[19821.517325000004,0,0,0,34.564799999999998,0,0,0,0,0]
[19821.517325000004,0,0,0,0,0,34.604300000000002,0,0,0]
[20891.617325000007,0,0,0,0,0,34.604300000000002,0,0,0]
[20891.617325000007,0,0,0,34.763199999999998,0,0,0,0,0]
[21726.737325000006,0,0,0,34.763199999999998,0,0,0,0,0]
[21726.737325000006,0,0,0,0,0,34.865000000000002,0,0,0]
[22089.527325000006,0,0,0,0,0,34.865000000000002,0,0,0]
[22089.527325000006,0,0,0,34.963999999999999,0,0,0,0,0]
[22749.527325000006,0,0,0,34.963999999999999,0,0,0,0,0]
[22749.527325000006,0,0,0,0,0,35.129800000000003,0,0,0]
[23445.527325000006,0,0,0,0,0,35.129800000000003,0,0,0]
[23445.527325000006,0,0,0,35.167200000000001,0,0,0,0,0]
[24105.527325000006,0,0,0,35.167200000000001,0,0,0,0,0]
[24105.527325000006,0,0,0,35.372900000000001,0,0,0,0,0]
[26534.327325000009,0,0,0,35.372900000000001,0,0,0,0,0]
[26534.327325000009,0,0,0,0,0,35.398800000000001,0,0,0]
[27623.749155000012,0,0,0,0,0,35.398800000000001,0,0,0]
[27623.749155000012,0,0,0,35.581200000000003,0,0,0,0,0]
[27641.349155000011,0,0,0,35.581200000000003,0,0,0,0,0]
[27641.349155000011,0,0,0,0,0,35.672199999999997,0,0,0]
[28062.777155000011,0,0,0,0,0,35.672199999999997,0,0,0]
[28062.777155000011,0,0,0,35.792099999999998,0,0,0,0,0]
[28499.25715500001,0,0,0,35.792099999999998,0,0,0,0,0]
[28499.25715500001,0,0,0,0,0,35.950000000000003,0,0,0]
[28637.665455000009,0,0,0,0,0,35.950000000000003,0,0,0]
[28637.665455000009,0,0,0,36.005600000000001,0,0,0,0,0]
[29067.369455000011,0,0,0,36.005600000000001,0,0,0,0,0]
[29067.369455000011,0,0,0,0,36.121200000000002,0,0,0,0]
[29091.859455000013,0,0,0,0,36.121200000000002,0,0,0,0]
[29091.859455000013,0,0,0,0,0,36.232399999999998,0,0,0]
[29104.735455000013,0,0,0,0,0,36.232399999999998,0,0,0]
[29104.735455000013,0,0,0,36.440800000000003,0,0,0,0,0]
[29117.495455000011,0,0,0,36.440800000000003,0,0,0,0,0]
[29117.495455000011,0,0,0,0,0,36.519500000000001,0,0,0]
[29235.641455000012,0,0,0,0,0,36.519500000000001,0,0,0]
[29235.641455000012,0,0,0,36.662500000000001,0,0,0,0,0]
[29255.207375000013,0,0,0,36.662500000000001,0,0,0,0,0]
[29255.207375000013,0,0,0,0,0,36.811300000000003,0,0,0]
[30529.061375000016,0,0,0,0,0,36.811300000000003,0,0,0]
[30529.061375000016,0,0,0,36.887099999999997,0,0,0,0,0]
[30558.541375000015,0,0,0,36.887099999999997,0,0,0,0,0]
[30558.541375000015,0,0,0,0,37.079599999999999,0,0,0,0]
[30636.751375000014,0,0,0,0,37.079599999999999,0,0,0,0]
[30636.751375000014,0,0,0,0,0,37.107999999999997,0,0,0]
[30800.833375000013,0,0,0,0,0,37.107999999999997,0,0,0]
[30800.833375000013,0,0,0,37.114600000000003,0,0,0,0,0]
[31005.697375000014,0,0,0,37.114600000000003,0,0,0,0,0]
[31005.697375000014,0,0,0,0,0,37.409799999999997,0,0,0]
[31039.627375000015,0,0,0,0,0,37.409799999999997,0,0,0]
[31039.627375000015,0,0,0,0,0,37.716700000000003,0,0,0]
[31461.577375000015,0,0,0,0,0,37.716700000000003,0,0,0]
[31461.577375000015,0,0,0,0,0,38.0289,0,0,0]
[32145.310375000012,0,0,0,0,0,38.0289,0,0,0]
[32145.310375000012,0,0,0,38.297800000000002,0,0,0,0,0]
[32153.494375000013,0,0,0,38.297800000000002,0,0,0,0,0]
[32153.494375000013,0,0,0,0,0,38.346600000000002,0,0,0]
[32431.894375000014,0,0,0,0,0,38.346600000000002,0,0,0]
[32431.894375000014,0,0,0,0,38.442599999999999,0,0,0,0]
[32457.964375000014,0,0,0,0,38.442599999999999,0,0,0,0]
[32457.964375000014,0,0,0,0,0,38.669800000000002,0,0,0]
[32918.629375000019,0,0,0,0,0,38.669800000000002,0,0,0]
[32918.629375000019,0,0,0,0,38.799799999999998,0,0,0,0]
[32952.836375000021,0,0,0,0,38.799799999999998,0,0,0,0]
[32952.836375000021,0,0,0,0,0,38.998699999999999,0,0,0]
[32985.992075000024,0,0,0,0,0,38.998699999999999,0,0,0]
[32985.992075000024,0,0,0,0,39.163800000000002,0,0,0,0]
[33040.028075000024,0,0,0,0,39.163800000000002,0,0,0,0]
[33040.028075000024,0,0,0,0,39.245699999999999,0,0,0,0]
[35547.488075000023,0,0,0,0,39.245699999999999,0,0,0,0]
[35547.488075000023,0,0,0,39.302700000000002,0,0,0,0,0]
[35587.088075000021,0,0,0,39.302700000000002,0,0,0,0,0]
[35587.088075000021,0,0,0,0,0,39.333500000000001,0,0,0]
[35597.006075000019,0,0,0,0,0,39.333500000000001,0,0,0]
[35597.006075000019,0,0,0,0,39.451900000000002,0,0,0,0]
[36953.199075000019,0,0,0,0,39.451900000000002,0,0,0,0]
[36953.199075000019,0,0,0,0,39.660400000000003,0,0,0,0]
[38461.309075000019,0,0,0,0,39.660400000000003,0,0,0,0]
[38461.309075000019,0,0,0,0,0,40.0214,0,0,0]
[38468.878075000022,0,0,0,0,0,40.0214,0,0,0]
[38468.878075000022,0,0,0,0,40.084299999999999,0,0,0,0]
[38841.75807500002,0,0,0,0,40.084299999999999,0,0,0,0]
[38841.75807500002,0,0,0,40.093400000000003,0,0,0,0,0]
[39373.278075000017,0,0,0,40.093400000000003,0,0,0,0,0]
[39373.278075000017,0,0,0,40.3645,0,0,0,0,0]
[40484.718075000019,0,0,0,40.3645,0,0,0,0,0]
[40484.718075000019,0,0,0,0,40.517600000000002,0,0,0,0]
[41726.598075000024,0,0,0,0,40.517600000000002,0,0,0,0]
[41726.598075000024,0,0,0,40.639299999999999,0,0,0,0,0]
[42310.038075000026,0,0,0,40.639299999999999,0,0,0,0,0]
[42310.038075000026,0,0,0,0,40.960799999999999,0,0,0,0]
[42586.538075000026,0,0,0,0,40.960799999999999,0,0,0,0]
[42586.538075000026,0,0,0,0,41.186100000000003,0,0,0,0]
[42851.978075000028,0,0,0,0,41.186100000000003,0,0,0,0]
[42851.978075000028,0,0,0,41.200899999999997,0,0,0,0,0]
[43369.418075000031,0,0,0,41.200899999999997,0,0,0,0,0]
[43369.418075000031,0,0,0,0,41.414000000000001,0,0,0,0]
[44018.798075000028,0,0,0,0,41.414000000000001,0,0,0,0]
[44018.798075000028,0,0,0,0,41.877800000000001,0,0,0,0]
[44563.898075000026,0,0,0,0,41.877800000000001,0,0,0,0]
[44563.898075000026,0,0,0,0,0,42.070399999999999,0,0,0]
[44605.658075000028,0,0,0,0,0,42.070399999999999,0,0,0]
[44605.658075000028,0,0,0,42.374200000000002,0,0,0,0,0]
[44867.018075000029,0,0,0,42.374200000000002,0,0,0,0,0]
[44867.018075000029,0,0,0,0,42.593800000000002,0,0,0,0]
[44964.188075000027,0,0,0,0,42.593800000000002,0,0,0,0]
[44964.188075000027,0,0,0,42.6785,0,0,0,0,0]
[45246.668075000031,0,0,0,42.6785,0,0,0,0,0]
[45246.668075000031,0,0,0,0,0,42.934399999999997,0,0,0]
[45254.672075000031,0,0,0,0,0,42.934399999999997,0,0,0]
[45254.672075000031,0,0,0,0,0,43.0608,0,0,0]
[45258.413075000033,0,0,0,0,0,43.0608,0,0,0]
[45258.413075000033,0,0,0,0,0,43.188000000000002,0,0,0]
[45275.508575000029,0,0,0,0,0,43.188000000000002,0,0,0]
[45275.508575000029,0,0,0,43.301000000000002,0,0,0,0,0]
[45817.588575000031,0,0,0,43.301000000000002,0,0,0,0,0]
[45817.588575000031,0,0,0,0,0,43.316000000000003,0,0,0]
[45989.805075000018,0,0,0,0,0,43.316000000000003,0,0,0]
[45989.805075000018,0,0,0,0,0,43.454000000000001,0,0,0]
[46098.555075000018,0,0,0,0,0,43.454000000000001,0,0,0]
[46098.555075000018,0,0,0,0,43.588900000000002,0,0,0,0]
[46109.141075000021,0,0,0,0,43.588900000000002,0,0,0,0]
[46109.141075000021,0,0,0,43.619399999999999,0,0,0,0,0]
[46150.501075000022,0,0,0,43.619399999999999,0,0,0,0,0]
[46150.501075000022,0,0,0,0,0,43.8735,0,0,0]
[47029.375075000025,0,0,0,0,0,43.8735,0,0,0]
[47029.375075000025,0,0,0,0,44.104599999999998,0,0,0,0]
[47435.435075000023,0,0,0,0,44.104599999999998,0,0,0,0]
[47435.435075000023,0,0,0,0,44.1569,0,0,0,0]
[47479.32747500002,0,0,0,0,44.1569,0,0,0,0]
[47479.32747500002,0,0,0,0,44.367199999999997,0,0,0,0]
[48181.637475000025,0,0,0,0,44.367199999999997,0,0,0,0]
[48181.637475000025,0,0,0,0,44.633000000000003,0,0,0,0]
[48600.890475000029,0,0,0,0,44.633000000000003,0,0,0,0]
[48600.890475000029,0,0,0,0,0,44.640500000000003,0,0,0]
[48639.692475000033,0,0,0,0,0,44.640500000000003,0,0,0]
[48639.692475000033,0,0,0,0,0,44.7776,0,0,0]
[48651.872475000033,0,0,0,0,0,44.7776,0,0,0]
[48651.872475000033,0,0,0,0,44.902200000000001,0,0,0,0]
[48914.705475000032,0,0,0,0,44.902200000000001,0,0,0,0]
[48914.705475000032,0,0,0,0,45.174700000000001,0,0,0,0]
[49048.926475000029,0,0,0,0,45.174700000000001,0,0,0,0]
[49048.926475000029,0,0,0,0,45.450699999999998,0,0,0,0]
[49479.081475000035,0,0,0,0,45.450699999999998,0,0,0,0]
[49479.081475000035,0,0,0,0,0,45.639099999999999,0,0,0]
[49861.881475000038,0,0,0,0,0,45.639099999999999,0,0,0]
[49861.881475000038,0,0,0,0,45.7301,0,0,0,0]
[50425.546475000039,0,0,0,0,45.7301,0,0,0,0]
[50425.546475000039,0,0,0,0,46.013100000000001,0,0,0,0]
[51339.576475000038,0,0,0,0,46.013100000000001,0,0,0,0]
[51339.576475000038,0,0,0,0,0,46.051600000000001,0,0,0]
[51351.060475000035,0,0,0,0,0,46.051600000000001,0,0,0]
[51351.060475000035,0,0,0,0,0,46.578200000000002,0,0,0]
[51764.310475000035,0,0,0,0,0,46.578200000000002,0,0,0]
[51764.310475000035,0,0,0,0,46.59,0,0,0,0]
[52038.440475000039,0,0,0,0,46.59,0,0,0,0]
[52038.440475000039,0,0,0,0,0,0,46.792700000000004,0,0]
[52055.405475000036,0,0,0,0,0,0,46.792700000000004,0,0]
[52055.405475000036,0,0,0,0,46.884099999999997,0,0,0,0]
[52090.955475000039,0,0,0,0,46.884099999999997,0,0,0,0]
[52090.955475000039,0,0,0,0,0,47.062899999999999,0,0,0]
[53241.965475000034,0,0,0,0,0,47.062899999999999,0,0,0]
[53241.965475000034,0,0,0,0,0,0,47.3718,0,0]
[53352.646875000035,0,0,0,0,0,0,47.3718,0,0]
[53352.646875000035,0,0,0,0,47.483899999999998,0,0,0,0]
[53879.102875000041,0,0,0,0,47.483899999999998,0,0,0,0]
[53879.102875000041,0,0,0,0,0,47.558199999999999,0,0,0]
[53893.022875000039,0,0,0,0,0,47.558199999999999,0,0,0]
[53893.022875000039,0,0,0,0,47.7898,0,0,0,0]
[54459.452875000039,0,0,0,0,47.7898,0,0,0,0]
[54459.452875000039,0,0,0,0,0,48.0075,0,0,0]
[54768.302875000038,0,0,0,0,0,48.0075,0,0,0]
[54768.302875000038,0,0,0,0,0,48.064300000000003,0,0,0]
[54805.712875000041,0,0,0,0,0,48.064300000000003,0,0,0]
[54805.712875000041,0,0,0,0,48.099699999999999,0,0,0,0]
[54835.92405500004,0,0,0,0,48.099699999999999,0,0,0,0]
[54835.92405500004,0,0,0,0,48.413800000000002,0,0,0,0]
[55075.294055000042,0,0,0,0,48.413800000000002,0,0,0,0]
[55075.294055000042,0,0,0,0,0,48.604999999999997,0,0,0]
[55134.324425000043,0,0,0,0,0,48.604999999999997,0,0,0]
[55134.324425000043,0,0,0,0,0,48.7333,0,0,0]
[55325.898425000043,0,0,0,0,0,48.7333,0,0,0]
[55325.898425000043,0,0,0,0,0,48.862400000000001,0,0,0]
[55825.548125000045,0,0,0,0,0,48.862400000000001,0,0,0]
[55825.548125000045,0,0,0,0,0,49.122599999999998,0,0,0]
[55931.775125000051,0,0,0,0,0,49.122599999999998,0,0,0]
[55931.775125000051,0,0,0,0,0,49.170200000000001,0,0,0]
[56055.271625000045,0,0,0,0,0,49.170200000000001,0,0,0]
[56055.271625000045,0,0,0,0,0,0,49.200400000000002,0,0]
[56682.541625000042,0,0,0,0,0,0,49.200400000000002,0,0]
[56682.541625000042,0,0,0,0,0,49.253799999999998,0,0,0]
[56987.40963500004,0,0,0,0,0,49.253799999999998,0,0,0]
[56987.40963500004,0,0,0,0,49.381900000000002,0,0,0,0]
[57585.439635000039,0,0,0,0,49.381900000000002,0,0,0,0]
[57585.439635000039,0,0,0,0,0,49.3857,0,0,0]
[57669.403335000046,0,0,0,0,0,49.3857,0,0,0]
[57669.403335000046,0,0,0,0,0,49.5184,0,0,0]
[57680.365335000046,0,0,0,0,0,49.5184,0,0,0]
[57680.365335000046,0,0,0,0,0,49.651699999999998,0,0,0]
[58304.329335000046,0,0,0,0,0,49.651699999999998,0,0,0]
[58304.329335000046,0,0,0,0,0,0,49.842399999999998,0,0]
[58331.038335000048,0,0,0,0,0,0,49.842399999999998,0,0]
[58331.038335000048,0,0,0,0,0,49.920699999999997,0,0,0]
[58341.913335000048,0,0,0,0,0,49.920699999999997,0,0,0]
[58341.913335000048,0,0,0,0,0,50.056399999999996,0,0,0]
[58442.833335000047,0,0,0,0,0,50.056399999999996,0,0,0]
[58442.833335000047,0,0,0,0,0,50.192799999999998,0,0,0]
[58464.596385000048,0,0,0,0,0,50.192799999999998,0,0,0]
[58464.596385000048,0,0,0,0,0,50.329900000000002,0,0,0]
[58568.456985000048,0,0,0,0,0,50.329900000000002,0,0,0]
[58568.456985000048,0,0,0,0,50.390599999999999,0,0,0,0]
[58630.866985000051,0,0,0,0,50.390599999999999,0,0,0,0]
[58630.866985000051,0,0,0,0,0,50.4679,0,0,0]
[58714.386985000056,0,0,0,0,0,50.4679,0,0,0]
[58714.386985000056,0,0,0,0,0,50.6066,0,0,0]
[58720.859785000059,0,0,0,0,0,50.6066,0,0,0]
[58720.859785000059,0,0,0,0,0,50.746099999999998,0,0,0]
[58829.174785000061,0,0,0,0,0,50.746099999999998,0,0,0]
[58829.174785000061,0,0,0,0,0,50.886400000000002,0,0,0]
[58896.251785000059,0,0,0,0,0,50.886400000000002,0,0,0]
[58896.251785000059,0,0,0,0,0,51.027500000000003,0,0,0]
[58942.100785000068,0,0,0,0,0,51.027500000000003,0,0,0]
[58942.100785000068,0,0,0,0,51.0869,0,0,0,0]
[59029.000785000069,0,0,0,0,51.0869,0,0,0,0]
[59029.000785000069,0,0,0,0,0,51.169400000000003,0,0,0]
[59071.282785000069,0,0,0,0,0,51.169400000000003,0,0,0]
[59071.282785000069,0,0,0,0,0,0,51.179200000000002,0,0]
[59196.562785000067,0,0,0,0,0,0,51.179200000000002,0,0]
[59196.562785000067,0,0,0,0,0,51.312100000000001,0,0,0]
[59368.039785000066,0,0,0,0,0,51.312100000000001,0,0,0]
[59368.039785000066,0,0,0,0,51.442500000000003,0,0,0,0]
[59387.623885000066,0,0,0,0,51.442500000000003,0,0,0,0]
[59387.623885000066,0,0,0,0,0,51.4557,0,0,0]
[59470.030285000066,0,0,0,0,0,51.4557,0,0,0]
[59470.030285000066,0,0,0,0,0,0,51.524900000000002,0,0]
[59478.730285000063,0,0,0,0,0,0,51.524900000000002,0,0]
[59478.730285000063,0,0,0,0,0,51.600099999999998,0,0,0]
[59659.690285000062,0,0,0,0,0,51.600099999999998,0,0,0]
[59659.690285000062,0,0,0,0,0,51.7453,0,0,0]
[59712.325285000064,0,0,0,0,0,51.7453,0,0,0]
[59712.325285000064,0,0,0,0,51.8033,0,0,0,0]
[60082.835285000067,0,0,0,0,51.8033,0,0,0,0]
[60082.835285000067,0,0,0,0,0,51.891399999999997,0,0,0]
[60285.19728500006,0,0,0,0,0,51.891399999999997,0,0,0]
[60285.19728500006,0,0,0,0,0,52.0383,0,0,0]
[60397.949285000061,0,0,0,0,0,52.0383,0,0,0]
[60397.949285000061,0,0,0,0,52.169199999999996,0,0,0,0]
[60670.499285000064,0,0,0,0,52.169199999999996,0,0,0,0]
[60670.499285000064,0,0,0,0,0,52.186,0,0,0]
[60686.924015000062,0,0,0,0,0,52.186,0,0,0]
[60686.924015000062,0,0,0,0,0,0,52.230800000000002,0,0]
[60743.474015000065,0,0,0,0,0,0,52.230800000000002,0,0]
[60743.474015000065,0,0,0,0,0,52.334699999999998,0,0,0]
[60753.479015000063,0,0,0,0,0,52.334699999999998,0,0,0]
[60753.479015000063,0,0,0,0,0,52.484200000000001,0,0,0]
[60762.440015000066,0,0,0,0,0,52.484200000000001,0,0,0]
[60762.440015000066,0,0,0,0,0,0,52.591200000000001,0,0]
[60786.974015000065,0,0,0,0,0,0,52.591200000000001,0,0]
[60786.974015000065,0,0,0,0,0,52.634599999999999,0,0,0]
[60847.613015000061,0,0,0,0,0,52.634599999999999,0,0,0]
[60847.613015000061,0,0,0,0,0,52.785899999999998,0,0,0]
[60900.240185000061,0,0,0,0,0,52.785899999999998,0,0,0]
[60900.240185000061,0,0,0,0,0,0,52.956699999999998,0,0]
[60904.677185000059,0,0,0,0,0,0,52.956699999999998,0,0]
[60904.677185000059,0,0,0,0,0,0,53.327399999999997,0,0]
[60909.114185000057,0,0,0,0,0,0,53.327399999999997,0,0]
[60909.114185000057,0,0,0,0,0,53.400100000000002,0,0,0]
[60941.304185000059,0,0,0,0,0,53.400100000000002,0,0,0]
[60941.304185000059,0,0,0,53.537199999999999,0,0,0,0,0]
[60954.504185000056,0,0,0,53.537199999999999,0,0,0,0,0]
[60954.504185000056,0,0,0,0,0,0,53.703400000000002,0,0]
[60961.812185000061,0,0,0,0,0,0,53.703400000000002,0,0]
[60961.812185000061,0,0,0,0,0,53.712699999999998,0,0,0]
[60968.319785000058,0,0,0,0,0,53.712699999999998,0,0,0]
[60968.319785000058,0,0,0,0,0,53.8705,0,0,0]
[60990.069785000058,0,0,0,0,0,53.8705,0,0,0]
[60990.069785000058,0,0,0,0,0,54.029200000000003,0,0,0]
[61004.076785000056,0,0,0,0,0,54.029200000000003,0,0,0]
[61004.076785000056,0,0,0,0,0,0,54.084899999999998,0,0]
[61044.966785000055,0,0,0,0,0,0,54.084899999999998,0,0]
[61044.966785000055,0,0,0,0,0,54.188800000000001,0,0,0]
[61102.108385000058,0,0,0,0,0,54.188800000000001,0,0,0]
[61102.108385000058,0,0,0,0,0,0,54.471899999999998,0,0]
[61110.982385000061,0,0,0,0,0,0,54.471899999999998,0,0]
[61110.982385000061,0,0,0,0,54.481499999999997,0,0,0,0]
[61192.352385000064,0,0,0,0,54.481499999999997,0,0,0,0]
[61192.352385000064,0,0,0,0,0,54.511099999999999,0,0,0]
[61195.832385000067,0,0,0,0,0,54.511099999999999,0,0,0]
[61195.832385000067,0,0,0,0,0,54.673699999999997,0,0,0]
[61213.580385000067,0,0,0,0,0,54.673699999999997,0,0,0]
[61213.580385000067,0,0,0,0,0,0,54.864699999999999,0,0]
[64319.155571243391,0,0,0,0,0,0,54.864699999999999,0,0]
[64319.155571243391,0,0,0,0,0,55.001899999999999,0,0,0]
[64328.725571243391,0,0,0,0,0,55.001899999999999,0,0,0]
[64328.725571243391,0,0,0,55.051900000000003,0,0,0,0,0]
[64387.68557124339,0,0,0,55.051900000000003,0,0,0,0,0]
[64387.68557124339,0,0,0,0,0,55.334200000000003,0,0,0]
[64400.735571243393,0,0,0,0,0,55.334200000000003,0,0,0]
[64400.735571243393,0,0,0,0,0,55.502000000000002,0,0,0]
[64420.832571243394,0,0,0,0,0,55.502000000000002,0,0,0]
[64420.832571243394,0,0,0,0,0,55.670699999999997,0,0,0]
[64647.902571243394,0,0,0,0,0,55.670699999999997,0,0,0]
[64647.902571243394,0,0,0,0,0,55.840499999999999,0,0,0]
[64668.858870243392,0,0,0,0,0,55.840499999999999,0,0,0]
[64668.858870243392,0,0,0,0,0,56.011400000000002,0,0,0]
[64679.384826243389,0,0,0,0,0,56.011400000000002,0,0,0]
[64679.384826243389,0,0,0,0,56.575200000000002,0,0,0,0]
[64699.92482624339,0,0,0,0,56.575200000000002,0,0,0,0]
[64699.92482624339,0,0,0,0,0,57.238399999999999,0,0,0]
[64726.024826243389,0,0,0,0,0,57.238399999999999,0,0,0]
[64726.024826243389,0,0,0,0,0,0,57.347799999999999,0,0]
[64823.464826243391,0,0,0,0,0,0,57.347799999999999,0,0]
[64823.464826243391,0,0,0,0,0,57.418199999999999,0,0,0]
[65090.119826243397,0,0,0,0,0,57.418199999999999,0,0,0]
[65090.119826243397,0,0,0,0,0,59.2821,0,0,0]
[65265.859826243395,0,0,0,0,0,59.2821,0,0,0]
[65265.859826243395,0,0,0,0,0,59.669899999999998,0,0,0]
[65338.939826243397,0,0,0,0,0,59.669899999999998,0,0,0]
[65338.939826243397,0,0,0,0,0,59.8658,0,0,0]
[65348.509826243397,0,0,0,0,0,59.8658,0,0,0]
[65348.509826243397,0,0,0,0,0,61.2746,0,0,0]
[65360.689826243397,0,0,0,0,0,61.2746,0,0,0]
[65360.689826243397,0,0,0,0,0,0,61.5336,0,0]
[65487.448826243395,0,0,0,0,0,0,61.5336,0,0]
[65487.448826243395,0,0,0,0,0,0,62.037399999999998,0,0]
[65545.477826243397,0,0,0,0,0,0,62.037399999999998,0,0]
[65545.477826243397,0,0,0,0,0,62.110599999999998,0,0,0]
[65568.53282624339,0,0,0,0,0,62.110599999999998,0,0,0]
[65568.53282624339,0,0,0,0,0,0,62.549700000000001,0,0]
[65714.692826243394,0,0,0,0,0,0,62.549700000000001,0,0]
[65714.692826243394,0,0,0,0,0,0,63.6004,0,0]
[65758.192826243394,0,0,0,0,0,0,63.6004,0,0]
[65758.192826243394,0,0,0,0,0,0,66.979600000000005,0,0]
[65779.942826243394,0,0,0,0,0,0,66.979600000000005,0,0]
[65779.942826243394,0,0,0,67.167699999999996,0,0,0,0,0]
[65866.182826243399,0,0,0,67.167699999999996,0,0,0,0,0]
[65866.182826243399,0,0,0,0,0,0,70.087299999999999,0,0]
[65948.136826243397,0,0,0,0,0,0,70.087299999999999,0,0]
[65948.136826243397,0,0,0,0,76.7834,0,0,0,0]
[65963.138926243395,0,0,0,0,76.7834,0,0,0,0]
[65963.138926243395,0,0,0,0,0,0,0,102.7439,0]
[66034.377426243387,0,0,0,0,0,0,0,102.7439,0]
[66034.377426243387,0,0,0,0,0,0,0,106.54470000000001,0]
[66214.577426243399,0,0,0,0,0,0,0,106.54470000000001,0]
[66214.577426243399,0,0,0,0,0,0,0,106.8489,0]
[66218.657426243401,0,0,0,0,0,0,0,106.8489,0]
[66218.657426243401,0,0,0,0,0,0,0,107.3224,0]
[66507.317426243404,0,0,0,0,0,0,0,107.3224,0]
[66507.317426243404,0,0,0,0,0,107.43380000000001,0,0,0]
[66542.117426243407,0,0,0,0,0,107.43380000000001,0,0,0]
[66542.117426243407,0,0,0,0,0,0,0,107.46250000000001,0]
[66616.713426243397,0,0,0,0,0,0,0,107.46250000000001,0]
[66616.713426243397,0,0,0,0,0,0,0,107.77200000000001,0]
[66646.038426243394,0,0,0,0,0,0,0,107.77200000000001,0]
[66646.038426243394,0,0,0,0,0,0,0,108.71129999999999,0]
[66646.48042624339,0,0,0,0,0,0,0,108.71129999999999,0]
[66646.48042624339,0,0,0,0,0,0,0,109.02809999999999,0]
[67073.459929317149,0,0,0,0,0,0,0,109.02809999999999,0]
[67073.459929317149,0,0,0,0,0,0,0,109.6673,0]
[67083.149929317151,0,0,0,0,0,0,0,109.6673,0]
[67083.149929317151,0,0,0,0,0,0,0,111.8741,0]
[67185.149929317151,0,0,0,0,0,0,0,111.8741,0]
[67185.149929317151,0,0,0,0,0,0,0,112.9804,0]
[67203.764929317156,0,0,0,0,0,0,0,112.9804,0]
[67203.764929317156,0,0,0,0,0,0,0,113.3228,0]
[67360.16492931715,0,0,0,0,0,0,0,113.3228,0]
[67360.16492931715,0,0,0,0,0,0,0,114.71380000000001,0]
[67434.114929317147,0,0,0,0,0,0,0,114.71380000000001,0]
[67434.114929317147,0,0,0,0,0,0,0,115.06699999999999,0]
[67532.714929317153,0,0,0,0,0,0,0,115.06699999999999,0]
[67532.714929317153,0,0,0,0,0,0,0,116.8329,0]
[67553.114929317147,0,0,0,0,0,0,0,116.8329,0]
[67553.114929317147,0,0,0,0,0,0,0,0,117.54949999999999]
[68038.811397817146,0,0,0,0,0,0,0,0,117.54949999999999]
[68038.811397817146,0,0,0,0,0,0,0,118.7229,0]
[68076.636397817143,0,0,0,0,0,0,0,118.7229,0]
[68076.636397817143,0,0,0,0,0,0,0,122.256,0]
[68156.12839781717,0,0,0,0,0,0,0,122.256,0]
[68156.12839781717,0,0,0,0,0,0,0,123.2097,0]
[68271.728397817176,0,0,0,0,0,0,0,123.2097,0]
[68271.728397817176,0,0,0,0,0,0,0,128.21190000000001,0]
[68314.228397817176,0,0,0,0,0,0,0,128.21190000000001,0]
[68314.228397817176,0,0,0,0,0,0,0,129.262,0]
[68387.328397817182,0,0,0,0,0,0,0,129.262,0]
[68387.328397817182,0,0,0,0,0,0,0,130.32939999999999,0]
[68446.743397817161,0,0,0,0,0,0,0,130.32939999999999,0]
[68446.743397817161,0,0,0,0,0,0,0,131.41480000000001,0]
[68494.343397817167,0,0,0,0,0,0,0,131.41480000000001,0]
[68494.343397817167,0,0,0,0,0,0,0,132.51859999999999,0]
[68653.463397817177,0,0,0,0,0,0,0,132.51859999999999,0]
[68653.463397817177,0,0,0,0,0,0,0,133.6412,0]
[68682.363397817171,0,0,0,0,0,0,0,133.6412,0]
[68682.363397817171,0,0,0,0,0,0,0,0,143.4494]
[68826.285397817177,0,0,0,0,0,0,0,0,143.4494]
[]
[]
[]
[]
[]
[]
[]
[]
[]
[]
[]
[]
[]
[]
[]
[]
[]
[]
[]
[]
[]
[]
[]
[]
[]
[]
[]
[]
[]
[]
[]
[]
[]
[]
[]
[]
[]
[]
[]
[]
[]
[]
[]
[]
[]
[]
[]
[]
[]
[]
[]
[]
[]
[]
[]
[]
[]
[]
[]
[]
[]
[]
[]
[]
[]
[]
[]
[]
[]
[]
[]
[]
[]
[]
[]
[]
[]
[]
[]
[]
[]
[]
[]
[]
[]
[]
[]
[]
[]
[]
[]
[]
[]
[]
[]
[]
[]
[]
[]
[]
[]
[]
[]
[]
[]
[]
[]
[]
[]
[]
[]
[]
[]
[]
[]
[]
[]
[]
[]
[]
[]
[]
[]
[]
[]
[]
[]
[]
[]
[]
[]
[]
[]
[]
[]
[]
[]
[]
[]
[]
[]
[]
[]
[]
[]
[]
[]
[]
[]
[]
[]
[]
[]
[]
[]
[]
[]
[]
[]
[]
[]
[]
[]
[]
[]
[]
[]
[]
[]
[]
[]
[]
[]
[]
[]
[]
[]
[]
[]
[]
[]
[]
[]
[]
[]
[]
[]
[]
[]
[]
[]
[]
[]
[]
[]
[]
[]
[]
[]
[]
[]
[]
[]
[]
[]
[]
[]
[]
[]
[]
[]
[]
[]
[]
[]
[]
[]
[]
[]
[]
[]
[]
[]
[]
[]
[]
[]
[]
[]
[]
[]
[]
[]
[]
[]
[]
[]
[]
[]
[]
[]
[]
[]
[]
[]
[]
[]
[]
[]
[]
[]
[]
[]
[]
[]
[]
[]
[]
[]
[]
[]
[]
[]
[]
[]
[]
[]
[]
[]
[]
[]
[]
[]
[]
[]
[]
[]
[]
[]
[]
[]
[]
[]
[]
[]
[]
[]
[]
[]
[]
[]
[]
[]
[]
[]
[]
[]
[]
[]
[]
[]
[]
[]
[]
[]
[]
[]
[]
[]
[]
[]
[]
[]
[]
[]
[]
[]
[]
[]
[]
[]
[]
[]
[]
[]
[]
[]
[]
[]
[]
[]
[]
[]
[]
[]
[]
[]
[]
[]
[]
[]
[]
[]
[]
[]
[]
[]
[]
[]
[]
[]
[]
[]
[]
[]
[]
[]
[]
[]
[]
[]
[]
[]
[]
[]
[]
[]
[]
[]
[]
[]
[]
[]
[]
[]
[]
[]
[]
[]
[]
[]
[]
[]
[]
[]
[]
[]
[]
[]
[]
[]
[]
[]
[]
[]
[]
[]
[]
[]
[]
[]
[]
[]
[]
[]
[]
[]
[]
[]
[]
[]
[]
[]
[]
[]
[]
[]
[]
[]
[]
[]
[]
[]
[]
[]
[]
[]
[]
[]
[]
[]
[]
[]
[]
[]
[]
[]
[]
[]
[]
[]
[]
[]
[]
[]
[]
[]
[]
[]
[]
[]
[]
[]
[]
[]
[]
[]
[]
[]
[]
[]
[]
[]
[]
[]
[]
[]
[]
[]
[]
[]
[]
[]
[]
[]
[]
[]
[]
[]
[]
[]
[]
[]
[]
[]
[]
[]
[]
[]
[]
[]
[]
[]
[]
[]
[]
[]
[]
[]
[]
[]
[]
[]
[]
[]
[]
[]
[]
[]
[]
[]
[]
[]
[]
[]
[]
[]
[]
[]
[]
[]
[]
[]
[]
[]
[]
[]
[]
[]
[]
[]
[]
[]
[]
[]
[]
[]
[]
[]
[]
[]
[]
[]
[]
[]
[]
[]
[]
[]
[]
[]
[]
[]
[]
[]
[]
[]
[]
[]
[]
[]
[]
[]
[]
[]
[]
[]
[]
[]
[]
[]
[]
[]
[213.88529999999969,0,0,0,0,0,0,0,0,34]
[213.88529999999969,0,0,0,0,0,0,0,0,169.32]
[214.1552999999997,0,0,0,0,0,0,0,0,169.32]
[214.1552999999997,0,0,0,0,0,0,0,0,36]

{"sheet":"Kraftwerksliste Backend","index":9,"n_rows":553,"n_cols":12,"rows_kept":553,"cut":false,"hidden":true,"merged":[]}
[]
[]
[null,null," EWI Merit-Order Tool 2020"]
[]
[null,null," Kraftwerksliste",null,null,null,null,null,null,null,null,{"$f":"Impressum!F5","v":"Version 2020.1.1 "}]
[]
[null,null,"Kurze Erläuterung der Liste und der grundsätzlichen Datenquellen"]
[]
[]
[null,null,"Teil der Merit-Order?","Kraftwerksnummer Bundesnetzagentur","Unternehmen","Kraftwerksname","Blockname","Aufnahme der kommerziellen Stromerzeugung ","Zuordnung Kraftwerkstyp","Effizienz","Mittlere verfügbare\nNetto-Nennleistung [MW]","Grenzkosten [EUR/MWHel]"]
[null,null,"Nein","(optional)","(optional)","(optional)","(optional)","(optional)","(notwendig)","(notwendig)",0,0]
[null,null,"Nein","(optional)","(optional)","(optional)","(optional)","(optional)","(notwendig)","(notwendig)",0,0]
[null,null,"Nein","(optional)","(optional)","(optional)","(optional)","(optional)","(notwendig)","(notwendig)",0,0]
[null,null,"Nein","(optional)","(optional)","(optional)","(optional)","(optional)","(notwendig)","(notwendig)",0,0]
[null,null,"Nein","(optional)","(optional)","(optional)","(optional)","(optional)","(notwendig)","(notwendig)",0,0]
[null,null,"Nein","(optional)","(optional)","(optional)","(optional)","(optional)","(notwendig)","(notwendig)",0,0]
[null,null,"Nein","(optional)","(optional)","(optional)","(optional)","(optional)","(notwendig)","(notwendig)",0,0]
[null,null,"Nein","(optional)","(optional)","(optional)","(optional)","(optional)","(notwendig)","(notwendig)",0,0]
[null,null,"Nein","(optional)","(optional)","(optional)","(optional)","(optional)","(notwendig)","(notwendig)",0,0]
[null,null,"Nein","(optional)","(optional)","(optional)","(optional)","(optional)","(notwendig)","(notwendig)",0,0]
[null,null,"Ja","BNA0084","Vattenfall Wärme Berlin AG","Reuter","Reuter M","30.10.1998","Abfall",0.33,30.599999999999998,1]
[null,null,"Ja","BNA0088b","Solvay Chemicals GmbH","Dampfturbinenanlage der EBS-Kessel",null,"16.10.2009","Abfall",0.33,29.75,1]
[null,null,"Ja","BNA0097","MVA Bielefeld-Herford GmbH","MVA Bielefeld","Linien 1 - 3","01.07.1981","Abfall",0.33,28.9,1]
[null,null,"Ja","BNA0117a","Energie- und Wasserversorgung Bonn/Rhein-Sieg GmbH","Heizkraftwerk Karlstraße","Heizkraftwerk Karlstraße","01.07.1990","Abfall",0.33,10.199999999999999,1]
[null,null,"Ja","BNA0139","swb Entsorgung GmbH & Co. KG","KW Hafen","MKK",2009,"Abfall",0.33,28.05,1]
[null,null,"Ja","BNA0223b","Stadtwerke Düsseldorf AG","DT","Flingern T1","17.04.2000","Abfall",0.33,45.645000000000003,1]
[null,null,"Ja","BNA0237","Progroup Power 1 GmbH","EBS-Heizkraftwerk",null,"10.02.2011","Abfall",0.33,19.974999999999998,1]
[null,null,"Ja","BNA0287a","Mainova AG","MHKW Frankfurt","T 3 (nur alleiniger Betrieb, kein gemeinsamer Betrieb mit T 7 möglich)","01.01.1969","Abfall",0.33,22.099999999999998,1]
[null,null,"Ja","BNA0287b","Mainova AG","MHKW Frankfurt","T 7 (nur alleiniger Betrieb, kein gemeinsamer Betrieb mit T 3 möglich)","01.01.2006","Abfall",0.33,39.524999999999999,1]
[null,null,"Ja","BNA0380","EEW Energy from Waste Großräschen GmbH","EEW Großräschen",null,"01.12.2007","Abfall",0.33,19.805,1]
[null,null,"Ja","BNA0398","MVR Müllverwertung Rugenberger Damm GmbH & Co. KG","MVR Müllverwertung Rugenberger Damm GmbH & Co. KG",null,"12.08.1999","Abfall",0.33,20.399999999999999,1]
[null,null,"Ja","BNA0407","Enertec Hameln GmbH","Enertec Hameln","Linien 1,3,4","07.10.1913","Abfall",0.33,11.219999999999999,1]
[null,null,"Ja","BNA0417","EEW Energy from Waste Hannover GmbH","EEW Energy from Waste Hannover GmbH","Hannover","01.06.2005","Abfall",0.33,19.125,1]
[null,null,"Ja","BNA0438","EEW Energy from Waste Helmstedt GmbH","TRV Buschhaus","Linie 1-3","31.03.1999","Abfall",0.33,31.875,1]
[null,null,"Ja","BNA0519","RWE Generation SE","Karnap","B","16.03.1987","Abfall",0.33,32.299999999999997,1]
[null,null,"Ja","BNA0590","MVV Energie AG","TREA Leuna","Linie 1","26.08.2005","Abfall",0.33,13.8125,1]
[null,null,"Ja","BNA0591","MVV Energie AG","TREA Leuna","Linie 2","19.06.2007","Abfall",0.33,13.8125,1]
[null,null,"Ja","BNA0599","AVEA Entsorgungsbetriebe GmbH & Co. KG",null,"entfällt","03.05.2011","Abfall",0.33,9.86,1]
[null,null,"Ja","BNA0622","Müllheizkraftwerk Rothensee GmbH","MHKW Rothensee","Block 1","17.07.2005","Abfall",0.33,24.82,1]
[null,null,"Ja","BNA0623","Müllheizkraftwerk Rothensee GmbH","MHKW Rothensee","Block 2","08.09.2006","Abfall",0.33,24.82,1]
[null,null,"Ja","BNA0640","MVV Energie AG","HKW Mannheim","Turbine 3","13.10.2006","Abfall",0.33,7.3525,1]
[null,null,"Ja","BNA0641a","MVV Energie AG","HKW Mannheim","Turbine 60","07.01.2010","Abfall",0.33,18.785,1]
[null,null,"Ja","BNA0641b","MVV Energie AG","HKW Mannheim","Turbine D.0","13.08.2012","Abfall",0.33,4.5644999999999998,1]
[null,null,"Ja","BNA0641c","MVV Energie AG","HKW Mannheim","Turbine E.0","14.06.2012","Abfall",0.33,3.298,1]
[null,null,"Ja","BNA0693","SWN Stadtwerke Neumünster GmbH","Heizkraftwerk NMS",null,"03.05.1974","Abfall",0.33,45.56,1]
[null,null,"Ja","BNA0746","N-ERGIE AG","HKW Sandreuth",null,"01.09.1996","Abfall",0.33,15.299999999999999,1]
[null,null,"Ja","BNA0750","GMVA Gemeinschafts-Müll-Verbrennungsanlage Niederrhein GmbH","GMVA Niederrhein","Ausspeisung 10/110kV (Turbine 2)","17.10.1991","Abfall",0.33,34.339999999999996,1]
[null,null,"Ja","BNA0751","GMVA Gemeinschafts-Müll-Verbrennungsanlage Niederrhein GmbH","GMVA Niederrhein","Ausspeisung 10/25kV (Turbine 1)","06.04.2006","Abfall",0.33,17.935000000000002,1]
[null,null,"Ja","BNA0845","Stadtwerke Rosenheim GmbH & Co. KG","MHKW, WKW","T1a/b, T2","01.01.1988","Abfall",0.33,7.6499999999999995,1]
[null,null,"Ja","BNA0855","Steag GmbH","IKW Rüdersdorf",null,"15.12.2009","Abfall",0.33,25.5,1]
[null,null,"Ja","BNA0895","GKS Gemeinschaftskraftwerk Schweinfurt GmbH","GKS","entfällt","01.06.1990","Abfall",0.33,20.74,1]
[null,null,"Ja","BNA0939a","EnBW Energie Baden-Württemberg AG","Restmüll-Heizkraftwerk Stuttgart-Münster","MÜN DT19 neu","01.01.2009","Abfall",0.33,16.574999999999999,1]
[null,null,"Ja","BNA0969a","SWM Services GmbH","Nord 1",1,"15.09.1991","Abfall",0.33,15.299999999999999,1]
[null,null,"Ja","BNA0969c","SWM Services GmbH","Nord 3",3,"17.05.1984","Abfall",0.33,18.7,1]
[null,null,"Ja","BNA1020","RWE Power AG","MVA Weisweiler","MVA","22.10.1996","Abfall",0.33,22.95,1]
[null,null,"Ja","BNA1108","PD energy GmbH","PD energy GmbH",null,"01.01.2010","Abfall",0.33,8.4150000000000009,1]
[null,null,"Ja","BNA1110","Zweckverband Restmüllheizkraftwerk Böblingen","Restmüllheizkraftwerk Böblingen","Müllverbrennung","03.05.1999","Abfall",0.33,8.0749999999999993,1]
[null,null,"Ja","BNA1114","swb Entsorgung GmbH & Co. KG","MHKW","MHKW","1969 / 2012","Abfall",0.33,37.4,1]
[null,null,"Ja","BNA1116","Bremerhavener Entsorgungsgesellschaft mbH","BEG",null,"18.03.1977","Abfall",0.33,11.9,1]
[null,null,"Ja","BNA1119","Zweckverband Abfallverwertung Südostbayern","MHKW Burgkirchen",null,"15.01.1994","Abfall",0.33,10.625,1]
[null,null,"Ja","BNA1139","EEW Energy from Waste Saarbrücken GmbH","TREA Breisgau",null,"15.07.2005","Abfall",0.33,11.559999999999999,1]
[null,null,"Ja","BNA1144","EEW Energy from Waste Göppingen GmbH","EEW Göppingen","Turb. Neu","01.07.1975","Abfall",0.33,9.35,1]
[null,null,"Ja","BNA1148","MHB Hamm Betriebsführungsgesellschaft mbH","MVA Hamm",null,"13.02.1986","Abfall",0.33,12.392999999999999,1]
[null,null,"Ja","BNA1154","AGR Abfallentsorgungsgesellschaft Ruhrgebiet mbH","RZR Herten I","RZR I","06.01.1982","Abfall",0.33,13.174999999999999,1]
[null,null,"Ja","BNA1155","AGR Abfallentsorgungsgesellschaft Ruhrgebiet mbH","RZR Herten II","RZR II","07.01.2009","Abfall",0.33,9.9449999999999985,1]
[null,null,"Ja","BNA1161","Zweckverband Müllverwertungsanlage Ingolstadt (MVA Ingolstadt)","MVA Ingolstadt","Müllheizkraftwerk (MHKW)","26.10.1984","Abfall",0.33,21.675000000000001,1]
[null,null,"Ja","BNA1167","Kreis Weseler Abfallgesellschaft mbH & Co. KG (KWA)","Abfallentsorgungszentrum Asdonkshof","MVA","01.04.1997","Abfall",0.33,13.6,1]
[null,null,"Ja","BNA1168","Müllheizkraftwerk Kassel GmbH","Müllheizkraftwerk",null,"17.12.1985","Abfall",0.33,12.494999999999999,1]
[null,null,"Ja","BNA1184","AVG Köln mbH","RMVA Köln","RMVA Köln","01.02.1998","Abfall",0.33,38.335000000000001,1]
[null,null,"Ja","BNA1186b","EGK Entsorgungsgesellschaft Krefeld GmbH & Co.KG","MKVA Krefeld","Turbine 4","01.01.2002","Abfall",0.33,11.73,1]
[null,null,"Ja","BNA1186c","EGK Entsorgungsgesellschaft Krefeld GmbH & Co.KG","MKVA Krefeld","Turbine 2","01.01.1976","Abfall",0.33,1.2749999999999999,1]
[null,null,"Ja","BNA1186d","EGK Entsorgungsgesellschaft Krefeld GmbH & Co.KG","MKVA Krefeld","Turbine 5","01.01.1997","Abfall",0.33,2.38,1]
[null,null,"Ja","BNA1186e","EGK Entsorgungsgesellschaft Krefeld GmbH & Co.KG","MKVA Krefeld","Turbine 1","01.01.1976","Abfall",0.33,1.2749999999999999,1]
[null,null,"Ja","BNA1190","Steag GmbH","Thermische Abfallbehandlung Lauta GmbH & Co. oHG",null,"21.07.2004","Abfall",0.33,13.344999999999999,1]
[null,null,"Ja","BNA1197","Technische Werke Ludwigshafen AG","FHKW Ludwigshafen","FHKW","01.08.1967","Abfall",0.33,23.8,1]
[null,null,"Ja","BNA1198","SUEZ Energie und Verwertung GmbH","SITA Abfallverwertung GmbH ",null,"22.06.2005","Abfall",0.33,19.55,1]
[null,null,"Ja","BNA1199","Entsorgungsgesellschaft Mainz mbH","MHKW Mainz",null,"01.12.2009","Abfall",0.33,13.26,1]
[null,null,"Ja","BNA1222","Energieversorgung Offenbach AG","Müllheizkraftwerk Offenbach",null,"01.01.1972","Abfall",0.33,12.324999999999999,1]
[null,null,"Ja","BNA1229","EEW Energy from Waste Saarbrücken GmbH","MHKW Pirmasens",null,"01.01.1999","Abfall",0.33,12.75,1]
[null,null,"Ja","BNA1232","EEW Energy from Waste Premnitz GmbH","ZWSF","ZWSF","08.01.2004","Abfall",0.33,2.125,1]
[null,null,"Ja","BNA1233","EEW Energy from Waste Premnitz GmbH","EVE","EVE","09.06.2009","Abfall",0.33,12.324999999999999,1]
[null,null,"Ja","BNA1243","Vattenfall Europe New Energy Ecopower GmbH","EBS-HKW Rostock",null,2009,"Abfall",0.33,14.45,1]
[null,null,"Ja","BNA1244","AVA Velsen GmbH","AVA Velsen",null,"07.08.1997","Abfall",0.33,13.6,1]
[null,null,"Ja","BNA1254","Zweckverband Müllverwertung Schwandorf","Müllkraftwerk Schwandorf",null,"31.08.1982","Abfall",0.33,45.9,1]
[null,null,"Ja","BNA1255","Kraftwerk Schwedt GmbH & Co. KG","Kraftwerk Schwedt GmbH & Co.KG",null,"01.04.2011","Abfall",0.33,24.564999999999998,1]
[null,null,"Ja","BNA1261","EEW Energy from Waste Stapelfeld GmbH",null,null,"01.10.1979","Abfall",0.33,13.939999999999998,1]
[null,null,"Ja","BNA1262","REMONDIS Thermische Abfallverwertung GmbH","REMONDIS Thermische Abfallverwertung GmbH",null,"21.04.2008","Abfall",0.33,20.399999999999999,1]
[null,null,"Ja","BNA1286","Zweckverband für Abfallwirtschaft Südwestthüringen (ZASt)","Restabfallbehandlungsanlage",1,"13.11.2007","Abfall",0.33,10.285,1]
[null,null,"Ja","BNA1289","AMK - Abfallentsorgungsgesellschaft des Märkischen Kreises mbH","AMK - Abfallentsorgungsgesellschaft des Märkischen Kreises mbH",null,"01.04.1981","Abfall",0.33,10.718499999999999,1]
[null,null,"Ja","BNA1291","IHKW Industrieheizkraftwerk Andernach GmbH","IHKW Andernach",null,"14.01.2008","Abfall",0.33,10.625,1]
[null,null,"Ja","BNA1295","AVA Abfallverwertung Augsburg GmbH","AVA GmbH","AHKW","16.09.1994","Abfall",0.33,8.5,1]
[null,null,"Ja","BNA1316","EKOCity GmbH","Müllheizkraftwerk",null,"01.01.1976","Abfall",0.33,25.5,1]
[null,null,"Ja","BNA1330","Steinbeis Energie GmbH","Steinbeis Energie",null,"27.09.2010","Abfall",0.33,14.45,1]
[null,null,"Ja","BNA1447a","Evonik Röhm GmbH",null,"G2","20.11.1990","Abfall",0.33,10.115,1]
[null,null,"Ja","BNA1447b","Evonik Röhm GmbH",null,"G3/Kontu","12.03.2012","Abfall",0.33,5.8650000000000002,1]
[null,null,"Ja","BNA1448","EEW Energy from Waste Saarbrücken GmbH","AHKW Neunkirchen","Linie 3 + 4","02.06.1977","Abfall",0.33,9.86,1]
[null,null,"Ja","BNA1449a","Zweckverband Abfallwirtschaft Raum Würzburg","Turbosatz 1",null,"04.06.1984","Abfall",0.33,7.3949999999999996,1]
[null,null,"Ja","BNA1449b","Zweckverband Abfallwirtschaft Raum Würzburg","Turbosatz 2",null,"09.11.1998","Abfall",0.33,10.199999999999999,1]
[null,null,"Ja","BNA1465a","B+T Energie GmbH","EBS-Kraftwerk Witzenhausen",null,"24.06.2009","Abfall",0.33,23.8,1]
[null,null,"Ja","BNA1490","EBS - Kraftwerk GmbH","EBKW Knapsack",null,"01.01.2009","Abfall",0.33,28.389999999999997,1]
[null,null,"Ja","BNA1510","Spreestromerzeugungs GmbH","Hamburger Rieger",null,"01.01.2013","Abfall",0.33,15.895,1]
[null,null,"Ja","BNA1520","ESWE BioEnergie GmbH","Biomasseheizkraftwerk Wiesbaden",null,"01.01.2014","Abfall",0.33,8.9249999999999989,1]
[null,null,"Ja","BNA1864","KÄMMERER Energie GmbH","Turbine 4",null,1962,"Abfall",0.33,8.0749999999999993,1]
[null,null,"Ja","BNA1865","KÄMMERER Energie GmbH","Turbine 5",null,1972,"Abfall",0.33,8.33,1]
[null,null,"Ja","BNA1867","AVG Köln mbH","AVG Köln","Turbosatz 2","01.05.2017","Abfall",0.33,15.299999999999999,1]
[null,null,"Ja",null,"Nicht-EEG-Anlagen < 10 MW",null,null,null,"Abfall",0.33,120.22442499999998,1]
[null,null,"Ja","BNA0157","Preussen Elektra GmbH","Brokdorf","KBR","22.12.1986","Kernenergie",0.33,1311.3,17.866666666666664]
[null,null,"Ja","BNA0251","Preussen Elektra GmbH","Grohnde","KWG","01.02.1985","Kernenergie",0.33,1264.8,17.866666666666664]
[null,null,"Ja","BNA0263","Preussen Elektra GmbH","Isar 2","KKI 2","09.04.1988","Kernenergie",0.33,1311.3,17.866666666666664]
[null,null,"Ja","BNA0382","RWE Power AG","Kernkraft Gundremmingen ","C","02.11.1984","Kernenergie",0.33,1197.8399999999999,17.866666666666664]
[null,null,"Ja","BNA0607","RWE Power AG","Kernkraftwerk Emsland","KKE","19.04.1988","Kernenergie",0.33,1242.48,17.866666666666664]
[null,null,"Ja","BNA0686","EnBW Energie Baden-Württemberg AG","Gemeinschaftskernkraftwerk Neckarwestheim II","GKN II","15.04.1989","Kernenergie",0.33,1218.3,17.866666666666664]
[null,null,"Ja","BNA0802","EnBW Energie Baden-Württemberg AG","Kernkraftwerk Philippsburg 2","KKP 2","18.04.1985","Kernenergie",0.33,1303.8599999999999,17.866666666666664]
[null,null,"Ja","BNA1185","Pfeifer & Langen GmbH & Co. KG","P&L Werk Könnern","Kessel 1 und 2","31.03.2014","Braunkohle",0.43359999999999999,17.864000000000001,32.018067593466625]
[null,null,"Ja","BNA1164","Pfeifer & Langen GmbH & Co. KG","P&L Werk Jülich","Kessel 5","15.09.2013","Braunkohle",0.43120000000000003,20.433599999999998,32.186813795285545]
[null,null,"Ja","BNA1401a","RWE Power AG","BoA 2","Neurath F","08.07.2012","Braunkohle",0.42880000000000001,932.8,32.357448947124837]
[null,null,"Ja","BNA1401b","RWE Power AG","BoA 3","Neurath G","03.08.2012","Braunkohle",0.42880000000000001,932.8,32.357448947124837]
[null,null,"Ja","BNA1404","Lausitz Energie Kraftwerke AG","Boxberg","R","06.11.2012","Braunkohle",0.42880000000000001,563.20000000000005,32.357448947124837]
[null,null,"Ja","BNA1817","Stadtwerke Düsseldorf AG","GuD","GuD F","22.01.2016","GuD",0.61199999999999999,517.65,32.657011323909408]
[null,null,"Ja","BNA1819","Stadtwerke Flensburg GmbH","Heizkraftwerk FL","Block 12","01.10.2016","GuD",0.61199999999999999,67.86,32.657011323909408]
[null,null,"Ja","BNA1820","Gemeinschaftskraftwerk Bremen GmbH und Co. KG","KW Mittelsbüren","GuD MiBÜ","01.10.2016","GuD",0.61199999999999999,386.71499999999997,32.657011323909408]
[null,null,"Ja","BNA0179","eins - energie in sachsen GmbH & Co. KG","HKW Chemnitz  Nord II","Block C","15.06.1990","Braunkohle",0.42399999999999999,79.903999999999996,32.704514406903606]
[null,null,"Ja","BNA0543","RheinEnergie AG","HKW Merkenich","Block 6","16.12.2010","Braunkohle",0.42399999999999999,66.263999999999996,32.704514406903606]
[null,null,"Ja","BNA0707","RWE Power AG","Niederaußem","H","16.09.1974","Braunkohle",0.42159999999999997,570.24,32.88101069384993]
[null,null,"Ja","BNA0918b","Dow Deutschland Anlagengesellschaft mbH","Dow Stade","Cogen Dow Stade","01.01.2015","GuD",0.60750000000000004,136.59,32.887804000382808]
[null,null,"Ja","BNA0922","CIECH Energy Deutschland GmbH","GuD-Ikw Staßfurt",null,"01.10.2015","GuD",0.60750000000000004,87,32.887804000382808]
[null,null,"Ja","BNA0708","RWE Power AG","Niederaußem","G","23.10.1974","Braunkohle",0.41920000000000002,552.64,33.05952793064678]
[null,null,"Ja","BNA0256b","SWE Energie GmbH","HKW Erfurt-Ost","GT2","2014","GuD",0.60299999999999998,28.362000000000002,33.122041343669252]
[null,null,"Ja","BNA0261c","Erlanger Stadtwerke AG","HKW Erlangen","GuD 2","10.02.2014","GuD",0.60299999999999998,5.8289999999999997,33.122041343669252]
[null,null,"Ja","BNA0392b","Heizkraftwerk Halle-Trotha GmbH","HKW Halle Trotha","GuD","30.01.2013","GuD",0.59850000000000003,48.841799999999999,33.359801053020142]
[null,null,"Ja","BNA0418","enercity AG","GKL","GKL","05.11.1998","GuD",0.59850000000000003,200.1,33.359801053020142]
[null,null,"Ja","BNA0548b","Statkraft Markets GmbH","Knapsack Gas II",null,"01.07.2013","GuD",0.59850000000000003,374.1,33.359801053020142]
[null,null,"Ja","BNA1337e","DS Smith Paper Deutschland GmbH","GuD-Anlage","GuD-Anlage","28.01.2013","GuD",0.59850000000000003,40.89,33.359801053020142]
[null,null,"Ja","BNA1523b","Moritz J. Weig GmbH & Co KG","Gemeinschaftskraftwerk Weig","Block 2 (Kessel 6, GT 2, DT 3)","01.01.2013","GuD",0.59850000000000003,23.837999999999997,33.359801053020142]
[null,null,"Ja","BNA0059b","Volkswagen AG","GuD Baunatal, VW Werksgelände",null,"29.12.2011","GuD",0.58950000000000002,67.86,33.846210229402132]
[null,null,"Ja","BNA0136","Braunschweiger Versorgungs-AG & Co. KG","HKW-Mitte","GuD","30.12.2010","GuD",0.58499999999999996,64.38,34.095027231166767]
[null,null,"Ja","BNA0588","Stadtwerke Leipzig GmbH","Heizkraftwerk Leipzig-Nord",null,"15.02.1996","GuD",0.58499999999999996,145.29,34.095027231166767]
[null,null,"Ja","BNA0598b","InfraLeuna GmbH","ILK-GuD","KT1","30.04.2010","GuD",0.58499999999999996,17.399999999999999,34.095027231166767]
[null,null,"Ja","BNA0606","RWE Generation SE","Emsland","D","07.09.2010","GuD",0.58499999999999996,771.68999999999994,34.095027231166767]
[null,null,"Ja","BNA0805","Kraftwerk Platting GmbH","Kraftwerk Plattling",null,"20.04.2010","GuD",0.58499999999999996,103.095,34.095027231166767]
[null,null,"Ja","BNA0709","RWE Power AG","Niederaußem","K","30.08.2002","Braunkohle",0.40479999999999999,830.72,34.175084260195483]
[null,null,"Ja","BNA0400","Vattenfall Hamburg Wärme GmbH","GuD Tiefstack","GuD Tiefstack","02.11.2009","GuD",0.58050000000000002,110.49,34.347701860865726]
[null,null,"Ja","BNA0444","K+S AG","Wintershall","Wintershall","20.05.2009","GuD",0.58050000000000002,60.03,34.347701860865726]
[null,null,"Ja","BNA1087","Heizkraftwerk Würzburg GmbH","Heizkraftwerke an der Friedensbrücke","GTII","01.01.2009","GuD",0.58050000000000002,25.664999999999999,34.347701860865726]
[null,null,"Ja","BNA0115","Lausitz Energie Kraftwerke AG","Lippendorf","R","20.06.2000","Braunkohle",0.4,770,34.564785271317824]
[null,null,"Ja","BNA0124","Lausitz Energie Kraftwerke AG","Boxberg","Q","01.10.2000","Braunkohle",0.4,754.16,34.564785271317824]
[null,null,"Ja","BNA1461","CropEnergies Bioethanol GmbH Zeitz",null,null,"15.01.2005","Braunkohle",0.4,15.4,34.564785271317824]
[null,null,"Ja","BNA0410","Trianel Gaskraftwerk Hamm GmbH & Co. KG ","Trianel Gaskraftwerk ","Block 10","01.03.2008","GuD",0.57599999999999996,354.09,34.604324531653745]
[null,null,"Ja","BNA0411","Trianel Gaskraftwerk Hamm GmbH & Co. KG ","Trianel Gaskraftwerk ","Block 20","01.03.2008","GuD",0.57599999999999996,356.7,34.604324531653745]
[null,null,"Ja","BNA0545","RheinEnergie AG","HKW Niehl 2","GuD","26.03.2005","GuD",0.57599999999999996,359.31,34.604324531653745]
[null,null,"Ja","BNA0116","EnBW Energie Baden-Württemberg AG","Braunkohlekraftwerk Lippendorf","LIP S","01.12.1999","Braunkohle",0.39760000000000001,770,34.763164256858978]
[null,null,"Ja","BNA0183","Stadtwerke Cottbus mbH","HKW Cottbus",1,"16.12.1999","Braunkohle",0.39760000000000001,65.12,34.763164256858978]
[null,null,"Ja","BNA0442","Mark-E AG / Statkraft Markets","Cuno Heizkraftwerk Herdecke","H6","01.01.2007","GuD",0.57150000000000001,362.79,34.864988504343934]
[null,null,"Ja","BNA0915","Lausitz Energie Kraftwerke AG","Schwarze Pumpe","B","25.05.1998","Braunkohle",0.3952,660,34.963952703762985]
[null,null,"Ja","BNA0548a","Statkraft Markets GmbH","Knapsack Gas I",null,"01.01.2006","GuD",0.56699999999999995,696,35.129790000410154]
[null,null,"Ja","BNA0914","Lausitz Energie Kraftwerke AG","Schwarze Pumpe","A","15.12.1997","Braunkohle",0.39279999999999998,660,35.16719477730939]
[null,null,"Ja","BNA0785","Lausitz Energie Kraftwerke AG","KW Jänschwalde","A","01.10.1981","Braunkohle",0.39040000000000002,409.2,35.372935728809246]
[null,null,"Ja","BNA0786","Lausitz Energie Kraftwerke AG","KW Jänschwalde","B","29.11.1982","Braunkohle",0.39040000000000002,409.2,35.372935728809246]
[null,null,"Ja","BNA0787","Lausitz Energie Kraftwerke AG","KW Jänschwalde","C","01.02.1984","Braunkohle",0.39040000000000002,409.2,35.372935728809246]
[null,null,"Ja","BNA0788","Lausitz Energie Kraftwerke AG","KW Jänschwalde","D","06.10.1985","Braunkohle",0.39040000000000002,409.2,35.372935728809246]
[null,null,"Ja","BNA0878","Uniper Kraftwerke GmbH ","Schkopau","A","01.01.1996","Braunkohle",0.39040000000000002,396,35.372935728809246]
[null,null,"Ja","BNA0879","Uniper Kraftwerke GmbH ","Schkopau","B","01.01.1996","Braunkohle",0.39040000000000002,396,35.372935728809246]
[null,null,"Ja","BNA0100","Stadtwerke Bielefeld GmbH","GuD Kraftwerk Hillegossen","GuD","02.01.2005","GuD",0.5625,32.581500000000005,35.398828320413436]
[null,null,"Ja","BNA0214","Stadtwerke Duisburg AG","HKW III/B","HKW III/B","24.10.2005","GuD",0.5625,203.58,35.398828320413436]
[null,null,"Ja","BNA0261a","Erlanger Stadtwerke AG","HKW Erlangen","GuD I","14.09.2005","GuD",0.5625,18.792000000000002,35.398828320413436]
[null,null,"Ja","BNA0614b","BASF SE","Kraftwerk Mitte","GUD A 800 \nGT 11, GT 12, DT 10","12.05.2005","GuD",0.5625,432.82499999999999,35.398828320413436]
[null,null,"Ja","BNA0685","Stadtwerke Münster GmbH","Heizkraftwerk Hafen","GuD","14.12.2005","GuD",0.5625,90.601799999999997,35.398828320413436]
[null,null,"Ja","BNA0742","N-ERGIE AG","HKW Sandreuth","GuD 1","05.01.2005","GuD",0.5625,65.25,35.398828320413436]
[null,null,"Ja","BNA0743","N-ERGIE AG","HKW Sandreuth","GuD 2","05.01.2005","GuD",0.5625,65.25,35.398828320413436]
[null,null,"Ja","BNA0861a","Energie SaarLorLux AG","HKW Römerbrücke","GuD-Anlage","01.06.2005","GuD",0.5625,65.25,35.398828320413436]
[null,null,"Ja","BNA1082","WSW Energie & Wasser AG","HKW Barmen","Block 1",38716,"GuD",0.5625,76.576530000000005,35.398828320413436]
[null,null,"Ja","BNA1088","Heizkraftwerk Würzburg GmbH","Heizkraftwerke an der Friedensbrücke","GTI","01.01.2005","GuD",0.5625,38.714999999999996,35.398828320413436]
[null,null,"Ja","BNA1293a","Martinswerk GmbH","Kraftwerk","K1/TG1","01.02.1995","Braunkohle",0.38800000000000001,8.8000000000000007,35.581221929193632]
[null,null,"Ja","BNA1293b","Martinswerk GmbH","Kraftwerk","K2/TG2","01.02.1995","Braunkohle",0.38800000000000001,8.8000000000000007,35.581221929193632]
[null,null,"Ja","BNA0546","RheinEnergie AG","HKW Merkenich","GuD","27.01.2004","GuD",0.55800000000000005,93.96,35.672205968158707]
[null,null,"Ja","BNA0684a","SWM Services GmbH","Süd GT 61",2,"30.09.2004","GuD",0.55800000000000005,108.66300000000001,35.672205968158707]
[null,null,"Ja","BNA0684b","SWM Services GmbH","Süd GT 62",2,"30.09.2004","GuD",0.55800000000000005,107.79300000000001,35.672205968158707]
[null,null,"Ja","BNA0684c","SWM Services GmbH","Süd DT60",2,"30.09.2004","GuD",0.55800000000000005,111.012,35.672205968158707]
[null,null,"Ja","BNA0123","Lausitz Energie Kraftwerke AG","Boxberg","P","01.07.1980","Braunkohle",0.3856,409.2,35.792100903856664]
[null,null,"Ja","BNA1002","Mitteldeutsche Braunkohlengesellschaft mbH","Wählitz",null,"25.08.1994","Braunkohle",0.3856,27.28,35.792100903856664]
[null,null,"Ja","BNA0499","Infraserv GmbH & Co. Höchst KG","Heizkraftwerk","Block A","26.11.2003","GuD",0.55349999999999999,74.819999999999993,35.950028780907957]
[null,null,"Ja","BNA0658","Evonik Degussa GmbH","Kraftwerk III","Block 311","22.11.1973","GuD",0.55349999999999999,53.183100000000003,35.950028780907957]
[null,null,"Ja","BNA1196b","MVV Energie AG","Industriekraftwerk Ludwigshafen","GuD","01.03.2003","GuD",0.55349999999999999,10.405200000000001,35.950028780907957]
[null,null,"Ja","BNA0122","Lausitz Energie Kraftwerke AG","Boxberg","N","01.01.1979","Braunkohle",0.38319999999999999,409.2,36.005621368807752]
[null,null,"Ja","BNA1400a","Südzucker AG, Werk Zeitz","EZ1","WSK","01.09.1993","Braunkohle",0.38319999999999999,20.504000000000001,36.005621368807752]
[null,null,"Ja","BNA0270","Stadtwerke Flensburg GmbH","Heizkraftwerk FL","Block 11","02.06.1992","Steinkohle",0.504,24.490000000000002,36.121198012796839]
[null,null,"Ja","BNA1334","CR3-Kaffeeveredelung M. Hermsen GmbH","KWK-Anlage","GT 1-3, DT","1993 und 2002","GuD",0.54900000000000004,12.876000000000001,36.232406065997367]
[null,null,"Ja","BNA1141","Pfeifer & Langen GmbH & Co. KG","P&L Werk Euskirchen","Kessel 4 / 6","01.12.1991","Braunkohle",0.37840000000000001,12.76,36.440787813232376]
[null,null,"Ja","BNA0172a","Wacker Chemie AG","Burghausen 01 - GT",null,"27.07.2001","GuD",0.54449999999999998,104.4,36.519450744228756]
[null,null,"Ja","BNA1183","RheinEnergie AG","HKW Merheim","GuD","08.03.2001","GuD",0.54449999999999998,13.746,36.519450744228756]
[null,null,"Ja",null,"Nicht-EEG-Anlagen < 10 MW",null,null,null,"Braunkohle",0.376,19.565920000000002,36.662537522678534]
[null,null,"Ja","BNA0105","envia THERM GmbH","GuD Bitterfeld",null,"04.08.2000","GuD",0.54,92.22,36.811279500430658]
[null,null,"Ja","BNA0199","RWE Generation SE","Dormagen","GuD","01.07.2000","GuD",0.54,509.82,36.811279500430658]
[null,null,"Ja","BNA0220","Stadtwerke Düsseldorf AG","GuD","AGuD","28.07.2000","GuD",0.54,87,36.811279500430658]
[null,null,"Ja","BNA0397","ThyssenKrupp Steel Europe AG","Duisburg Hamborn 5","Block 5","01.01.2003","GuD",0.54,195.75,36.811279500430658]
[null,null,"Ja","BNA0626","Kraftwerke Mainz-Wiesbaden AG","Kraftwerk Mainz","KW3","23.05.2000","GuD",0.54,377.75399999999996,36.811279500430658]
[null,null,"Ja","BNA1450","DREWSEN SPEZIALPAPIERE GmbH & Co. KG","GUD-Anlage DREWSEN",null,"01.09.2000","GuD",0.54,11.31,36.811279500430658]
[null,null,"Ja","BNA0523","Städtische Werke Energie + Wärme GmbH","FKK",null,"21.12.1989","Braunkohle",0.37359999999999999,29.48,36.88713626479425]
[null,null,"Ja","BNA0271","Stadtwerke Flensburg GmbH","Heizkraftwerk FL","Block 10","23.01.1989","Steinkohle",0.49049999999999999,26.07,37.079579609479325]
[null,null,"Ja","BNA0498","Infraserv GmbH & Co. Höchst KG","Heizkraftwerk","Block B","21.08.1989","Steinkohle",0.49049999999999999,52.14,37.079579609479325]
[null,null,"Ja","BNA0256a","SWE Energie GmbH","HKW Erfurt-Ost","GT1","17.12.1999","GuD",0.53549999999999998,66.554999999999993,37.108012941610752]
[null,null,"Ja","BNA0857","Opel Automobile GmbH ","GuD-Anlage Rüsselsheim","M120","10.09.1999","GuD",0.53549999999999998,97.527000000000001,37.108012941610752]
[null,null,"Ja","BNA0177","eins - energie in sachsen GmbH & Co. KG","HKW Chemnitz  Nord II","Block B","01.09.1988","Braunkohle",0.37119999999999997,49.983999999999995,37.114639300989033]
[null,null,"Ja","BNA0292","RWE Power AG","Frechen/Wachtberg","Frechen/Wachtberg","01.01.1959","Braunkohle",0.37119999999999997,154.88,37.114639300989033]
[null,null,"Ja","BNA0592","InfraLeuna GmbH","GuD Leuna",null,"01.10.1998","GuD",0.53100000000000003,33.93,37.409775763149824]
[null,null,"Ja","BNA0615","BASF SE","Kraftwerk Süd","GUD C 200\nGT 1, GT 2, DT 1","14.07.1997","GuD",0.52649999999999997,356.7,37.716696923518633]
[null,null,"Ja","BNA0688","Neubrandenburger Stadtwerke GmbH","GuD-HKW Neubrandenburg",null,"16.05.1997","GuD",0.52649999999999997,65.25,37.716696923518633]
[null,null,"Ja","BNA0073","Vattenfall Wärme Berlin AG","Mitte","GuD Mitte","30.12.1996","GuD",0.52200000000000002,386.28,38.028909828031715]
[null,null,"Ja","BNA0504","TEAG Thüringer Energie AG","HKW Jena","HKW Jena","26.09.1996","GuD",0.52200000000000002,158.34,38.028909828031715]
[null,null,"Ja","BNA0848","Stadtwerke Rostock AG","GuD Marienehe",null,"13.06.1996","GuD",0.52200000000000002,93.96,38.028909828031715]
[null,null,"Ja","BNA1279","Basell Polyolefine GmbH","Gasturbine","D290","03.07.1996","GuD",0.52200000000000002,45.152999999999999,38.028909828031715]
[null,null,"Ja","BNA1511a","Papierfabrik Schoellershammer H. A. Schoeller Söhne GmbH & Co KG","Kessel 4",null,"25.03.1983","Braunkohle",0.35920000000000002,8.1840000000000011,38.297756426857262]
[null,null,"Ja","BNA0207","DREWAG Stadtwerke Dresden GmbH","HKW Dresden-Nossener Brücke","HKW Dresden-Nossener Brücke \n(3 GT + 1 DT, Sammelschiene)","28.09.1995","GuD",0.51749999999999996,226.2,38.346552522188517]
[null,null,"Ja","BNA0755b","Kraftwerk Obernburg GmbH","Obernburg",1,"01.01.1995","GuD",0.51749999999999996,52.2,38.346552522188517]
[null,null,"Ja","BNA0272","Stadtwerke Flensburg GmbH","Heizkraftwerk FL","Block 9","01.10.1985","Steinkohle",0.47249999999999998,26.07,38.442611213649968]
[null,null,"Ja","BNA0088a","Solvay Chemicals GmbH","Industriekraftwerk Bernburg (IKB)",null,"30.12.1994","GuD",0.51300000000000001,122.235,38.669767895190169]
[null,null,"Ja","BNA0130","Uniper Kraftwerke GmbH ","Kirchmöser",null,"01.01.1994","GuD",0.51300000000000001,139.19999999999999,38.669767895190169]
[null,null,"Ja","BNA0593","InfraLeuna GmbH","ILK-GuD","GT1","01.07.1994","GuD",0.51300000000000001,30.45,38.669767895190169]
[null,null,"Ja","BNA0594","TOTAL Raffinerie Mitteldeutschland GmbH","ILK-GuD","GT2","01.07.1994","GuD",0.51300000000000001,30.45,38.669767895190169]
[null,null,"Ja","BNA0595","InfraLeuna GmbH","ILK-GuD","GT3","01.07.1994","GuD",0.51300000000000001,32.19,38.669767895190169]
[null,null,"Ja","BNA0893","BASF Schwarzheide GmbH","GuD Schwarzheide",null,"01.10.1994","GuD",0.51300000000000001,106.14,38.669767895190169]
[null,null,"Ja","BNA0138","Braunschweiger Versorgungs-AG & Co. KG","HKW-Mitte","Block 1 ","10.07.1984","Steinkohle",0.46800000000000003,34.207000000000001,38.799751706088905]
[null,null,"Ja","BNA1086","Heizkraftwerk Würzburg GmbH","Heizkraftwerke an der Friedensbrücke","TSII","01.01.1993","GuD",0.50849999999999995,21.75,38.998703894262654]
[null,null,"Ja","BNA1329","Kübler & Niethammer Papierfabrik Kriebstein AG","K&N PFK AG EV","GT / GDT","02.04.1993","GuD",0.50849999999999995,11.4057,38.998703894262654]
[null,null,"Ja","BNA0662a","Evonik Degussa GmbH","Kraftwerk I ","Block 5 ","15.10.1983","Steinkohle",0.46350000000000002,54.036000000000008,39.163826965371328]
[null,null,"Ja","BNA0646b","Grosskraftwerk Mannheim AG","GKM ","Block 9","02.05.2015","Steinkohle",0.46250000000000002,665.97,39.245694699350501]
[null,null,"Ja","BNA1558","Vattenfall Heizkraftwerk Moorburg GmbH","Moorburg B","B","28.02.2015","Steinkohle",0.46250000000000002,632,39.245694699350501]
[null,null,"Ja","BNA1673","Vattenfall Heizkraftwerk Moorburg GmbH","Moorburg A","A","31.08.2015","Steinkohle",0.46250000000000002,632,39.245694699350501]
[null,null,"Ja","BNA1674","ENGIE Deutschland AG","Kraftwerk Wilhelmshaven","Kraftwerk Wilhelmshaven","30.10.2015","Steinkohle",0.46250000000000002,577.49,39.245694699350501]
[null,null,"Ja","BNA1486","ROMONTA GmbH","Grubenheizkraftwerk",null,"01.07.1979","Braunkohle",0.34960000000000002,39.6,39.302729143384234]
[null,null,"Ja","BNA1523a","Moritz J. Weig GmbH & Co KG","Gemeinschaftskraftwerk Weig","Block 1 (Kessel2, GT 1, DT 2)","01.01.1992","GuD",0.504,9.918000000000001,39.333513750461421]
[null,null,"Ja","BNA0144","swb Erzeugung AG & Co. KG","KW Hastedt","Block 15","01.03.2014","Steinkohle",0.46,94.01,39.451921300977411]
[null,null,"Ja","BNA0413c","RWE Generation SE","Westfalen","E","02.07.2014","Steinkohle",0.46,603.32300000000009,39.451921300977411]
[null,null,"Ja","BNA0518b","EnBW Energie Baden-Württemberg AG","Rheinhafen-Dampfkraftwerk","RDK 8","01.07.2014","Steinkohle",0.46,658.86,39.451921300977411]
[null,null,"Ja","BNA0216b","STEAG-EVN Walsum 10 Kraftwerksgesellsellschaft mbH","KW Walsum","Walsum 10","20.12.2013","Steinkohle",0.45750000000000002,572.75,39.660401745245039]
[null,null,"Ja","BNA0450","Steag GmbH","KW Herne","Herne 4","25.07.1989","Steinkohle",0.45750000000000002,354.71000000000004,39.660401745245039]
[null,null,"Ja","BNA1508","Trianel Kohlekraftwerk Lünen GmbH & Co. KG","Trianel Kohlekraftwerk Lünen",null,"01.01.2013","Steinkohle",0.45750000000000002,580.65,39.660401745245039]
[null,null,"Ja","BNA0597","InfraLeuna GmbH","ILK-GuD","DT1","01.07.1994","GuD",0.495,7.5689999999999991,40.021395818651627]
[null,null,"Ja","BNA1093","ENGIE Deutschland AG","Zolling","Zolling Block 5","01.01.1985","Steinkohle",0.45250000000000001,372.88,40.084273587733939]
[null,null,"Ja","BNA0700","RWE Power AG","Neurath","E","22.02.1976","Braunkohle",0.34239999999999998,531.52,40.093440737520822]
[null,null,"Ja","BNA0699","RWE Power AG","Neurath","D","24.06.1975","Braunkohle",0.34,534.16,40.364453260373907]
[null,null,"Ja","BNA1028","RWE Power AG","Weisweiler","H","18.01.1975","Braunkohle",0.34,577.28,40.364453260373907]
[null,null,"Ja","BNA0434","EnBW Energie Baden-Württemberg AG","Heizkraftwerk Heilbronn","HLB 7","01.12.1985","Steinkohle",0.44750000000000001,614.62,40.51761742670304]
[null,null,"Ja","BNA0493","RWE Generation SE","Ibbenbüren","B","19.06.1985","Steinkohle",0.44750000000000001,627.26,40.51761742670304]
[null,null,"Ja","BNA1027","RWE Power AG","Weisweiler","G","14.02.1974","Braunkohle",0.33760000000000001,583.44000000000005,40.639319041845759]
[null,null,"Ja","BNA0147","ENGIE Deutschland AG","Farge","Farge","01.01.1969","Steinkohle",0.4425,276.5,40.960754346778778]
[null,null,"Ja","BNA0019","EnBW Energie Baden-Württemberg AG","Heizkraftwerk Altbach/Deizisau","ALT HKW 2 (DT Solobetrieb)","01.01.1997","Steinkohle",0.44,265.44,41.186099541930929]
[null,null,"Ja","BNA0696","RWE Power AG","Neurath","A","14.10.1972","Braunkohle",0.33279999999999998,258.72000000000003,41.200943835718547]
[null,null,"Ja","BNA0697","RWE Power AG","Neurath","B","30.06.1972","Braunkohle",0.33279999999999998,258.72000000000003,41.200943835718547]
[null,null,"Ja","BNA0518a","EnBW Energie Baden-Württemberg AG","Rheinhafen-Dampfkraftwerk","RDK 7","21.06.1985","Steinkohle",0.4375,408.43,41.414020110741966]
[null,null,"Ja","BNA0644","Grosskraftwerk Mannheim AG","GKM ","Block 6","26.12.2005","Steinkohle",0.4375,201.45000000000002,41.414020110741966]
[null,null,"Ja","BNA0861b","Energie SaarLorLux AG","HKW Römerbrücke","Kohleanlage","01.07.1989","Steinkohle",0.4375,39.5,41.414020110741966]
[null,null,"Ja","BNA0464","Kraftwerk Mehrum GmbH","KWM","Block3","01.06.1979","Steinkohle",0.4325,545.1,41.877766007975978]
[null,null,"Ja","BNA0284","Stadtwerke Frankfurt (Oder) GmbH","Heizkraftwerk FFO","Block1-GuD-EK","30.09.1997","GuD",0.47,41.76,42.070406234537359]
[null,null,"Ja","BNA0705","RWE Power AG","Niederaußem","D","31.05.1968","Braunkohle",0.32319999999999999,261.36,42.374239197175527]
[null,null,"Ja","BNA1075a","Volkswagen AG","HKW Nord","Generator A","01.05.2000","Steinkohle",0.42499999999999999,48.585000000000001,42.593844231646138]
[null,null,"Ja","BNA1075b","Volkswagen AG","HKW Nord","Generator B","01.05.2000","Steinkohle",0.42499999999999999,48.585000000000001,42.593844231646138]
[null,null,"Ja","BNA1026","RWE Power AG","Weisweiler","F","04.09.1967","Braunkohle",0.32079999999999997,282.48,42.678535251019738]
[null,null,"Ja","BNA0842b","Stadtwerke Rosenheim GmbH & Co. KG","Gasmotor 4","Gasmotor 4","10.04.2013","GuD",0.4602,8.0039999999999996,42.934356649788263]
[null,null,"Ja","BNA0843","Stadtwerke Rosenheim GmbH & Co. KG","Gasmotor 5","Gasmotor 5","20.12.2012","GuD",0.45879999999999999,3.7409999999999997,43.060791042355184]
[null,null,"Ja","BNA0832","FairEnergie GmbH","BHKW-Hauffstraße","Motorenanlage","21.02.2011","GuD",0.45739999999999997,8.5608000000000004,43.187999410215475]
[null,null,"Ja","BNA0842a","Stadtwerke Rosenheim GmbH & Co. KG","Gasmotore","Gasmotore 1-3","01.08.2011","GuD",0.45739999999999997,8.5347000000000008,43.187999410215475]
[null,null,"Ja","BNA0712","RWE Power AG","Niederaußem","C","27.06.1965","Braunkohle",0.316,259.60000000000002,43.300994014326363]
[null,null,"Ja","BNA1025","RWE Power AG","Weisweiler","E","02.12.1965","Braunkohle",0.316,282.48,43.300994014326363]
[null,null,"Ja","BNA1553","Gunvor Raffinerie Ingolstadt GmbH",null,null,"24.08.2012","GuD",0.45600000000000002,20.271000000000001,43.315988882088938]
[null,null,"Ja","BNA1556","Sachsenmilch Leppersdorf GmbH",null,null,"09.05.2014","GuD",0.45600000000000002,31.32,43.315988882088938]
[null,null,"Ja","BNA1557","Volkswagen Sachsen GmbH ",null,null,"13.02.2014","GuD",0.45600000000000002,11.223000000000001,43.315988882088938]
[null,null,"Ja","BNA1671","Kronos Titan GmbH",null,null,"03.03.2014","GuD",0.45600000000000002,14.877000000000001,43.315988882088938]
[null,null,"Ja","BNA1810","Exxon Mobil Production Deutschland GmbH",null,null,"31.07.2014","GuD",0.45600000000000002,26.274000000000001,43.315988882088938]
[null,null,"Ja","BNA1911","DREWAG Stadtwerke Dresden GmbH","HKW Dresden-Nord","HKW Dresden-Nord","07.12.2018","GuD",0.45600000000000002,10.005000000000001,43.315988882088938]
[null,null,"Ja","BNA1925","ENGIE Deutschland GmbH","HKW Lusan",null,"18.12.2018","GuD",0.45600000000000002,15.051,43.315988882088938]
[null,null,"Ja","BNA1926","ENGIE Deutschland GmbH","HKW Tinz",null,"18.12.2018","GuD",0.45600000000000002,19.183500000000002,43.315988882088938]
[null,null,"Ja","BNA1927","TEAG Thüringer Energie AG","GM","GM","04.12.2018","GuD",0.45600000000000002,8.6999999999999993,43.315988882088938]
[null,null,"Ja","BNA1934","BMW AG","KWK Landshut","KWK Landshut","09.01.2019","GuD",0.45600000000000002,15.312000000000001,43.315988882088938]
[null,null,"Ja","BNA0531","Energieservice Westfalen Weser GmbH","KW Kirchlengern",null,"16.01.1981","GuD",0.45450000000000002,108.75,43.453995446056233]
[null,null,"Ja","BNA0510b","SWK Stadtwerke Kaiserslautern, Versorgungs-AG","HKW Karcherstr.",20,"26.11.1996","Steinkohle",0.41499999999999998,10.586,43.588876622770144]
[null,null,"Ja","BNA1097","Smurfit Kappa Zülpich Papier GmbH","Kohlekraftwerk","K06","30.06.1964","Braunkohle",0.31359999999999999,17.16,43.619368968517634]
[null,null,"Ja","BNA1451","Venator Germany GmbH","HKW Sachtleben",null,"30.06.1964","Braunkohle",0.31359999999999999,24.2,43.619368968517634]
[null,null,"Ja","BNA0485","Hüttenwerke Krupp Mannesmann GmbH","Huckingen","A","17.01.1976","GuD",0.45,263.61,43.873535400516786]
[null,null,"Ja","BNA0486","Hüttenwerke Krupp Mannesmann GmbH","Huckingen","B","27.03.1977","GuD",0.45,263.61,43.873535400516786]
[null,null,"Ja","BNA0616b","BASF SE","Kraftwerk Nord","S 300\nVT 1, VT 2, NT 7","11.05.1964","GuD",0.45,76.125,43.873535400516786]
[null,null,"Ja","BNA0683a","SWM Services GmbH","Süd DT1",1,"08.10.1980","GuD",0.45,69.338999999999999,43.873535400516786]
[null,null,"Ja","BNA0683b","SWM Services GmbH","Süd GT3",1,"20.08.1980","GuD",0.45,85.173000000000002,43.873535400516786]
[null,null,"Ja","BNA0683c","SWM Services GmbH","Süd GT2",1,"22.07.1980","GuD",0.45,85.173000000000002,43.873535400516786]
[null,null,"Ja","BNA0800","Heizkraftwerk Pforzheim GmbH","Heizkraftwerk Pforzheim GmbH","Kombiblock/GuD","14.11.1980","GuD",0.45,35.844000000000001,43.873535400516786]
[null,null,"Ja","BNA0849","EnBW Energie Baden-Württemberg AG","KNG Kraftwerk Rostock","Rostock","01.10.1994","Steinkohle",0.41,406.06,44.1045946303649]
[null,null,"Ja","BNA0660","Evonik Degussa GmbH","Kraftwerk I  ","Block 4 ","01.06.1971","Steinkohle",0.40949999999999998,43.892400000000002,44.156859092673045]
[null,null,"Ja","BNA0402","Vattenfall Hamburg Wärme GmbH","Tiefstack","Tiefstack","01.03.1993","Steinkohle",0.40749999999999997,153.26000000000002,44.367199505397814]
[null,null,"Ja","BNA0403","Vattenfall Wärme Berlin AG","Wedel","Wedel 2","23.07.1962","Steinkohle",0.40749999999999997,97.17,44.367199505397814]
[null,null,"Ja","BNA0404","Vattenfall Wärme Berlin AG","Wedel","Wedel 1","01.01.1961","Steinkohle",0.40749999999999997,108.23,44.367199505397814]
[null,null,"Ja","BNA0646a","Grosskraftwerk Mannheim AG","GKM ","Block 8","05.04.1993","Steinkohle",0.40749999999999997,343.65000000000003,44.367199505397814]
[null,null,"Ja","BNA0377","Uniper Kraftwerke GmbH ","Staudinger",5,"01.01.1992","Steinkohle",0.40500000000000003,402.90000000000003,44.633046415924959]
[null,null,"Ja","BNA1405a","Fernwärme Ulm GmbH","Heizkraftwerk Magirusstraße",null,"17.11.1992","Steinkohle",0.40500000000000003,16.353000000000002,44.633046415924959]
[null,null,"Ja","BNA1507","Michelin Reifenwerke AG & Co. KGaA \nStandort Bad Kreuznach",null,null,"2006","GuD",0.442,9.3089999999999993,44.640477217720715]
[null,null,"Ja","BNA1866","Zweite Energieversorgungscenter Dresden-Wilschdorf GmbH & Co. KG",null,null,"01.04.2005","GuD",0.442,29.492999999999999,44.640477217720715]
[null,null,"Ja","BNA0556b","Cargill Deutschland GmbH","KWK-Anlage Krefeld VM","Gasmotor (Dieselgenerator)","01.07.1999","GuD",0.44059999999999999,12.18,44.777555447645383]
[null,null,"Ja","BNA0969b","SWM Services GmbH","Nord 2",2,"15.12.1991","Steinkohle",0.40250000000000002,262.83300000000003,44.90219577254561]
[null,null,"Ja","BNA0085a","Vattenfall Wärme Berlin AG","Moabit","Moabit A","24.11.1989","Steinkohle",0.4,70.31,45.174709496124024]
[null,null,"Ja","BNA0758","Energieversorgung Offenbach AG","Heizkraftwerk Offenbach",null,"15.02.1990","Steinkohle",0.4,42.660000000000004,45.174709496124024]
[null,null,"Ja","BNA0801","Heizkraftwerk Pforzheim GmbH","Heizkraftwerk Pforzheim GmbH","Wirbelschichtblock","18.01.1990","Steinkohle",0.4,21.251000000000001,45.174709496124024]
[null,null,"Ja","BNA0290","Mainova AG","HKW West","Block 3","01.01.1989","Steinkohle",0.39750000000000002,48.585000000000001,45.450651065282031]
[null,null,"Ja","BNA0420","enercity AG","GKH","Block1","26.01.1989","Steinkohle",0.39750000000000002,107.44,45.450651065282031]
[null,null,"Ja","BNA0421","enercity AG","GKH","Block2","21.06.1989","Steinkohle",0.39750000000000002,107.44,45.450651065282031]
[null,null,"Ja","BNA0999","Steag GmbH","Heizkraftwerk","HKV","30.11.1989","Steinkohle",0.39750000000000002,166.69,45.450651065282031]
[null,null,"Ja","BNA0745","Uniper Kraftwerke GmbH ","Franken 1",2,"01.01.1976","GuD",0.432,382.8,45.639099375538322]
[null,null,"Ja","BNA0087","Vattenfall Wärme Berlin AG","Reuter West","Reuter West E","04.08.1988","Steinkohle",0.39500000000000002,222.78,45.730085565695205]
[null,null,"Ja","BNA0216a","Steag GmbH","KW Walsum","Walsum 9","01.06.1988","Steinkohle",0.39500000000000002,292.3,45.730085565695205]
[null,null,"Ja","BNA0289b","Mainova AG","HKW West","Block 2","01.01.1988","Steinkohle",0.39500000000000002,48.585000000000001,45.730085565695205]
[null,null,"Ja","BNA0086","Vattenfall Wärme Berlin AG","Reuter West","Reuter West D","14.12.1987","Steinkohle",0.39250000000000002,222.78,46.01307974127289]
[null,null,"Ja","BNA0793","Uniper Kraftwerke GmbH ","Heyden",4,"01.01.1987","Steinkohle",0.39250000000000002,691.25,46.01307974127289]
[null,null,"Ja","BNA1528","Stadtwerke Kempen GmbH",null,null,"01.01.1990","GuD",0.42799999999999999,11.484,46.051614322973265]
[null,null,"Ja","BNA0602","RWE Generation SE","Emsland","C1","01.01.1974","GuD",0.42299999999999999,100.92,46.578229149485949]
[null,null,"Ja","BNA0605","RWE Generation SE","Emsland","C2","01.01.1974","GuD",0.42299999999999999,312.33,46.578229149485949]
[null,null,"Ja","BNA0336","Uniper Kraftwerke GmbH ","FWK Buer",null,"01.01.1985","Steinkohle",0.38750000000000001,55.300000000000004,46.590022705676411]
[null,null,"Ja","BNA1076a","Volkswagen AG","HKW West","Block 1","01.11.1985","Steinkohle",0.38750000000000001,109.41500000000001,46.590022705676411]
[null,null,"Ja","BNA1076b","Volkswagen AG","HKW West","Block 2","01.11.1985","Steinkohle",0.38750000000000001,109.41500000000001,46.590022705676411]
[null,null,"Ja","BNA1863","Fresenius Medical Care Deutschland GmbH","Gasturbinen-HKW St. Wendel",null,"21.01.2014","Gasturbine",0.41639999999999999,16.965,46.792725576927374]
[null,null,"Ja","BNA0936","EnBW Energie Baden-Württemberg AG","Restmüll-Heizkraftwerk Stuttgart-Münster","MÜN DT15","01.01.1984","Steinkohle",0.38500000000000001,35.550000000000004,46.884113762206773]
[null,null,"Ja","BNA0603","RWE Generation SE","Emsland","B1","01.01.1973","GuD",0.41849999999999998,100.92,47.062941290878271]
[null,null,"Ja","BNA0604","RWE Generation SE","Emsland","B2","01.01.1973","GuD",0.41849999999999998,312.33,47.062941290878271]
[null,null,"Ja","BNA0744","Uniper Kraftwerke GmbH ","Franken 1",1,"01.01.1973","GuD",0.41849999999999998,333.21,47.062941290878271]
[null,null,"Ja","BNA1039","RWE Generation SE","Gersteinwerk","F1","01.01.1973","GuD",0.41849999999999998,47.85,47.062941290878271]
[null,null,"Ja","BNA1040","RWE Generation SE","Gersteinwerk","G1","01.01.1973","GuD",0.41849999999999998,47.85,47.062941290878271]
[null,null,"Ja","BNA1045","RWE Generation SE","Gersteinwerk","G2","01.01.1973","GuD",0.41849999999999998,308.85000000000002,47.062941290878271]
[null,null,"Ja","BNA0497","Infraserv GmbH & Co. Höchst KG","ADS-Anlage",null,"01.11.2012","Gasturbine",0.41120000000000001,83.954999999999998,47.371816464573335]
[null,null,"Ja","BNA1437","Aluminium Oxid Stade GmbH","KWK AOS GmbH","GT 1/2","01.05.2012","Gasturbine",0.41120000000000001,26.726399999999998,47.371816464573335]
[null,null,"Ja","BNA0261b","Erlanger Stadtwerke AG","HKW Erlangen","K6 DT2","04.03.1982","Steinkohle",0.38,13.745999999999999,47.483904732762127]
[null,null,"Ja","BNA0645","Grosskraftwerk Mannheim AG","GKM ","Block 7","01.11.1982","Steinkohle",0.38,335.75,47.483904732762127]
[null,null,"Ja","BNA0935","EnBW Energie Baden-Württemberg AG","Restmüll-Heizkraftwerk Stuttgart-Münster","MÜN DT12","01.01.1982","Steinkohle",0.38,35.550000000000004,47.483904732762127]
[null,null,"Ja","BNA0998","Steag GmbH","Modellkraftwerk","MKV","15.08.1982","Steinkohle",0.38,141.41,47.483904732762127]
[null,null,"Ja","BNA1488","KG Deutsche Gasrußwerke GmbH & Co.",null,null,"1984 / 1989","GuD",0.41399999999999998,13.92,47.558190652735647]
[null,null,"Ja","BNA0067","STEAG GmbH","Bergkamen","A","02.07.1981","Steinkohle",0.3775,566.43000000000006,47.789758406489028]
[null,null,"Ja","BNA1044","RWE Generation SE","Gersteinwerk","F2",26665,"GuD",0.41,308.85000000000002,48.00753885422575]
[null,null,"Ja","BNA0135","Braunschweiger Versorgungs-AG & Co. KG","HKW-Mitte","Block 12","15.07.1971","GuD",0.40949999999999998,17.399999999999999,48.064324615952529]
[null,null,"Ja","BNA1085","Heizkraftwerk Würzburg GmbH","Heizkraftwerke an der Friedensbrücke","TSIII","01.01.1971","GuD",0.40949999999999998,20.010000000000002,48.064324615952529]
[null,null,"Ja","BNA1467","Koehler SE",null,null,"01.12.1986","Steinkohle",0.375,14.615,48.099690129198962]
[null,null,"Ja",null,"Nicht-EEG-Anlagen < 10 MW",null,null,null,"Steinkohle",0.375,15.596180000000002,48.099690129198962]
[null,null,"Ja","BNA0146","swb Erzeugung AG & Co. KG","KW Hafen","Block 6","01.12.1979","Steinkohle",0.3725,239.37,48.413782009260693]
[null,null,"Ja","BNA1868","Mainova AG","HKW West M5","M5","01.01.2018","GuD",0.40479999999999999,33.669000000000004,48.60496771302509]
[null,null,"Ja","BNA1909","EnBW Energie Baden-Württemberg AG","HKW 3 Stuttgart-Gaisburg","HKW3","29.08.2018","GuD",0.40479999999999999,25.361370000000001,48.60496771302509]
[null,null,"Ja","BNA0081","Vattenfall Wärme Berlin AG","Klingenberg","Klingenberg","13.08.1981","GuD",0.4037,142.68,48.733319123687288]
[null,null,"Ja","BNA0361","KGW - Kraftwerk Grenzach-Wyhlen GmbH","Kraftwerk Grenzach-Wyhlen",null,"20.12.2017","GuD",0.4037,26.1,48.733319123687288]
[null,null,"Ja","BNA1187","Pfeifer & Langen GmbH & Co. KG","P&L Werk Lage","Kessel 1/2/3","12.09.2017","GuD",0.4037,8.8739999999999988,48.733319123687288]
[null,null,"Ja","BNA1873","BMW AG","KWK Dingolfing BA 1","KWK Dingolfing BA1","15.11.2017","GuD",0.4037,13.92,48.733319123687288]
[null,null,"Ja","BNA1676","Evonik Degussa GmbH","Kraftwerk IV",1,"13.02.2016","GuD",0.40260000000000001,52.861199999999997,48.862371908178233]
[null,null,"Ja","BNA1818","RheinEnergie AG","Niehl 3","Niehl 31","29.04.2016","GuD",0.40260000000000001,400.113,48.862371908178233]
[null,null,"Ja","BNA1859","Ford-Werke GmbH","Ford Saarlouis",null,"2016","GuD",0.40260000000000001,19.14,48.862371908178233]
[null,null,"Ja","BNA1862","BMW AG","Regensburg",null,"20.08.2016","GuD",0.40260000000000001,2.3054999999999999,48.862371908178233]
[null,null,"Ja","BNA1904","Stadtwerke Flensburg GmbH","K5/T7",null,"01.10.2016","GuD",0.40260000000000001,25.23,48.862371908178233]
[null,null,"Ja","BNA1248b","UPM GmbH","HKW3 UPM Schongau","HKW 3","20.12.2014","GuD",0.40039999999999998,66.12,49.122604720860529]
[null,null,"Ja","BNA1292b","Sales & Solutions GmbH","IHKW Heidenheim","BHKW-Anlage","06.11.2014","GuD",0.40039999999999998,16.442999999999998,49.122604720860529]
[null,null,"Ja","BNA1677","Volkswagen AG","BHKW Braunschweig",null,"27.07.2014","GuD",0.40039999999999998,9.048,49.122604720860529]
[null,null,"Ja","BNA1678","Flughafen München GmbH","Energiezentrale 2016",null,"09.12.2014","GuD",0.40039999999999998,14.616,49.122604720860529]
[null,null,"Ja","BNA0863","Salzgitter Flachstahl GmbH","Kraftwerk Salzgitter","AB","01.07.1939","GuD",0.4,82.215000000000003,49.170227325581386]
[null,null,"Ja","BNA1458",null,null,null,"15.01.1976","GuD",0.4,24.316499999999998,49.170227325581386]
[null,null,"Ja","BNA1463","Smurfit Kappa Herzberger Papierfabrik GmbH",null,null,"01.01.1978","GuD",0.4,16.965,49.170227325581386]
[null,null,"Ja","BNA0239","Uniper Kraftwerke GmbH ","Huntorf",null,"01.01.1978","Gasturbine",0.39560000000000001,279.27,49.20043207844428]
[null,null,"Ja","BNA1023","RWE Power AG","Weisweiler","G_VGT","04.08.2006","Gasturbine",0.39560000000000001,174,49.20043207844428]
[null,null,"Ja","BNA1024","RWE Power AG","Weisweiler","H_VGT","19.12.2006","Gasturbine",0.39560000000000001,174,49.20043207844428]
[null,null,"Ja","BNA0111","Stadtwerke Bochum Holding GmbH","HKW Hiltrop",null,"01.12.2013","GuD",0.39929999999999999,38.28,49.25379646940285]
[null,null,"Ja","BNA0117b","Energie- und Wasserversorgung Bonn/Rhein-Sieg GmbH","Heizkraftwerk Karlstraße","Heizkraftwerk Karlstraße","01.11.2013","GuD",0.39929999999999999,82.65,49.25379646940285]
[null,null,"Ja","BNA0804","K+S AG","Hattorf","Hattorf","01.01.2013","GuD",0.39929999999999999,45.24,49.25379646940285]
[null,null,"Ja","BNA1260","Daimler AG","Heizkraftwerk Sindelfingen","Sammelschienen-HKW","21.11.2013","GuD",0.39929999999999999,82.65,49.25379646940285]
[null,null,"Ja","BNA1504","Daimler AG","BHKW",null,"20.02.2013","GuD",0.39929999999999999,11.344799999999999,49.25379646940285]
[null,null,"Ja","BNA1531","Industriekraftwerk Greifswald GmbH","Industriekraftwerk Greifswald",null,"01.12.2013","GuD",0.39929999999999999,33.06,49.25379646940285]
[null,null,"Ja","BNA1541","Freiberger Erdgas GmbH","HKW Freiberg",null,"25.09.2013","GuD",0.39929999999999999,11.64321,49.25379646940285]
[null,null,"Ja","BNA1061","Uniper Kraftwerke GmbH ","Wilhelmshaven",1,"01.01.1976","Steinkohle",0.36499999999999999,598.03,49.381873420409889]
[null,null,"Ja","BNA1464","ZF Friedrichshafen AG","Gas- u. Dampfturbinenanlage Südraum",null,"01.04.2012","GuD",0.3982,33.590699999999998,49.385713034235451]
[null,null,"Ja","BNA1492a","Papierfabrik Adolf Jass GmbH & Co. KG","Kraftwerk 3",null,"01.09.2012","GuD",0.3982,22.794,49.385713034235451]
[null,null,"Ja","BNA1503","Daimler AG","BHKW H.120",null,"31.10.2012","GuD",0.3982,18.357000000000003,49.385713034235451]
[null,null,"Ja","BNA1861","BMW AG","Regensburg",null,"29.10.2012","GuD",0.3982,9.2219999999999995,49.385713034235451]
[null,null,"Ja","BNA1502","SWK ENERGIE GmbH","Heizkraftwerk Krefeld",null,"01.03.2011","GuD",0.39710000000000001,10.962,49.518360438762414]
[null,null,"Ja","BNA0194","Fernwärmeversorgungs-GmbH Dessau","Kraftwerk Dessau",null,"01.01.1996","GuD",0.39600000000000002,33.93,49.651744773314533]
[null,null,"Ja","BNA0238b","ArcelorMittal Eisenhüttenstadt GmbH","IKW","Block 7","2013","GuD",0.39600000000000002,48.72,49.651744773314533]
[null,null,"Ja","BNA0864","Salzgitter Flachstahl GmbH","Kraftwerk Salzgitter","Block 1","15.06.2010","GuD",0.39600000000000002,84.39,49.651744773314533]
[null,null,"Ja","BNA0865b","Salzgitter Flachstahl GmbH","Kraftwerk Salzgitter","Block 2","15.08.2010","GuD",0.39600000000000002,84.39,49.651744773314533]
[null,null,"Ja","BNA1115","Aktien-Gesellschaft der Dillinger Hüttenwerke, ROGESA Roheisengesellschaft Saar mbH und Zentralkokerei Saar GmbH, als Bruchteilsgemeinschaft","Gichtgaskraftwerk Dillingen",null,"20.10.2010","GuD",0.39600000000000002,73.95,49.651744773314533]
[null,null,"Ja","BNA1182","RheinEnergie AG","HKW Merkenich","Block 4","12.10.2010","GuD",0.39600000000000002,13.484999999999999,49.651744773314533]
[null,null,"Ja","BNA1935","Vattenfall Wärme Berlin AG","Lichterfelde",null,43566,"GuD",0.39600000000000002,251.43,49.651744773314533]
[null,null,"Ja","BNA1937","Mainova AG","Dampfturbine 5","DT 5",43101,"GuD",0.39600000000000002,33.669000000000004,49.651744773314533]
[null,null,"Ja","BNA0033","Stadtwerke Augsburg Energie GmbH","Gasturbine","GT","15.01.2004","Gasturbine",0.39040000000000002,26.709,49.8424460303088]
[null,null,"Ja","BNA1196a","MVV Energie AG","BHKW Ludwigshafen","BHKW ","12.06.2008","GuD",0.39379999999999998,10.875,49.920748934059311]
[null,null,"Ja","BNA0243","Palm Power GmbH & Co. KG","HKW Eltmann",null,"28.12.2007","GuD",0.39269999999999999,49.589999999999996,50.056381284014662]
[null,null,"Ja","BNA1078","Palm Power GmbH & Co. KG","HKW Wörth",null,"30.11.2007","GuD",0.39269999999999999,51.33,50.056381284014662]
[null,null,"Ja","BNA1056","InfraServ GmbH & Co. Wiesbaden KG","Wi-Biebrich","Block 1","26.06.2006","GuD",0.3916,21.76305,50.192775613464136]
[null,null,"Ja","BNA0392a","EVH GmbH","HKW Halle Trotha","Block A und B","27.08.2005","GuD",0.39050000000000001,84.39,50.329938361671083]
[null,null,"Ja","BNA0527","Stadtwerke Kiel AG","HKW Humboldtstr.",null,"27.04.2005","GuD",0.39050000000000001,18.704999999999998,50.329938361671083]
[null,null,"Ja","BNA1121","RÜTGERS Germany GmbH","Energiezentrale","Energiecenter","09.01.2005","GuD",0.39050000000000001,0.76559999999999995,50.329938361671083]
[null,null,"Ja","BNA0834","Solvay Chemicals GmbH","Solvay Kraftwerk Rheinberg",null,"1975","Steinkohle",0.35749999999999998,62.410000000000004,50.390584051607298]
[null,null,"Ja","BNA0202","RWE Generation SE","Dortmund","KDO","22.03.2004","GuD",0.38940000000000002,22.62,50.467876040658851]
[null,null,"Ja","BNA0285","Mainova AG","HKW Niederrad","Block 1","01.01.2004","GuD",0.38940000000000002,60.9,50.467876040658851]
[null,null,"Ja","BNA1327b","Terminal 2 Gesellschaft mbH & Co oHG","Erweiterung Energiezentrale 2003","AGG8 - AGG9","2003","GuD",0.38829999999999998,6.4728000000000003,50.606595236241461]
[null,null,"Ja","BNA0174","InfraServ GmbH & Co. Gendorf KG","Industriepark Werk Gendorf",null,"19.07.2002","GuD",0.38719999999999999,63.596999999999994,50.746102609071684]
[null,null,"Ja","BNA0213","Stadtwerke Duisburg AG","HKW III/A","HKW III/A","01.01.2002","GuD",0.38719999999999999,34.799999999999997,50.746102609071684]
[null,null,"Ja","BNA1165","Pfeifer & Langen GmbH & Co. KG","P&L Werk Appeldorn","Lentjes-Kessel","23.09.2002","GuD",0.38719999999999999,9.918000000000001,50.746102609071684]
[null,null,"Ja","BNA1151","innogy SE","KWKK Heidelberg",null,"21.12.2001","GuD",0.3861,11.744999999999999,50.886404895707216]
[null,null,"Ja","BNA1193","Stadtwerke Lemgo GmbH","HKW-West",null,"01.10.2001","GuD",0.3861,10.962,50.886404895707216]
[null,null,"Ja","BNA1315","Universitätsklinikum Freiburg AdöR","HKW","HKW","01.01.2001","GuD",0.3861,23.49,50.886404895707216]
[null,null,"Ja","BNA1328","HBB Heizkraftwerk Bauernfeind Betreibergesellschaft mbh","HBB","GUD","01.02.2001","GuD",0.3861,20.88,50.886404895707216]
[null,null,"Ja","BNA0598a","InfraLeuna GmbH","ILK-EKT","EKT","14.02.2000","GuD",0.38500000000000001,12.18,51.027508909694959]
[null,null,"Ja","BNA0957","Stadtwerke Tübingen GmbH","BHKW Obere Viehweide"," -","18.04.2000","GuD",0.38500000000000001,11.657999999999999,51.027508909694959]
[null,null,"Ja","BNA1138","Stadtwerke Erkrath GmbH","BHKW an Klinkerweg","Module 1, 2 und 3","01.04.2000","GuD",0.38500000000000001,8.8739999999999988,51.027508909694959]
[null,null,"Ja","BNA1238","Molkerei MEGGLE Wasserburg GmbH & Co. KG","Kraftwerk Meggle",null,"01.06.2000","GuD",0.38500000000000001,13.137,51.027508909694959]
[null,null,"Ja","BNA0557b","Currenta GmbH & Co. OHG","Kraftwerk N 230",null,"01.01.1971","Steinkohle",0.35249999999999998,86.9,51.086904392764851]
[null,null,"Ja","BNA0556a","Cargill Deutschland GmbH","KWK-Anlage Krefeld DT","Dampfturbine","01.07.1999","GuD",0.38390000000000002,22.446000000000002,51.169421542674023]
[null,null,"Ja","BNA1117","Pirelli Deutschland GmbH","Industriekraftwerk Breuberg",null,"01.08.1999","GuD",0.38390000000000002,9.918000000000001,51.169421542674023]
[null,null,"Ja","BNA1403","Neptune Energy Deutschland GmbH","Steinitz","GUD","01.01.1999","GuD",0.38390000000000002,9.918000000000001,51.169421542674023]
[null,null,"Ja","BNA0074","Vattenfall Wärme Berlin AG","Charlottenburg","Charlottenburg","01.01.1975","Gasturbine",0.38,125.28,51.17918665850673]
[null,null,"Ja","BNA0075","Vattenfall Wärme Berlin AG","Lichterfelde","Lichterfelde 1","04.09.1972","GuD",0.38279999999999997,125.28,51.3121497654978]
[null,null,"Ja","BNA0354","Georg-August-Universität Göttingen Stiftung Öffentlichen Rechts","HKW Göttingen",null,"01.01.1998","GuD",0.38279999999999997,16.356000000000002,51.3121497654978]
[null,null,"Ja","BNA1396","Energieversorgungscenter Dresden-Wilschdorf GmbH & Co. KG","EVC / GLOBALFOUNDRIES","EVC I","01.10.1998","GuD",0.38279999999999997,29.840999999999998,51.3121497654978]
[null,null,"Ja","BNA0926b","Sappi Stockstadt GmbH","Heizkraftwerk der Sappi Stockstadt GmbH","Konventionelles Sammelschienenkraftwerk Turbine 7","01.01.1970","Steinkohle",0.35,19.584099999999999,51.442525138427456]
[null,null,"Ja","BNA0129","StWB Stadtwerke Brandenburg an der Havel GmbH & Co. KG","HKW",null,"1997","GuD",0.38169999999999998,31.32,51.455700629375315]
[null,null,"Ja","BNA1074","envia THERM GmbH","Spitzenlastkraftwerk Wolfen",null,"25.03.1997","GuD",0.38169999999999998,34.799999999999997,51.455700629375315]
[null,null,"Ja","BNA1407","Schoeller Technocell GmbH & Co. KG","STW",null,"14.05.1997","GuD",0.38169999999999998,16.2864,51.455700629375315]
[null,null,"Ja","BNA1125","Merck KGaA","Heizkraftwerk","GT","20.12.1999","Gasturbine",0.37740000000000001,8.6999999999999993,51.524883227961197]
[null,null,"Ja","BNA0814","Energie und Wasser Potsdam GmbH","HKW Potsdam-Süd","Gesamtanlage","01.01.1996","GuD",0.38059999999999999,71.165999999999997,51.600081267032472]
[null,null,"Ja","BNA1089","K+S AG","Zielitz","Zielitz","01.01.1996","GuD",0.38059999999999999,23.49,51.600081267032472]
[null,null,"Ja","BNA1094","Smurfit Kappa Zülpich Papier GmbH","Gaskraftwerk","GKW","01.04.1996","GuD",0.38059999999999999,13.137,51.600081267032472]
[null,null,"Ja","BNA1402","Delkeskamp Verpackungswerke GmbH","Heizkraftwerk zur Papierfabrik",null,"24.01.1996","GuD",0.38059999999999999,15.747000000000002,51.600081267032472]
[null,null,"Ja","BNA1509","BP Europa SE","BP Werk Lingen",null,"01.01.1996","GuD",0.38059999999999999,57.42,51.600081267032472]
[null,null,"Ja","BNA1264","Stadtwerke Suhl/Zella-Mehlis GmbH","HKW Bohrhügel",null,"02.12.1995","GuD",0.3795,11.744999999999999,51.745298893893434]
[null,null,"Ja","BNA1271","K+S AG","Unterbreizbach","Unterbreizbach","01.01.1995","GuD",0.3795,17.399999999999999,51.745298893893434]
[null,null,"Ja","BNA1293c","Martinswerk GmbH","Kraftwerk","K3+4/TG4","01.02.1995","GuD",0.3795,2.61,51.745298893893434]
[null,null,"Ja","BNA1332","INEOS Solvents Germany GmbH","INEOS Kraftwerk","TG7/8","1995","GuD",0.3795,20.88,51.745298893893434]
[null,null,"Ja","BNA0082","Vattenfall Wärme Berlin AG","Reuter","Reuter C","01.01.1969","Steinkohle",0.34749999999999998,97.960000000000008,51.803262729351403]
[null,null,"Ja","BNA0331","Uniper Kraftwerke GmbH ","Scholven","C","01.01.1969","Steinkohle",0.34749999999999998,272.55,51.803262729351403]
[null,null,"Ja","BNA0051","Cargill Deutschland GmbH","KWK-Anlage Barby","-","01.05.1994","GuD",0.37840000000000001,15.486000000000001,51.891360809282652]
[null,null,"Ja","BNA0286","Mainova AG","HKW West","Block 4","01.01.1994","GuD",0.37840000000000001,86.13,51.891360809282652]
[null,null,"Ja","BNA0386","Mohn Media Mohndruck GmbH","Energiezentrum Mohn Media",null,"28.03.1994","GuD",0.37840000000000001,21.75,51.891360809282652]
[null,null,"Ja","BNA0896","Energieversorgung Schwerin GmbH & Co. Erzeugung KG","HKW Schwerin Süd",null,"01.12.1994","GuD",0.37840000000000001,39.062999999999995,51.891360809282652]
[null,null,"Ja","BNA0897","Energieversorgung Schwerin GmbH & Co. Erzeugung KG","HKW Schwerin Lankow",null,"01.12.1994","GuD",0.37840000000000001,20.010000000000002,51.891360809282652]
[null,null,"Ja","BNA1105","TEAG Thüringer Energie AG","HKW Bad Salzungen","HKW Bad Salzungen","01.10.1994","GuD",0.37840000000000001,8.4390000000000001,51.891360809282652]
[null,null,"Ja","BNA1489","Stadtwerke - Altmärkische Gas-, Wasser- u. E-Werke Stendal GmbH","Heizkraftwerk Stendal",null,"04.10.1994","GuD",0.37840000000000001,11.484,51.891360809282652]
[null,null,"Ja","BNA0025","Suiker Unie GmbH & Co. KG","Kesselhaus Zuckerfabrik",null,"26.09.1993","GuD",0.37730000000000002,13.137,52.038274397647911]
[null,null,"Ja","BNA0233","Stora Enso Sachsen GmbH","Kombikraftwerk",null,"01.09.1993","GuD",0.37730000000000002,40.542000000000002,52.038274397647911]
[null,null,"Ja","BNA0401","ADM Hamburg Aktiengesellschaft","Heizkraftwerk","HKW","01.07.1993","GuD",0.37730000000000002,19.574999999999999,52.038274397647911]
[null,null,"Ja","BNA1400b","Südzucker AG, Werk Zeitz","EZ1","DTI","01.09.1993","GuD",0.37730000000000002,20.271000000000001,52.038274397647911]
[null,null,"Ja","BNA1505","Opel Automobile GmbH","HKW Wiesengrund",null,"12.10.1993","GuD",0.37730000000000002,19.227,52.038274397647911]
[null,null,"Ja","BNA0332","Uniper Kraftwerke GmbH ","Scholven","B","01.01.1968","Steinkohle",0.34499999999999997,272.55,52.169228401303215]
[null,null,"Ja","BNA1406","FS-Karton GmbH","FS-Karton",null,"1992","GuD",0.37619999999999998,16.42473,52.186047129804784]
[null,null,"Ja","BNA0015","EnBW Energie Baden-Württemberg AG","Heizkraftwerk Altbach/Deizisau","ALT GT E (solo)","01.01.1997","Gasturbine",0.37219999999999998,56.55,52.230765529910151]
[null,null,"Ja","BNA1284","Grace GmbH","Co-Generation","-","27.08.1991","GuD",0.37509999999999999,10.005000000000001,52.334686564203032]
[null,null,"Ja","BNA1523c","Moritz J. Weig GmbH & Co KG","Gemeinschaftskraftwerk Weig","Block 3 (Kessel 3 und 4, DT 2 und 3 anteilig)","01.01.1992","GuD",0.374,8.9610000000000003,52.484200348215396]
[null,null,"Ja","BNA0156b","Egger Holzwerkstoffe Brilon GmbH & Co. KG","Egger Kraftwerk Brilon","Gasturbinen - KWK - Anlage","01.05.1996","Gasturbine",0.36959999999999998,11.744999999999999,52.591155114265575]
[null,null,"Ja","BNA0360","Stadtwerke Greifswald GmbH","HKW \"Helmshäger Berg\"","Gasturbine","01.01.1996","Gasturbine",0.36959999999999998,12.789,52.591155114265575]
[null,null,"Ja","BNA0510a","SWK Stadtwerke Kaiserslautern, Versorgungs-AG","HKW Karcherstr.",10,"18.09.1989","GuD",0.37290000000000001,10.092000000000001,52.634596219449065]
[null,null,"Ja","BNA1335a","Papier- u. Kartonfabrik Varel GmbH & Co. KG","PKV Kraftwerk","KWK-Blöcke","1989","GuD",0.37290000000000001,50.547000000000004,52.634596219449065]
[null,null,"Ja","BNA0521","Städtische Werke Energie + Wärme GmbH","Kombi-HKW",null,"18.07.1988","GuD",0.37180000000000002,42.029699999999998,52.785882007080573]
[null,null,"Ja","BNA1333a","Universität Stuttgart","HKW Pfaffenwald","Anlage 40","01.07.1988","GuD",0.37180000000000002,10.597470000000001,52.785882007080573]
[null,null,"Ja","BNA1444d","Prinovis GmbH & Co. KG","GT4 ",null,"01.01.1995","Gasturbine",0.36699999999999999,4.4369999999999994,52.956651036056016]
[null,null,"Ja","BNA1444c","Prinovis GmbH & Co. KG","GT3 ",null,"01.01.1994","Gasturbine",0.3644,4.4369999999999994,53.327362596686491]
[null,null,"Ja","BNA0515","Stadtwerke Karlsruhe GmbH","Heizkraftwerk West","T3","01.01.1984","GuD",0.3674,32.19,53.400084186806083]
[null,null,"Ja","BNA0714","RWE Power AG","Fortuna Nord","Fortuna Nord","01.01.1939","Braunkohle",0.25359999999999999,13.2,53.53720074340351]
[null,null,"Ja","BNA1444a","Prinovis GmbH & Co. KG","GT1 ",null,"01.01.1993","Gasturbine",0.36180000000000001,3.6539999999999999,53.703402239448742]
[null,null,"Ja","BNA1444b","Prinovis GmbH & Co. KG","GT2 ",null,"01.01.1993","Gasturbine",0.36180000000000001,3.6539999999999999,53.703402239448742]
[null,null,"Ja","BNA1492b","Papierfabrik Adolf Jass GmbH & Co. KG","Kraftwerk 2",null,"30.03.1982","GuD",0.36520000000000002,6.5076000000000001,53.712735296365153]
[null,null,"Ja","BNA0600a","Currenta GmbH & Co. OHG","X-Kraftwerk",null,"01.01.1981","GuD",0.36409999999999998,21.75,53.87047769907322]
[null,null,"Ja","BNA1249","UPM GmbH","UPM Schongau","Heizkraftwerk 2","21.01.1989","GuD",0.36299999999999999,5.22,54.029176116343137]
[null,null,"Ja","BNA1658","Stadtwerke Lemgo GmbH","HKW-Mitte",null,"01.04.1980","GuD",0.36299999999999999,8.786999999999999,54.029176116343137]
[null,null,"Ja","BNA0614a","BASF SE","KW Mitte","GT 1","29.02.1992","Gasturbine",0.35920000000000002,40.89,54.084885663230949]
[null,null,"Ja","BNA0172b","Wacker Chemie AG","Burghausen 01 - DT",null,"14.05.1979","GuD",0.3619,43.5,54.188839265632922]
[null,null,"Ja","BNA1408","Evonik Degussa GmbH","Heizkraftwerk Evonik Rheinfelden",null,"13.08.1979","GuD",0.3619,13.6416,54.188839265632922]
[null,null,"Ja","BNA1120","RÜTGERS Germany GmbH","Energiezentrale","Gasturbine","01.06.1991","Gasturbine",0.35659999999999997,8.8739999999999988,54.471931941201795]
[null,null,"Ja","BNA0600b","Currenta GmbH & Co. OHG","G-Kraftwerk",null,"01.01.1962","Steinkohle",0.33,81.37,54.481466055907902]
[null,null,"Ja","BNA0232c","Sappi Ehingen GmbH","Werkskraftwerk Sappi Ehingen",null,"07.07.1977","GuD",0.35970000000000002,3.48,54.511095163282057]
[null,null,"Ja","BNA1104","Stadtwerke Augsburg Energie GmbH","Heizkraftwerk","T2","15.12.1976","GuD",0.35859999999999997,17.747999999999998,54.673705884641826]
[null,null,"Ja",null,"Nicht-EEG-Anlagen < 10 MW",null,null,null,"Gasturbine",0.35399999999999998,3105.5751862433272,54.864663644724736]
[null,null,"Ja","BNA1285","K+S AG","Sigmundshall","Sigmundshall","01.01.1974","GuD",0.35639999999999999,9.57,55.001938637016153]
[null,null,"Ja","BNA0196","Mitteldeutsche Braunkohlengesellschaft mbH","Deuben",null,"09.10.1936","Braunkohle",0.24640000000000001,58.96,55.051924141749716]
[null,null,"Ja","BNA1821","Bayer AG","Energieversogung Wedding",null,"25.05.1972","GuD",0.35420000000000001,13.05,55.334248814885818]
[null,null,"Ja","BNA0752","Energieversorgung Oberhausen AG","HKW 1","HKW 1","20.01.1971","GuD",0.35310000000000002,20.097000000000001,55.50195675511911]
[null,null,"Ja","BNA0142","ArcelorMittal Bremen GmbH","KW Mittelsbüren","Block 4","1975","GuD",0.35199999999999998,139.19999999999999,55.670712869978857]
[null,null,"Ja","BNA0396","ThyssenKrupp Steel Europe AG","Duisburg Hamborn 4","Block 4","01.01.1976","GuD",0.35199999999999998,87.87,55.670712869978857]
[null,null,"Ja","BNA1333b","Universität Stuttgart","HKW Pfaffenwald","Block 50","01.07.1969","GuD",0.35089999999999999,9.8637990000000002,55.840527016906691]
[null,null,"Ja","BNA1524","Sales & Solutions GmbH","Heizkraftwerk Bomlitz",null,"01.06.1969","GuD",0.35089999999999999,11.092499999999999,55.840527016906691]
[null,null,"Ja","BNA1333c","Universität Stuttgart","HKW Pfaffenwald","Block 60","01.07.1968","GuD",0.3498,10.108356000000001,56.011409177337214]
[null,null,"Ja","BNA1335b","Papier- u. Kartonfabrik Varel GmbH & Co. KG","PKV Kraftwerk","Kondensationsturbine","1968","GuD",0.3498,0.41759999999999997,56.011409177337214]
[null,null,"Ja","BNA0557a","Currenta GmbH & Co. OHG","Kraftwerk L 57",null,"01.01.1957","Steinkohle",0.3175,20.54,56.57522456204601]
[null,null,"Ja","BNA1516","Südzucker AG Mannheim","HKW 1 Werk Offstein",null,"01.08.1961","GuD",0.34210000000000002,26.1,57.238354078434831]
[null,null,"Ja","BNA1046b","RWE Generation SE","Gersteinwerk","K1 ","01.06.1984","Gasturbine",0.33839999999999998,97.44,57.347786436857447]
[null,null,"Ja","BNA0218","ThyssenKrupp Steel Europe AG","Duisburg Ruhrort 3","Block 3","01.01.1963","GuD",0.34100000000000003,82.65,57.418155220623333]
[null,null,"Ja","BNA0219","ThyssenKrupp Steel Europe AG","Duisburg Ruhrort 4","Block 4","01.01.1968","GuD",0.34100000000000003,147.9,57.418155220623333]
[null,null,"Ja","BNA1870","Orion Engineered Carbons GmbH","Werk Kalscheuren",null,"01.01.1967","GuD",0.34100000000000003,23.055,57.418155220623333]
[null,null,"Ja","BNA1938","Papierfabrik Palm GmbH & Co. KG","KWK-Anlage Neukochen","Neukochen 10",21916,"GuD",0.34100000000000003,13.05,57.418155220623333]
[null,null,"Ja","BNA0217","ThyssenKrupp Steel Europe AG","Duisburg Ruhrort 2","Block 2","01.01.1955","GuD",0.33,52.2,59.28209372797744]
[null,null,"Ja","BNA0238a","ArcelorMittal Eisenhüttenstadt GmbH","IKW",null,"01.01.1954","GuD",0.33,39.15,59.28209372797744]
[null,null,"Ja","BNA0395","ThyssenKrupp Steel Europe AG","Duisburg Hamborn 3","Block 3","01.01.1958","GuD",0.33,51.33,59.28209372797744]
[null,null,"Ja","BNA1399","OXEA Produktion GmbH & Co.KG","Oxea GmbH",null,"01.01.1929","GuD",0.33,33.06,59.28209372797744]
[null,null,"Ja","BNA1336","Henkel AG & Co. KGaA","Holthausen",null,"01.01.1948","GuD",0.32779999999999998,73.08,59.669893014742399]
[null,null,"Ja","BNA0012b","Sappi Alfeld GmbH","Werkskraftwerk Sappi Alfeld","Gaskraftwerk","1947","GuD",0.32669999999999999,9.57,59.865751240381258]
[null,null,"Ja","BNA1131","Metsä Tissue GmbH (Werk Düren)","MT, Düren",null,"01.01.1940","GuD",0.31900000000000001,12.18,61.274579718597359]
[null,null,"Ja","BNA0018","EnBW Energie Baden-Württemberg AG","Heizkraftwerk Altbach/Deizisau","ALT GT C","01.01.1975","Gasturbine",0.315,70.47,61.533622000738276]
[null,null,"Ja","BNA0221a","Stadtwerke Düsseldorf AG","GT","Block E GTE2","21.02.1975","Gasturbine",0.315,56.289000000000001,61.533622000738276]
[null,null,"Ja","BNA0221b","Stadtwerke Düsseldorf AG","GT","Block E GTE1","19.11.1974","Gasturbine",0.31240000000000001,58.029000000000003,62.037422952088846]
[null,null,"Ja","BNA0856","TWS Thüringer Wärme Service GmbH","HKW Schwarza",null,"01.08.1936","GuD",0.31459999999999999,23.055,62.110587826549768]
[null,null,"Ja","BNA0017","EnBW Energie Baden-Württemberg AG","Heizkraftwerk Altbach/Deizisau","ALT GT B","01.01.1973","Gasturbine",0.30980000000000002,49.589999999999996,62.549680213791333]
[null,null,"Ja","BNA0574a","Statkraft Markets GmbH","Landesbergen Gas","Gasturbine","01.01.1973","Gasturbine",0.30980000000000002,48.72,62.549680213791333]
[null,null,"Ja","BNA1042","RWE Generation SE","Gersteinwerk","I1","01.01.1973","Gasturbine",0.30980000000000002,47.85,62.549680213791333]
[null,null,"Ja","BNA0016","EnBW Energie Baden-Württemberg AG","Heizkraftwerk Altbach/Deizisau","ALT GT A (Solo)","01.01.1971","Gasturbine",0.30459999999999998,43.5,63.600429843179768]
[null,null,"Ja","BNA0137","Braunschweiger Versorgungs-AG & Co. KG","HKW-Nord","GT","10.05.1965","Gasturbine",0.28899999999999998,21.75,66.979553391808167]
[null,null,"Ja","BNA0491","RWE Power AG","Ville/Berrenrath","Ville/Berrenrath","01.01.1917","Braunkohle",0.20080000000000001,86.24,67.167699743661004]
[null,null,"Ja","BNA1397a","Ineos Manufacturing Deutschland GmbH","O10","T21","15.01.1964","Gasturbine",0.27600000000000002,13.484999999999999,70.087285979103456]
[null,null,"Ja","BNA1397b","Ineos Manufacturing Deutschland GmbH","O10","T22","14.04.1964","Gasturbine",0.27600000000000002,16.704000000000001,70.087285979103456]
[null,null,"Ja","BNA1397c","Ineos Manufacturing Deutschland GmbH","O10","T23","30.10.1963","Gasturbine",0.27600000000000002,13.484999999999999,70.087285979103456]
[null,null,"Ja","BNA1397d","Ineos Manufacturing Deutschland GmbH","O10","T24","15.06.1966","Gasturbine",0.27600000000000002,9.048,70.087285979103456]
[null,null,"Ja","BNA1397e","Ineos Manufacturing Deutschland GmbH","O10","T31","21.03.1967","Gasturbine",0.27600000000000002,29.231999999999999,70.087285979103456]
[null,null,"Ja","BNA1331","R.D.M. Arnsberg GmbH","Reno De Medici","HD - Kraftwerk","01.01.1923","Steinkohle",0.23250000000000001,15.002099999999999,76.783371176127346]
[null,null,"Ja","BNA0318","RhönEnergie Fulda GmbH","Kraftwerk Fulda",null,"01.01.2011","Öl",0.39710000000000001,21.0885,102.74393031650004]
[null,null,"Ja","BNA0894e","PCK Raffinerie GmbH","IKS PCK Schwedt","SE 4","04.09.2011","Öl",0.39710000000000001,50.15,102.74393031650004]
[null,null,"Ja","BNA0894c","PCK Raffinerie GmbH","IKS PCK Schwedt","Block 1 SE 1","04.06.1998","Öl",0.38279999999999997,90.1,106.54470932257621]
[null,null,"Ja","BNA0894d","PCK Raffinerie GmbH","IKS PCK Schwedt","Block 2 SE 2","23.07.1998","Öl",0.38279999999999997,90.1,106.54470932257621]
[null,null,"Ja","BNA1166","Kreis Weseler Abfallgesellschaft mbH & Co. KG (KWA)","Abfallentsorgungszentrum Asdonkshof","Notstromdiesel","01.04.1997","Öl",0.38169999999999998,4.08,106.84887275001878]
[null,null,"Ja","BNA0547","Shell Deutschland Oil GmbH","Shell Deutschland Oil GmbH",null,"2004","Öl",0.38,82.534999999999997,107.32240718074254]
[null,null,"Ja","BNA0596","TOTAL Raffinerie Mitteldeutschland GmbH","Raffineriekraftwerk",null,"01.01.1997","Öl",0.38,78.625,107.32240718074254]
[null,null,"Ja","BNA1083","WSW Energie & Wasser AG","Spitzenlastanlage Barmen","Block 2","2008","Öl",0.38,51,107.32240718074254]
[null,null,"Ja","BNA1280","Basell Polyolefine GmbH","Kraftwerk","D210","03.07.1962","Öl",0.38,76.5,107.32240718074254]
[null,null,"Ja","BNA0755a","Kraftwerk Obernburg GmbH","Obernburg",2,"01.10.1920","GuD",0.18,34.799999999999997,107.43383850129199]
[null,null,"Ja","BNA0369","envia THERM GmbH","Spitzenlastkraftwerk Sermuth",null,"16.10.1995","Öl",0.3795,14.45,107.46248940364208]
[null,null,"Ja","BNA0516","MiRO Mineraloelraffinerie Oberrhein GmbH & Co. KG","MiRO","Kesselhaus Werk 1","17.06.1995","Öl",0.3795,38.25,107.46248940364208]
[null,null,"Ja","BNA0517","MiRO Mineraloelraffinerie Oberrhein GmbH & Co. KG","MiRO","Kesselhaus Werk 2","17.06.1995","Öl",0.3795,21.25,107.46248940364208]
[null,null,"Ja","BNA1293d","Martinswerk GmbH","Kraftwerk","Diesel/G5","01.02.1995","Öl",0.3795,0.64600000000000002,107.46248940364208]
[null,null,"Ja","BNA0894b","PCK Raffinerie GmbH","IKS PCK Schwedt","Block 6 SE 6","10.01.1994","Öl",0.37840000000000001,29.324999999999999,107.77197338446661]
[null,null,"Ja","BNA1337d","DS Smith Paper Deutschland GmbH","Notstromdiesel","Notstromdiesel","1991","Öl",0.37509999999999999,0.442,108.71131625881677]
[null,null,"Ja",null,"Nicht-EEG-Anlagen < 10 MW",null,null,null,"Öl",0.374,426.97950307376175,109.02811424781328]
[null,null,"Ja","BNA1212","Vereinigte Wertach-Elektrizitätswerke GmbH","DKW Nord",null,"17.11.1988","Öl",0.37180000000000002,9.69,109.66733385874707]
[null,null,"Ja","BNA0373","envia THERM GmbH","Spitzenlastkraftwerk Großkayna",null,"03.01.1994","Öl",0.3644,102,111.87407993601033]
[null,null,"Ja","BNA1007b","Allgäuer Überlandwerk GmbH","SKW Diesel","SKW Diesel","01.09.1978","Öl",0.36080000000000001,8.9249999999999989,112.98036233005035]
[null,null,"Ja","BNA1227","Vereinigte Wertach-Elektrizitätswerke GmbH","DKW Leinau",null,"05.12.1978","Öl",0.36080000000000001,9.69,112.98036233005035]
[null,null,"Ja","BNA0083","Vattenfall Wärme Berlin AG","Wilmersdorf","Wilmersdorf GT2 und GT3","01.01.1977","Öl",0.35970000000000002,156.4,113.32280992127374]
[null,null,"Ja","BNA0766","Uniper Kraftwerke GmbH ","Audorf",null,"01.01.1973","Öl",0.3553,73.95,114.7138044713824]
[null,null,"Ja","BNA0759","Uniper Kraftwerke GmbH ","Itzehoe",null,"01.01.1972","Öl",0.35420000000000001,74.8,115.06695293247364]
[null,null,"Ja","BNA0894a","PCK Raffinerie GmbH","IKS PCK Schwedt","Block 5 SE 5","27.01.1972","Öl",0.35420000000000001,23.8,115.06695293247364]
[null,null,"Ja","BNA1007a","Allgäuer Überlandwerk GmbH","SKW Gasturbine","SKW Gasturbine","17.07.1988","Öl",0.3488,20.399999999999999,116.83289773131355]
[null,null,"Ja","BNA1894","Holcim (Süddeutschland) GmbH",null,null,"20.03.2007","Sonstige",0.33,8.6019999999999985,117.54954709889593]
[null,null,"Ja",null,"Nicht-EEG-Anlagen < 10 MW",null,null,null,"Sonstige",0.33,477.09446849999995,117.54954709889593]
[null,null,"Ja","BNA1526","Raffinerie Heide GmbH","Kraftwerk Raffinerie Heide",null,"23.09.1962","Öl",0.34320000000000001,37.824999999999996,118.72294501364267]
[null,null,"Ja","BNA0427","Peissenberger Kraftwerksgesellschaft mbH","Kraftwerk Hausham","GT 1","01.11.1982","Öl",0.3332,19.872999999999998,122.25604660468838]
[null,null,"Ja","BNA0428","Peissenberger Kraftwerksgesellschaft mbH","Kraftwerk Hausham","GT 2","01.11.1982","Öl",0.3332,19.872999999999998,122.25604660468838]
[null,null,"Ja","BNA0429","Peissenberger Kraftwerksgesellschaft mbH","Kraftwerk Hausham","GT 3","01.11.1982","Öl",0.3332,19.872999999999998,122.25604660468838]
[null,null,"Ja","BNA0430","Peissenberger Kraftwerksgesellschaft mbH","Kraftwerk Hausham","GT 4","01.11.1982","Öl",0.3332,19.872999999999998,122.25604660468838]
[null,null,"Ja","BNA1004","EnBW Energie Baden-Württemberg AG","Kraftwerk Walheim","WAL GT D","01.01.1981","Öl",0.3306,115.6,123.20966342614085]
[null,null,"Ja","BNA1092","ENGIE Deutschland AG","Zolling","GT1 & GT2","01.01.1976","Öl",0.31759999999999999,42.5,128.21194813816805]
[null,null,"Ja","BNA0141","swb Erzeugung AG & Co. KG","KW Mittelsbüren","GT 3","01.01.1975","Öl",0.315,73.099999999999994,129.26195151962594]
[null,null,"Ja","BNA0937","EnBW Energie Baden-Württemberg AG","Restmüll-Heizkraftwerk Stuttgart-Münster","MÜN GT16","01.01.1974","Öl",0.31240000000000001,19.805,130.32943255019899]
[null,null,"Ja","BNA0938","EnBW Energie Baden-Württemberg AG","Restmüll-Heizkraftwerk Stuttgart-Münster","MÜN GT17","01.01.1974","Öl",0.31240000000000001,19.805,130.32943255019899]
[null,null,"Ja","BNA0939b","EnBW Energie Baden-Württemberg AG","Restmüll-Heizkraftwerk Stuttgart-Münster","MÜN GT18","01.01.1974","Öl",0.31240000000000001,19.805,130.32943255019899]
[null,null,"Ja","BNA1060","Uniper Kraftwerke GmbH ","Wilhelmshaven","GT","01.01.1973","Öl",0.30980000000000002,47.6,131.41483127399022]
[null,null,"Ja","BNA0222","Stadtwerke Düsseldorf AG","GT","GTKW","03.08.1972","Öl",0.30719999999999997,73.27,132.51860263242895]
[null,null,"Ja","BNA1015","Vattenfall Hamburg Wärme GmbH","Wedel","GT A","1972","Öl",0.30719999999999997,42.924999999999997,132.51860263242895]
[null,null,"Ja","BNA1016","Vattenfall Hamburg Wärme GmbH","Wedel","GT B","1972","Öl",0.30719999999999997,42.924999999999997,132.51860263242895]
[null,null,"Ja","BNA0085b","Vattenfall Wärme Berlin AG","Moabit","Moabit GT 7","30.09.1971","Öl",0.30459999999999998,28.9,133.64121710007277]
[null,null,"Ja","BNA0662b","Evonik Degussa GmbH","Kraftwerk I","Dampfwirtschaft (6 Einzelturbinen)","12.08.1940","Sonstige",0.27,143.922,143.44944645420614]

{"sheet":"Hilfssheet Abbildung","index":10,"n_rows":26,"n_cols":9,"rows_kept":26,"cut":false,"hidden":true,"merged":[]}
[]
[null,null,"Abfall","Kernenergie","Braunkohle","Steinkohle","GuD","Gasturbine","Öl"]
[null,"Minimalwert",{"$f":"MIN(IF(Kraftwerksliste!$R$11:$R$553='Hilfssheet Abbildung'!C2,Kraftwerksliste!$Z$11:$Z$553,\"fail\"))","v":1},{"$f":"MIN(IF(Kraftwerksliste!$R$11:$R$553='Hilfssheet Abbildung'!D2,Kraftwerksliste!$Z$11:$Z$553,\"fail\"))","v":17.866666666666664},{"$f":"MIN(IF(Kraftwerksliste!$R$11:$R$553='Hilfssheet Abbildung'!E2,Kraftwerksliste!$Z$11:$Z$553,\"fail\"))","v":32.018067593466625},{"$f":"MIN(IF(Kraftwerksliste!$R$11:$R$553='Hilfssheet Abbildung'!F2,Kraftwerksliste!$Z$11:$Z$553,\"fail\"))","v":36.121198012796839},{"$f":"MIN(IF(Kraftwerksliste!$R$11:$R$553='Hilfssheet Abbildung'!G2,Kraftwerksliste!$Z$11:$Z$553,\"fail\"))","v":32.657011323909408},{"$f":"MIN(IF(Kraftwerksliste!$R$11:$R$553='Hilfssheet Abbildung'!H2,Kraftwerksliste!$Z$11:$Z$553,\"fail\"))","v":46.792725576927374},{"$f":"MIN(IF(Kraftwerksliste!$R$11:$R$553='Hilfssheet Abbildung'!I2,Kraftwerksliste!$Z$11:$Z$553,\"fail\"))","v":102.74393031650004}]
[null,"erstes Quartil",{"$f":"_xlfn.QUARTILE.INC(IF(Kraftwerksliste!$R$11:$R$553='Hilfssheet Abbildung'!C2,Kraftwerksliste!$Z$11:$Z$553,\"fail\"),1)","v":1},{"$f":"_xlfn.QUARTILE.INC(IF(Kraftwerksliste!$R$11:$R$553='Hilfssheet Abbildung'!D2,Kraftwerksliste!$Z$11:$Z$553,\"fail\"),1)","v":17.866666666666664},{"$f":"_xlfn.QUARTILE.INC(IF(Kraftwerksliste!$R$11:$R$553='Hilfssheet Abbildung'!E2,Kraftwerksliste!$Z$11:$Z$553,\"fail\"),1)","v":34.663974764088401},{"$f":"_xlfn.QUARTILE.INC(IF(Kraftwerksliste!$R$11:$R$553='Hilfssheet Abbildung'!F2,Kraftwerksliste!$Z$11:$Z$553,\"fail\"),1)","v":40.51761742670304},{"$f":"_xlfn.QUARTILE.INC(IF(Kraftwerksliste!$R$11:$R$553='Hilfssheet Abbildung'!G2,Kraftwerksliste!$Z$11:$Z$553,\"fail\"),1)","v":38.028909828031715},{"$f":"_xlfn.QUARTILE.INC(IF(Kraftwerksliste!$R$11:$R$553='Hilfssheet Abbildung'!H2,Kraftwerksliste!$Z$11:$Z$553,\"fail\"),1)","v":51.524883227961197},{"$f":"_xlfn.QUARTILE.INC(IF(Kraftwerksliste!$R$11:$R$553='Hilfssheet Abbildung'!I2,Kraftwerksliste!$Z$11:$Z$553,\"fail\"),1)","v":107.46248940364208}]
[null,"Median",{"$f":"_xlfn.QUARTILE.INC(IF(Kraftwerksliste!$R$11:$R$553='Hilfssheet Abbildung'!C2,Kraftwerksliste!$Z$11:$Z$553,\"fail\"),2)","v":1},{"$f":"_xlfn.QUARTILE.INC(IF(Kraftwerksliste!$R$11:$R$553='Hilfssheet Abbildung'!D2,Kraftwerksliste!$Z$11:$Z$553,\"fail\"),2)","v":17.866666666666664},{"$f":"_xlfn.QUARTILE.INC(IF(Kraftwerksliste!$R$11:$R$553='Hilfssheet Abbildung'!E2,Kraftwerksliste!$Z$11:$Z$553,\"fail\"),2)","v":35.792100903856664},{"$f":"_xlfn.QUARTILE.INC(IF(Kraftwerksliste!$R$11:$R$553='Hilfssheet Abbildung'!F2,Kraftwerksliste!$Z$11:$Z$553,\"fail\"),2)","v":44.633046415924959},{"$f":"_xlfn.QUARTILE.INC(IF(Kraftwerksliste!$R$11:$R$553='Hilfssheet Abbildung'!G2,Kraftwerksliste!$Z$11:$Z$553,\"fail\"),2)","v":48.862371908178233},{"$f":"_xlfn.QUARTILE.INC(IF(Kraftwerksliste!$R$11:$R$553='Hilfssheet Abbildung'!H2,Kraftwerksliste!$Z$11:$Z$553,\"fail\"),2)","v":54.084885663230949},{"$f":"_xlfn.QUARTILE.INC(IF(Kraftwerksliste!$R$11:$R$553='Hilfssheet Abbildung'!I2,Kraftwerksliste!$Z$11:$Z$553,\"fail\"),2)","v":113.32280992127374}]
[null,"Drittes Quartil",{"$f":"_xlfn.QUARTILE.INC(IF(Kraftwerksliste!$R$11:$R$553='Hilfssheet Abbildung'!C2,Kraftwerksliste!$Z$11:$Z$553,\"fail\"),3)","v":1},{"$f":"_xlfn.QUARTILE.INC(IF(Kraftwerksliste!$R$11:$R$553='Hilfssheet Abbildung'!D2,Kraftwerksliste!$Z$11:$Z$553,\"fail\"),3)","v":17.866666666666664},{"$f":"_xlfn.QUARTILE.INC(IF(Kraftwerksliste!$R$11:$R$553='Hilfssheet Abbildung'!E2,Kraftwerksliste!$Z$11:$Z$553,\"fail\"),3)","v":40.364453260373907},{"$f":"_xlfn.QUARTILE.INC(IF(Kraftwerksliste!$R$11:$R$553='Hilfssheet Abbildung'!F2,Kraftwerksliste!$Z$11:$Z$553,\"fail\"),3)","v":47.184009247484454},{"$f":"_xlfn.QUARTILE.INC(IF(Kraftwerksliste!$R$11:$R$553='Hilfssheet Abbildung'!G2,Kraftwerksliste!$Z$11:$Z$553,\"fail\"),3)","v":51.455700629375315},{"$f":"_xlfn.QUARTILE.INC(IF(Kraftwerksliste!$R$11:$R$553='Hilfssheet Abbildung'!H2,Kraftwerksliste!$Z$11:$Z$553,\"fail\"),3)","v":62.549680213791333},{"$f":"_xlfn.QUARTILE.INC(IF(Kraftwerksliste!$R$11:$R$553='Hilfssheet Abbildung'!I2,Kraftwerksliste!$Z$11:$Z$553,\"fail\"),3)","v":123.20966342614085}]
[null,"Maximalwert",{"$f":"MAX(IF(Kraftwerksliste!$R$11:$R$553='Hilfssheet Abbildung'!C2,Kraftwerksliste!$Z$11:$Z$553,\"fail\"))","v":1},{"$f":"MAX(IF(Kraftwerksliste!$R$11:$R$553='Hilfssheet Abbildung'!D2,Kraftwerksliste!$Z$11:$Z$553,\"fail\"))","v":17.866666666666664},{"$f":"MAX(IF(Kraftwerksliste!$R$11:$R$553='Hilfssheet Abbildung'!E2,Kraftwerksliste!$Z$11:$Z$553,\"fail\"))","v":67.167699743661004},{"$f":"MAX(IF(Kraftwerksliste!$R$11:$R$553='Hilfssheet Abbildung'!F2,Kraftwerksliste!$Z$11:$Z$553,\"fail\"))","v":76.783371176127346},{"$f":"MAX(IF(Kraftwerksliste!$R$11:$R$553='Hilfssheet Abbildung'!G2,Kraftwerksliste!$Z$11:$Z$553,\"fail\"))","v":107.43383850129199},{"$f":"MAX(IF(Kraftwerksliste!$R$11:$R$553='Hilfssheet Abbildung'!H2,Kraftwerksliste!$Z$11:$Z$553,\"fail\"))","v":70.087285979103456},{"$f":"MAX(IF(Kraftwerksliste!$R$11:$R$553='Hilfssheet Abbildung'!I2,Kraftwerksliste!$Z$11:$Z$553,\"fail\"))","v":133.64121710007277}]
[]
[]
[null,null,"Abfall","Kernenergie","Braunkohle","Steinkohle","GuD","Gasturbine","Öl"]
[null,"Q1-Minimum",null,null,{"$f":"E4-E3","v":2.6459071706217756},4.3964194139062016,5.3718985041223064,4.7321576510338232,{"$f":"I4-I3","v":4.7185590871420402}]
[null,"Q1",{"$f":"C4","v":1},{"$f":"D4","v":17.866666666666664},{"$f":"E4","v":34.663974764088401},40.51761742670304,38.028909828031715,51.524883227961197,{"$f":"I4","v":107.46248940364208}]
[null,"Median-Q1",{"$f":"C5-C4+0.1","v":0.1},{"$f":"D5-D4+0.1","v":0.1},{"$f":"E5-E4","v":1.1281261397682627},4.1154289892219182,10.833462080146518,2.5600024352697517,{"$f":"I5-I4","v":5.8603205176316635}]
[null,"Q3-Median",{"$f":"C6-C5+0.1","v":0.1},{"$f":"D6-D5+0.1","v":0.1},{"$f":"E6-E5","v":4.5723523565172428},2.5509628315594952,2.5933287211970821,8.4647945505603843,{"$f":"I6-I5","v":9.8868535048671049}]
[null,"Maximum-Q3",null,null,{"$f":"E7-E6","v":26.803246483287097},29.599361928642892,55.978137871916672,7.5376057653121222,{"$f":"I7-I6","v":10.431553673931916}]
[]
[]
[null,"Teil der Merit Order?","Angenommener Hauptenergieträger","Zuordnung Kraftwerkstyp"]
[null,"Ja","Abfall","Abfall"]
[null,"Nein","Kernenergie","Kernenergie"]
[null,null,"Braunkohle","Braunkohle"]
[null,null,"Steinkohle","Steinkohle"]
[null,null,"Erdgas","GuD"]
[null,null,"Öl","Gasturbine"]
[null,null,"Sonstige","Öl"]
[null,null,null,"Sonstige"]