{"text_format":"1","workbook":"xlsx","n_sheets":11,"sheets":["Anleitung","Start","Merit-Order","Kraftwerksliste","Quellen","Impressum","Start Reset","Backend I","Backend II","Kraftwerksliste Backend","Hilfssheet Abbildung"],"not_rendered":{"charts":4,"images":5,"macros":1,"external_links":0,"defined_names":4,"comments":0,"pivot_tables":0},"unopened":[],"bounds":{"document_bytes":16777216,"sheet_cells":100000,"rows_first":2000,"rows_last":500,"rows_between":2000,"halvings":0,"cell_chars":16384,"cell_head_chars":4096},"cells_cut":0,"cells_raw":0,"read":"whole","date_system":"1900"}

{"sheet":"Anleitung","index":0,"n_rows":33,"n_cols":5,"rows_kept":33,"cut":false,"hidden":false,"merged":[]}
[]
[]
[null,null," EWI Merit-Order Tool 2022"]
[]
[null,null," Kurzanleitung",null,{"$f":"Impressum!F5","v":"Version 2022_Nov.0 "}]
[]
[]
[null,null,null,"Um alle Funktionen des EWI Merit-Order Tools 2022 nutzen zu können, müssen Makros aktiviert werden."]
[]
[null,null,null,"Die Merit-Order"]
[null,null,null,"Als Merit-Order wird die Einsatzreihenfolge der an der Strombörse anbietenden Kraftwerke bezeichnet. Sie orientiert sich an den Grenzkosten der Kraftwerke, diese werden aufsteigend sortiert. Es handelt sich dabei um eine Annäherung an die tatsächlichen Angebotskurven bspw. der Day-Ahead-Auktion an der Strombörse. Die jährlich mittlere Merit-Order des deutschen Kraftwerksparks gibt einen guten Überblick über die Verhältnisse der Grenzkosten der Kraftwerke entsprechend aktueller Bedingungen. Die Merit-Order wird dabei insbesondere vom Kraftwerkspark und den zugrundeliegenden Brennstoffpreisen und Emissionszertifikatspreisen beeinflusst."]
[null,null,null," "]
[null,null,null,"Das EWI Merit-Order Tool 2022"]
[null,null,null,"Das EWI Merit-Order Tool 2022 ermöglicht die Ermittlung und grafische Repräsentation der jährlichen mittleren Merit-Order basierend auf dem konventionellen Kraftwerkspark 2022. Benutzer*innen können die der Merit-Order zugrundeliegenden Annahmen variieren, um den Effekt veränderter Brennstoffpreise oder anderer Annahmen auf die Merit-Order zu untersuchen. Zusätzlich besteht die Möglichkeit, Kraftwerke aus der Merit-Order zu entfernen oder hinzuzufügen. Nutzer*innen können also auch den Einfluss von Kraftwerksstilllegungen oder -zubauten auf die Merit-Order analysieren und visualisieren. Als Standardeinstellung wird nur die Merit-Order der konventionellen Kraftwerke ausgegeben. Um die Merit-Order in Abhängigkeit konkreter Einspeisesituationen erneuerbarer-Energien-Anlagen (EE-Anlagen) abzubilden, kann außerdem eine Annahme zur verfügbaren EE-Leistung getroffen werden."]
[]
[null,null,null,"Bedienung:"]
[]
[null,null,null," Start:"]
[null,null,null,"Im Tabellenblatt Start können die der Merit-Order zugrundeliegenden Annahmen angepasst werden. Die Standardannahmen\nbilden die Merit-Order konventioneller Kraftwerke des Jahres 2022 (Januar-Oktober) ab. Um einen Überblick über die Auswirkungen veränderter Annahmen auf die Merit-Order zu geben, wird die Verteilung der Grenzkosten der Kraftwerke als Boxplot-Diagramm visualisiert. Außerdem kann eine Annahme zur EE-Erzeugung getroffen werden."]
[]
[null,null,null,"Über die Schaltfläche Annahmen zurücksetzen können die Annahmen auf die Standardwerte zurückgesetzt werden."]
[]
[null,null,null,"Bei Aktivierung des Schalters Merit-Order aktualisieren wird die Merit-Order im Tabellenblatt Merit-Order, basierend\nauf den gewählten Annahmen, neu aufgestellt."]
[]
[null,null,null," Merit-Order:"]
[null,null,null,"Im Tabellenblatt Merit-Order wird die Merit-Order visualisiert. Die Darstellung gibt die Merit-Order blockscharf wieder. \nDabei werden die einzelnen Kraftwerkstypen farblich kenntlich gemacht. Zusätzlich wird die Merit-Order als nach\nGrenzkosten sortierte Liste der Kraftwerksblöcke dargestellt. Die Merit-Order wird bei Aktivierung der Schaltfläche \nMerit-Order aktualisieren neu berechnet."]
[]
[null,null,null," Kraftwerksliste:"]
[null,null,null,"In der Kraftwerksliste werden alle Kraftwerksblöcke und die dazugehörigen Annahmen dargestellt. Einzelne Annahmen können verändert werden. Zusätzlich können Kraftwerke aus der Merit-Order entfernt oder hinzugefügt werden. "]
[null,null,null,"Darüber hinaus gibt es die Möglichkeit, die Stein- und Braunkohle Kraftwerke, die im Zuge der Energiekrise 2022 zurück an den Markt kommen, zu der Kraftwerksliste hinzuzufügen. Diese sind zu Anfang deaktiviert."]
[]
[null,null,null,"Eine ausführliche Dokumentation gibt es auf unserer Website:"]
[null,null,null,"https://www.ewi.uni-koeln.de/de/publikationen/#misc-publications"]

{"sheet":"Start","index":1,"n_rows":40,"n_cols":16,"rows_kept":40,"cut":false,"hidden":false,"merged":[[9,7,9,13],[10,7,10,13],[6,2,6,5],[20,2,20,5],[30,7,30,10],[30,12,30,15],[16,2,16,5],[30,2,30,5],[6,7,6,15],[7,7,7,13],[8,7,8,13]]}
[]
[]
[null,null," EWI Merit-Order Tool 2022"]
[]
[null,null," Start",null,null,null,null,null,null,null,null,null,null,null,null,{"$f":"Impressum!F5","v":"Version 2022_Nov.0 "}]
[]
[null,null,"Brennstoffkosten",null,null,null,null,"Übersicht über die Grenzkosten der Kraftwerke"]
[null,null,"Brennstoff","Kosten","Einheit","Quelle",null,"   Das Boxplot-Diagramm gibt einen ersten Überblick über die Grenzkosten der Kraftwerke. In der Abbildung rechts"]
[null,null,"Kernenergie",5.5,"EUR/MWhth","siehe Dokumentation",null,"   werden die einzelnen Elemente des Diagramms erläutert. Veränderungen der Annahmen gibt das Diagramm"]
[null,null,"Braunkohle",3.1,"EUR/MWhth","EWI (2019)",null,"   augenblicklich wieder. Um die Annahmen in die Merit-Order (Tabellenblatt: Merit-Order) zu übernehmen, muss die"]
[null,null,"Steinkohle",41.2,"EUR/MWhth","ARA",null,"   Schaltfläche Aktualisiere Merit-Order aktiviert werden."]
[null,null,"Erdgas",128.4,"EUR/MWhth","Spot TTF"]
[null,null,"Öl",58.47,"EUR/MWhth","SDKW (2022)"]
[null,null,"Abfall",0,"EUR/MWhth","siehe Dokumentation"]
[null,null,"Sonstige",58.47,"EUR/MWhth","siehe Dokumentation"]
[]
[null,null,"Emissionszertifikatspreis"]
[null,null,null,"Kosten","Einheit","Quelle"]
[null,null,"Emissionszertifikatspreis",81.17,"EUR/tCO2","Ember (2022)"]
[]
[null,null,"Transportkosten"]
[null,null,"Kraftwerkstyp","Kosten","Einheit","Quelle"]
[null,null,"Kernenergie",0,"EUR/MWhth","siehe Dokumentation"]
[null,null,"Braunkohle",0,"EUR/MWhth","siehe Dokumentation"]
[null,null,"Steinkohle",1.25,"EUR/MWhth","R2B (2019)"]
[null,null,"Erdgas",0.5,"EUR/MWhth","R2B (2019)"]
[null,null,"Öl",0.3,"EUR/MWhth","R2B (2019)"]
[null,null,"Abfall",0,"EUR/MWhth","siehe Dokumentation"]
[null,null,"Sonstige",0,"EUR/MWhth","siehe Dokumentation",null,"Verfügbare EE-Leistung",0,"MW"]
[]
[null,null,"Sonstige variable Kosten",null,null,null,null,"Nicht-Verfügbarkeit",null,null,null,null,"Emissionsfaktoren"]
[null,null,"Kraftwerkstyp","Kosten","Einheit","Quelle",null,"Kraftwerkstyp",null,"Einheit","Quelle",null,"Brennstoff",null,"Einheit","Quelle"]
[null,null,"Kernenergie",1.2,"EUR/Mwhel","siehe Dokumentation",null,"Kernenergie",7,"%","siehe Dokumentation",null,"Kernenergie",0,"tCO2/MWhth","siehe Dokumentation"]
[null,null,"Braunkohle",1.7,"EUR/Mwhel","R2B (2019)",null,"Braunkohle",13,"%","siehe Dokumentation",null,"Braunkohle",0.40400000000000003,"tCO2/MWhth","ÜNB (2019)"]
[null,null,"Steinkohle",1.3,"EUR/Mwhel","R2B (2019)",null,"Steinkohle",20,"%","siehe Dokumentation",null,"Steinkohle",0.33700000000000002,"tCO2/MWhth","ÜNB (2019)"]
[null,null,"GuD",1.5,"EUR/Mwhel","R2B (2019)",null,"GuD",13,"%","siehe Dokumentation",null,"Erdgas",0.20100000000000001,"tCO2/MWhth","ÜNB (2019)"]
[null,null,"Gasturbine",1,"EUR/Mwhel","R2B (2019)",null,"Gasturbine",13,"%","siehe Dokumentation",null,"Öl",0.28000000000000003,"tCO2/MWhth","ÜNB (2019)"]
[null,null,"Öl",1,"EUR/Mwhel","siehe Dokumentation",null,"Öl",15,"%","siehe Dokumentation",null,"Abfall",0,"tCO2/MWhth","siehe Dokumentation"]
[null,null,"Abfall",1,"EUR/Mwhel","siehe Dokumentation",null,"Abfall",15,"%","siehe Dokumentation",null,"Sonstige",0.214,"tCO2/MWhth","ÜNB (2019)"]
[null,null,"Sonstige",1,"EUR/Mwhel","siehe Dokumentation",null,"Sonstige",15,"%","siehe Dokumentation"]

{"sheet":"Merit-Order","index":2,"n_rows":1176,"n_cols":11,"rows_kept":1176,"cut":false,"hidden":false,"merged":[[9,2,9,10],[6,2,6,10]]}
[]
[]
[null,null," EWI Merit-Order Tool 2022"]
[]
[null,null," Merit-Order",null,null,null,null,null,null,null,{"$f":"Impressum!F5","v":"Version 2022_Nov.0 "}]
[]
[null,null,"Grafische Darstellung der Merit-Order"]
[]
[]
[null,null,"Merit-Order in tabellarischer Form"]
[null,null,"MaStR-Nr. ","Kraftwerksnummer Bundesnetzagentur","Anlagenbetreiber","Anzeige-Name","Datum der erstmaligen Inbetriebnahme der Einheit","Kraftwerkstyp","Durchschnittliche verfügbare Nettonennleistung [MW]","Kumulierte verfügbare Nettonennleistung [MW]","Grenzkosten [EUR/MWhel]"]
[null,null,"SEE900128586359","BNA0746","N-ERGIE Kraftwerke GmbH","HKW-Sandreuth (Müll)","17.07.1992","Abfall",15.98,15.98,1]
[null,null,"SEE900664653232","BNA1289","AMK-Abfallentsorgungsgesellschaft des Märkischen Kreises mbH","Turbine 1","01.08.1996","Abfall",9.0949999999999989,25.074999999999999,1]
[null,null,"SEE900838448145","BNA1254","Zweckverband Müllverwertung Schwandorf","MKW SAD Turbine 3","31.08.1982","Abfall",9.86,34.935000000000002,1]
[null,null,"SEE904604163027","BNA0519","RWE Generation SE","Karnap B","14.02.1987","Abfall",32.299999999999997,67.234999999999999,1]
[null,null,"SEE904983741502","BNA0641a","MVV Umwelt Asset GmbH","MHKW Mannheim Generator T60","07.01.2010","Abfall",21.76,88.995000000000005,1]
[null,null,"SEE906215229154","BNA0438","EEW Energy from Waste Helmstedt GmbH","MVA EEW Helmstedt","01.01.2014","Abfall",31.875,120.87,1]
[null,null,"SEE906331863386",null,"GSB Sonderabfall-Entsorgung Bayern GmbH","Turbine VA3","20.12.1995","Abfall",6.0018500000000001,126.87185000000001,1]
[null,null,"SEE907370296296","BNA1254","Zweckverband Müllverwertung Schwandorf","MKW SAD Turbine 5","04.06.1992","Abfall",27.879999999999995,154.75184999999999,1]
[null,null,"SEE909031885047",null,"Müllverwertung Borsigstraße GmbH","MVB Borsigstraße Müll","16.07.2010","Abfall",8.4999999999999999E-6,154.7518585,1]
[null,null,"SEE912257091857","BNA0287b","MHKW Müllheizkraftwerk Frankfurt am Main GmbH","Turbine 7","21.12.2005","Abfall",39.524999999999999,194.2768585,1]
[null,null,"SEE914179988338","BNA0407","Enertec Hameln GmbH","Turbine 6","13.11.1970","Abfall",2.1675,196.44435849999999,1]
[null,null,"SEE917110358740","BNA1330","Steinbeis Energie GmbH","Steinbeis Energie EBS Kessel 6","27.09.2010","Abfall",14.45,210.89435849999998,1]
[null,null,"SEE918623387630","BNA1261","EEW Energy from Waste Stapelfeld GmbH","EEW Stapelfeld GmbH","01.10.1979","Abfall",9.69,220.58435849999998,1]
[null,null,"SEE922849915072","BNA1148","MHB Hamm Betriebsführungsgesellschaft mbH","MVA Hamm Turbine 1","01.01.1985","Abfall",7.48,228.06435849999997,1]
[null,null,"SEE923271533315","BNA1155","RZR II Herten GmbH","RZR II Turbine3","01.01.2009","Abfall",19.974999999999998,248.03935849999996,1]
[null,null,"SEE923791565131",null,"Zweckverband Müllheizkraftwerk Stadt und Landkreis Bamberg","Rheinstraße","07.08.2014","Abfall",7.9050000000000002,255.94435849999996,1]
[null,null,"SEE923959807806","BNA0640","BASF SE","Turbine 3","10.11.2006","Abfall",9.4689999999999994,265.41335849999996,1]
[null,null,"SEE924286409503","BNA0855","IKW Rüdersdorf","IKW Rüdersdorf","12.12.2007","Abfall",25.5,290.91335849999996,1]
[null,null,"SEE924302504816","BNA0117a","Energie- und Wasserversorgung Bonn/Rhein-Sieg GmbH","HKW Bonn-Nord, Turbogruppe 4","01.04.1991","Abfall",12.001999999999999,302.91535849999997,1]
[null,null,"SEE925011950635","BNA1161","Zweckverband Müllverwertungsanlage Ingolstadt","Turbine VE 40 ZV MVA IN","10.09.1996","Abfall",15.419,318.33435849999995,1]
[null,null,"SEE925411264011","BNA1186d","EGK Entsorgungsgesellschaft Krefeld GmbH & Co. KG","Turbine 5","01.12.1997","Abfall",1.6404999999999998,319.97485849999993,1]
[null,null,"SEE925652456091","BNA1168","Müllheizkraftwerk Kassel GmbH","Müllheizkraftwerk Kassel M7","17.12.1985","Abfall",6.8,326.77485849999994,1]
[null,null,"SEE925794342412","BNA0591","MVV Umwelt Asset GmbH","TREA Leuna 2","19.06.2007","Abfall",13.808250000000001,340.58310849999992,1]
[null,null,"SEE927032372373","BNA1116","Bremerhavener Entsorgungsgesellschaft mbH","MHKW, Generator 1+2","17.03.1977","Abfall",11.9,352.4831084999999,1]
[null,null,"SEE927716043575","BNA0417","EEW Energy from Waste Hannover GmbH","MVA EEW Hannover","01.06.2005","Abfall",23.119999999999997,375.60310849999991,1]
[null,null,"SEE927727929912","BNA1020","MVA Weisweiler GmbH & Co. KG","MVA-Turbine","01.10.1996","Abfall",22.95,398.55310849999989,1]
[null,null,"SEE928761575349","BNA0380","EEW Energy from Waste Großräschen GmbH","EEW Großräschen GmbH","16.01.2008","Abfall",21.25,419.80310849999989,1]
[null,null,"SEE929095613516",null,"GSB Sonderabfall-Entsorgung Bayern GmbH","Turbine VA2","06.10.1995","Abfall",6.0018500000000001,425.80495849999988,1]
[null,null,"SEE932127408097","BNA1198","PreZero Energy Zorbau GmbH","Generator Zorbau","06.06.2005","Abfall",23.119999999999997,448.92495849999989,1]
[null,null,"SEE934298270268","BNA1190","Thermische Abfallbehandlung Lauta","T.A. Lauta","21.07.2004","Abfall",13.344999999999999,462.26995849999992,1]
[null,null,"SEE937544161082","BNA1510","Hamburger Rieger GmbH GB Kraftwerk","EBS Heizkraftwerk Spremberg","01.08.2013","Abfall",14.875,477.14495849999992,1]
[null,null,"SEE937822704543",null,"Zweckverband Abfallverwertung Südhessen (ZAS)","Turbine 2","27.01.2020","Abfall",1.0625,478.20745849999992,1]
[null,null,"SEE937978171572","BNA1289","AMK-Abfallentsorgungsgesellschaft des Märkischen Kreises mbH","Turbine 2","01.04.1981","Abfall",2.8899999999999997,481.0974584999999,1]
[null,null,"SEE938035990372","BNA1244","AVA Velsen GmbH","ABR992555104343","07.08.1997","Abfall",13.6,494.69745849999993,1]
[null,null,"SEE938782869693","BNA1222","Energieversorgung Offenbach AG","Müllheizkraftwerk Offenbach Turbine 1","29.07.2016","Abfall",13.091699999999999,507.78915849999993,1]
[null,null,"SEE939382623364",null,"Klingele Papierwerke GmbH & Co. KG Papierfabrik Weener","TWIN2","01.03.2008","Abfall",3.9865000000000004,511.77565849999991,1]
[null,null,"SEE940303116315",null,"EEW Energy from Waste Premnitz GmbH","Turbosatz 5","16.11.2021","Abfall",27.471999999999998,539.24765849999994,1]
[null,null,"SEE940474859066","BNA0616a","BASF SE","Z564 VT1","30.04.1992","Abfall",10.199999999999999,549.44765849999999,1]
[null,null,"SEE941568392261","BNA1154","AGR Abfallentsorgungs-Gesellschaft Ruhrgebiet mbH","RZR I Turbine2","01.01.1981","Abfall",12.648,562.09565850000001,1]
[null,null,"SEE941568476039","BNA1184","AVG Abfallentsorgungs- und Verwertungsgesellschaft Köln mbH","Turbosatz 1","02.02.1998","Abfall",39.1,601.19565850000004,1]
[null,null,"SEE942253705168","BNA1197","Technische Werke Ludwigshafen am Rhein","FHKW DT 2","24.02.1989","Abfall",10.259499999999999,611.45515850000004,1]
[null,null,"SEE942366584926","BNA0969a","SWM Services GmbH","SWM HKW Nord 1 T10","29.08.1991","Abfall",15.299999999999999,626.75515849999999,1]
[null,null,"SEE942777699660","BNA1490","EBS Kraftwerk GmbH","EBKW Knapsack","01.01.2009","Abfall",25.414999999999999,652.17015849999996,1]
[null,null,"SEE942956157011","BNA1867","AVG Abfallentsorgungs- und Verwertungsgesellschaft Köln mbH","Turbosatz 2","30.05.2017","Abfall",15.299999999999999,667.47015849999991,1]
[null,null,"SEE943548208159","BNA1295","AVA Abfallverwertung Augsburg Kommunalunternehmen","AHKW ND Turbine","16.09.1994","Abfall",5.7119999999999997,673.1821584999999,1]
[null,null,"SEE943841929270","BNA1295","AVA Abfallverwertung Augsburg Kommunalunternehmen","AHKW HD Turbine","16.09.1994","Abfall",6.7744999999999997,679.95665849999989,1]
[null,null,"SEE944111876263","BNA0237","Progroup Power 1 GmbH","PPO1 - Eisenhüttenstadt","19.10.2009","Abfall",27.2,707.15665849999993,1]
[null,null,"SEE944429192826","BNA1119","Zweckverband Abfallverwertung Südostbayern","SEE944429192826 (MHKW Burgkirchen (Müllverbrennung))","28.01.1994","Abfall",10.88,718.03665849999993,1]
[null,null,"SEE945150729886","BNA1154","AGR Abfallentsorgungs-Gesellschaft Ruhrgebiet mbH","RZR I Turbine1","01.01.1981","Abfall",12.648,730.68465849999995,1]
[null,null,"SEE945602121718","BNA1316","EkoCity","Generator B","01.01.1976","Abfall",17,747.68465849999995,1]
[null,null,"SEE946934017984","BNA1243","Vattenfall Europe New Energy Ecopower GmbH","EBS-HKW Rostock","31.03.2010","Abfall",15.725,763.40965849999998,1]
[null,null,"SEE947996339434","BNA1155","RZR II Herten GmbH","RZR II Turbine4","07.02.2019","Abfall",10.420999999999999,773.83065850000003,1]
[null,null,"SEE948093740512","BNA0641c","MVV Umwelt Asset GmbH","MHKW Mannheim Generator TE0","14.06.2012","Abfall",3.6209999999999996,777.45165850000001,1]
[null,null,"SEE950201173198","BNA1114","swb Entsorgung GmbH&Co. KG","MHKW_Gen4","01.01.2013","Abfall",41.82,819.27165850000006,1]
[null,null,"SEE950593842498","BNA1262","Remondis Thermische Abfallverwertung GmbH","Remondis Thermische Abfallverwertung GmbH","06.12.2007","Abfall",20.399999999999999,839.67165850000004,1]
[null,null,"SEE951648072822","BNA1286","Zweckverband für Abfallwirtschaft Südwestthüringen (ZASt)","ZASt","15.10.2007","Abfall",10.285,849.9566585,1]
[null,null,"SEE951966828576","BNA1161","Zweckverband Müllverwertungsanlage Ingolstadt","Turbine VE 32 ZV MVA IN","10.09.1996","Abfall",6.29,856.24665849999997,1]
[null,null,"SEE953182244383",null,"MVV Umwelt Asset GmbH","MHKW Mannheim Generator X1","13.03.2020","Abfall",3.468,859.71465849999993,1]
[null,null,"SEE953730197888","BNA0641b","MVV Umwelt Asset GmbH","MHKW Mannheim Generator TD0","13.08.2012","Abfall",3.6209999999999996,863.33565849999991,1]
[null,null,"SEE955292024220","BNA1254","Zweckverband Müllverwertung Schwandorf","MKW SAD Turbine 4","21.09.1982","Abfall",9.86,873.19565849999992,1]
[null,null,"SEE955548455112","BNA1110","Zweckverband Restmüllheizkraftwerk Böblingen","Restmüllheizkraftwerk","01.05.1999","Abfall",10.709999999999999,883.90565849999996,1]
[null,null,"SEE955718847075","BNA0845","Stadtwerke Rosenheim GmbH & Co. KG","DT1","01.01.1988","Abfall",5.8650000000000002,889.77065849999997,1]
[null,null,"SEE955937262338","BNA0751","GMVA Gemeinschafts-Müll-Verbrennungsanlage Niederrhein GmbH","„Turbosatz 1“","06.04.2006","Abfall",17.935000000000002,907.70565850000003,1]
[null,null,"SEE956268312785","BNA0088b","Solvay Chemicals GmbH","Kondensationsturbine EKT","17.12.2009","Abfall",25.5,933.20565850000003,1]
[null,null,"SEE957509710094","BNA1448","EEW Energy from Waste Saarbrücken GmbH  AHKW-Neunkirchen","AHKW-Neunkirchen","02.06.1977","Abfall",9.86,943.06565850000004,1]
[null,null,"SEE957686843929",null,"Zweckverband Abfallverwertung Südhessen (ZAS)","Turbine 1","09.10.1991","Abfall",8.688699999999999,951.75435850000008,1]
[null,null,"SEE957830042178","BNA0599","AVEA Entsorgungsbetriebe","Turbine 3","09.08.2010","Abfall",15.852499999999999,967.60685850000004,1]
[null,null,"SEE958310939391","BNA0139","swb Entsorgung GmbH&Co. KG","MKK","28.08.2009","Abfall",27.2,994.80685850000009,1]
[null,null,"SEE958335974377","BNA1291","IHKW Industrieheizkraftwerk Andernach GmbH","Dampfturbine","15.12.2008","Abfall",10.625,1005.4318585000001,1]
[null,null,"SEE958909269267",null,"Infraserv GmbH & Co. Höchst KG","IPH Ersatzbrennstoffverbrennung Turbine","28.07.2014","Abfall",60.35,1065.7818585,1]
[null,null,"SEE962737235608","BNA0622","Müllheizkraftwerk Rothensee GmbH","Block 1","17.07.2005","Abfall",24.82,1090.6018584999999,1]
[null,null,"SEE964170331206",null,"Zweckverband für Abfallwirtschaft in Nordwest-Oberfranken","MHKW Coburg","01.01.1988","Abfall",9.01,1099.6118584999999,1]
[null,null,"SEE965779402670","BNA1229","EEW Energy from Waste Saarbrücken GmbH","MHKW Pirmasens Verbrennung","01.01.1999","Abfall",12.75,1112.3618584999999,1]
[null,null,"SEE966264899036","BNA1197","Technische Werke Ludwigshafen am Rhein","FHKW DT5","05.07.2005","Abfall",7.772672,1120.1345305,1]
[null,null,"SEE969698095906","BNA1197","Technische Werke Ludwigshafen am Rhein","FHKW DT6","12.04.2018","Abfall",4.6636015000000004,1124.7981319999999,1]
[null,null,"SEE971280976463","BNA1144","EEW Energy from Waste Göppingen","MHKW Turbine","01.07.1975","Abfall",9.35,1134.1481319999998,1]
[null,null,"SEE971796321603","BNA1449b","Zweckverband Abfallwirtschaft Raum Würzburg","TS II","09.11.1998","Abfall",10.199999999999999,1144.3481319999999,1]
[null,null,"SEE972694764301","BNA1114","swb Entsorgung GmbH&Co. KG","MHKW_Gen1","01.01.1984","Abfall",2.21,1146.5581319999999,1]
[null,null,"SEE973464796218","BNA1255","LEIPA Georg Leinfelder GmbH","Dampfturbine FSK Kuhheide 32a","01.04.2011","Abfall",24.5684,1171.126532,1]
[null,null,"SEE974051053875",null,"Klingele Papierwerke GmbH & Co. KG Papierfabrik Weener","Turbine 4","12.08.2021","Abfall",11.772499999999999,1182.899032,1]
[null,null,"SEE976589352260","BNA1168","Müllheizkraftwerk Kassel GmbH","Müllheizkraftwerk Kassel M8","12.03.2012","Abfall",12.494999999999999,1195.3940319999999,1]
[null,null,"SEE976826191515","BNA1148","MHB Hamm Betriebsführungsgesellschaft mbH","MVA Hamm Turbine 2","01.01.1985","Abfall",7.48,1202.8740319999999,1]
[null,null,"SEE977514334252","BNA1222","Energieversorgung Offenbach AG","Müllheizkraftwerk Offenbach Turbine 2","30.06.2006","Abfall",1.802,1204.6760319999999,1]
[null,null,"SEE977770417713","BNA0693","SWN Stadtwerke Neumünster GmbH","T3","06.07.1979","Abfall",10.643699999999999,1215.3197319999999,1]
[null,null,"SEE977898966292","BNA0398","MVR Müllverwertung Rugenberger Damm GmbH & Co. KG","MVR Rugenberger Damm Müll","16.02.1999","Abfall",20.293749999999999,1235.613482,1]
[null,null,"SEE979423615132","BNA1186e","EGK Entsorgungsgesellschaft Krefeld GmbH & Co. KG","Turbine 1","27.08.1974","Abfall",0.79049999999999998,1236.403982,1]
[null,null,"SEE981003349412","BNA0693","SWN Stadtwerke Neumünster GmbH","T6","10.07.2014","Abfall",12.273999999999999,1248.6779819999999,1]
[null,null,"SEE981876305560","BNA0590","MVV Umwelt Asset GmbH","TREA Leuna 1","26.08.2005","Abfall",13.808250000000001,1262.486232,1]
[null,null,"SEE986030306643","BNA1199","Entsorgungsgesellschaft Mainz mbH","MHKW DTS","01.06.2009","Abfall",12.75,1275.236232,1]
[null,null,"SEE986413873564","BNA1114","swb Entsorgung GmbH&Co. KG","MHKW_Gen2","01.01.2004","Abfall",11.305,1286.541232,1]
[null,null,"SEE988429673565","BNA1139","EEW Energy from Waste Saarbrücken GmbH","TREA Breisgau","17.05.2004","Abfall",11.559999999999999,1298.101232,1]
[null,null,"SEE988580370860",null,"EEW Energy from Waste Premnitz GmbH","Turbosatz 4","18.12.2005","Abfall",1.1475,1299.248732,1]
[null,null,"SEE988841475051","BNA1465a","B+T Energie GmbH","HKW Witzenhausen","24.06.2009","Abfall",23.8,1323.048732,1]
[null,null,"SEE988848971327","BNA0084","Vattenfall Wärme Berlin AG","HKW Reuter, Dampfturbine M","04.02.1998","Abfall",30.599999999999998,1353.6487319999999,1]
[null,null,"SEE989887901764","BNA0407","Enertec Hameln GmbH","Turbine 5","01.10.2009","Abfall",10.420999999999999,1364.0697319999999,1]
[null,null,"SEE990065849372","BNA1449a","Zweckverband Abfallwirtschaft Raum Würzburg","TS I","04.06.1984","Abfall",7.3949999999999996,1371.4647319999999,1]
[null,null,"SEE990760688887",null,"Entsorgungsgesellschaft Mainz mbH","MHKW EBT","01.01.2003","Abfall",4.25,1375.7147319999999,1]
[null,null,"SEE992607731794","BNA1186b","EGK Entsorgungsgesellschaft Krefeld GmbH & Co. KG","Turbine 4","05.04.2001","Abfall",7.8455000000000004,1383.5602319999998,1]
[null,null,"SEE992947793209","BNA1167","Kreis Weseler Abfallgesellschaft mbH & Co.KG","Dampfturbine","01.04.1997","Abfall",13.6,1397.1602319999997,1]
[null,null,"SEE993054223955","BNA0750","GMVA Gemeinschafts-Müll-Verbrennungsanlage Niederrhein GmbH","„Turbosatz 2“","17.10.1991","Abfall",34.339999999999996,1431.5002319999996,1]
[null,null,"SEE993546424112","BNA0407","Enertec Hameln GmbH","Turbine 2","05.08.1952","Abfall",10.726999999999999,1442.2272319999997,1]
[null,null,"SEE993787055366","BNA1186c","EGK Entsorgungsgesellschaft Krefeld GmbH & Co. KG","Turbine 2","27.08.1974","Abfall",0.79049999999999998,1443.0177319999998,1]
[null,null,"SEE994238154089","BNA1148","MHB Hamm Betriebsführungsgesellschaft mbH","MVA Hamm Turbine 3","24.03.2006","Abfall",5.4824999999999999,1448.5002319999999,1]
[null,null,"SEE994551453975","BNA1316","EkoCity","Generator A","01.01.1976","Abfall",17,1465.5002319999999,1]
[null,null,"SEE996047653111","BNA1108","PD energy GmbH","KW TRB Bitterfeld, Bitterfeld-Wolfen, Oststr. 1","19.11.2009","Abfall",8.5,1474.0002319999999,1]
[null,null,"SEE996891820448","BNA1186a","EGK Entsorgungsgesellschaft Krefeld GmbH & Co. KG","Turbine 3","01.01.1978","Abfall",6.8,1480.8002319999998,1]
[null,null,"SEE998216550733",null,"Klingele Papierwerke GmbH & Co. KG Papierfabrik Weener","TWIN 1","01.03.2008","Abfall",3.9865000000000004,1484.7867319999998,1]
[null,null,"SEE998261618013","BNA0407","Enertec Hameln GmbH","Turbine 1","31.10.2000","Abfall",4.1904999999999992,1488.9772319999997,1]
[null,null,"SEE998278854237","BNA0969c","SWM Services GmbH","SWM HKW Nord 3 T30","14.03.1984","Abfall",18.7,1507.6772319999998,1]
[null,null,"SEE999588015110","BNA0287a","MHKW Müllheizkraftwerk Frankfurt am Main GmbH","Turbine 3","12.12.1986","Abfall",22.099999999999998,1529.7772319999997,1]
[null,null,"SEE999819576335","BNA0623","Müllheizkraftwerk Rothensee GmbH","Block 2","08.09.2006","Abfall",28.56,1558.3372319999996,1]
[null,null,null,null,"Nicht-EEG-Anlagen < 10 MW",null,null,"Abfall",135.04485499999998,1693.3820869999995,1]
[null,null,"SEE944567587799","BNA0607","Kernkraftwerk Lippe-Ems GmbH","Emsland A","20.06.1988","Kernenergie",1242.48,2935.8620869999995,17.142028985507249]
[null,null,"SEE943690268513","BNA0263","PreussenElektra","Isar 2","22.01.1988","Kernenergie",1311.3,4247.1620869999997,17.866666666666664]
[null,null,"SEE985577062814","BNA0686","EnBW Energie Baden-Württemberg AG","GKN II","15.04.1989","Kernenergie",1218.3,5465.4620869999999,17.866666666666664]
[null,null,"SEE968582186379","BNA1404","Lausitz Energie Kraftwerke AG","Boxberg Block R","06.11.2012","Braunkohle",548.1,6013.5620870000002,83.834279176201377]
[null,null,"SEE952937205877","BNA1185","Pfeifer & Langen GmbH ＆ Co. KG","Könnern Generator 2","28.09.1993","Braunkohle",17.1129,6030.6749870000003,84.478321033210335]
[null,null,"SEE985453029962","BNA1185","Pfeifer & Langen GmbH ＆ Co. KG","Könnern Generator 1","01.01.1973","Braunkohle",7.2645,6037.9394870000006,84.478321033210335]
[null,null,"SEE925599434282","BNA1401a","RWE Power AG","Neurath F","03.08.2012","Braunkohle",922.2,6960.1394870000004,85.171348837209308]
[null,null,"SEE983252937631","BNA0709","RWE Power AG","Niederaußem K","28.01.2003","Braunkohle",821.28,7781.4194870000001,85.171348837209308]
[null,null,"SEE993592183001","BNA1401b","RWE Power AG","Neurath G","08.07.2012","Braunkohle",922.2,8703.6194869999999,85.171348837209308]
[null,null,"SEE915426748132","BNA0543","RheinEnergie AG","Block 6 Merkenich RheinEnergie","16.12.2010","Braunkohle",65.510999999999996,8769.1304870000004,86.352547169811345]
[null,null,"SEE907389779292","BNA0124","Lausitz Energie Kraftwerke AG","Boxberg Block Q","01.10.2000","Braunkohle",730.8,9499.9304869999996,86.552671394799063]
[null,null,"SEE957229968300","BNA0707","RWE Power AG","Niederaußem H","16.09.1974","Braunkohle",563.76,10063.690487,86.834440227704007]
[null,null,"SEE998199911088","BNA0116","EnBW Energie Baden-Württemberg AG","Kraftwerk Lippendorf Block S","01.12.1999","Braunkohle",775.17,10838.860487,87.158761904761917]
[null,null,"SEE921905907730","BNA0708","RWE Power AG","Niederaußem G","23.10.1974","Braunkohle",546.36,11385.220487000001,87.321851145038181]
[null,null,"SEE938337436349","BNA0914","Lausitz Energie Kraftwerke AG","Kraftwerk Schwarze Pumpe Block A","15.12.1997","Braunkohle",656.85,12042.070487000001,89.243121951219521]
[null,null,"SEE952672318108","BNA0915","Lausitz Energie Kraftwerke AG","Kraftwerk Schwarze Pumpe Block B","25.05.1998","Braunkohle",656.85,12698.920487000001,89.243121951219521]
[null,null,"SEE966331411864","BNA0115","Lausitz Energie Kraftwerke AG","Kraftwerk Lippendorf Block R","20.06.2000","Braunkohle",775.17,13474.090487000001,89.243121951219521]
[null,null,"SEE919134316447","BNA0878","Saale Energie GmbH","Schkopau A+B Bahngenerator","01.01.1996","Braunkohle",95.7,13569.790487000002,91.431700000000006]
[null,null,"SEE921449009914","BNA1461","CropEnergies Bioethanol GmbH","Dampfturbine IV CropEnergies Zeitz","01.01.2004","Braunkohle",15.46251,13585.252997000001,91.431700000000006]
[null,null,"SEE941974735591","BNA0183","Stadtwerke Cottbus GmbH","Rauchgasturbine","29.08.1998","Braunkohle",11.31,13596.562997000001,91.431700000000006]
[null,null,"SEE946537967655","BNA0183","Stadtwerke Cottbus GmbH","Hochdruckdampfturbine","20.02.1999","Braunkohle",13.92,13610.482997000001,91.431700000000006]
[null,null,"SEE947677200282","BNA0879","Saale Energie GmbH","Schkopau B","01.01.1996","Braunkohle",391.5,14001.982997000001,91.431700000000006]
[null,null,"SEE960652233358","BNA0878","Saale Energie GmbH","Schkopau A","01.01.1995","Braunkohle",391.5,14393.482997000001,91.431700000000006]
[null,null,"SEE978888539755","BNA0183","Stadtwerke Cottbus GmbH","Mittel-Niederdruckdampfturbine","23.03.1999","Braunkohle",39.15,14432.632997000001,91.431700000000006]
[null,null,"SEE975343602986","BNA1293b","Martinswerk GmbH","KWK-Anlage: Generator 2","01.01.1961","Braunkohle",8.6129999999999995,14441.245997,94.206907216494855]
[null,null,"SEE986936308987","BNA1293a","Martinswerk GmbH","KWK-Anlage: Generator 1","01.01.1961","Braunkohle",8.6129999999999995,14449.858996999999,94.206907216494855]
[null,null,"SEE998111672394","BNA1002","Mitteldeutsche Braunkohlengesellschaft mbH","IKW Wählitz","25.08.1994","Braunkohle",26.97,14476.828996999999,94.927740259740276]
[null,null,"SEE970305352633","BNA1400a","Südzucker AG","Dampfturbine III Südzucker Zeitz","01.08.1993","Braunkohle",14.702999999999999,14491.531996999998,95.365657620041759]
[null,null,"SEE999145467468","BNA0490a","RWE Power AG","GoWerk F","01.12.1992","Braunkohle",34.799999999999997,14526.331996999998,95.365657620041759]
[null,null,"SEE933960350956","BNA0179","eins energie in sachsen GmbH & Co. KG","HKW Chemnitz Nord II, Block C","07.06.1990","Braunkohle",80.32884,14606.660836999998,97.159255319148954]
[null,null,"SEE994335340088",null,"Stadtwerke Frankfurt (Oder) GmbH","HKW DT","09.10.1997","Braunkohle",14.79,14621.450836999999,97.159255319148954]
[null,null,null,null,"Nicht-EEG-Anlagen < 10 MW",null,null,"Braunkohle",31.220819999999996,14652.671656999999,97.159255319148954]
[null,null,"SEE923943268279","BNA0788","Lausitz Energie Kraftwerke AG","Kraftwerk Jänschwalde Block D","06.10.1985","Braunkohle",435,15087.671656999999,97.413813333333351]
[null,null,"SEE938669585906","BNA0786","Lausitz Energie Kraftwerke AG","Kraftwerk Jänschwalde Block B","29.11.1982","Braunkohle",435,15522.671656999999,97.413813333333351]
[null,null,"SEE989591633753","BNA0787","Lausitz Energie Kraftwerke AG","Kraftwerk Jänschwalde Block C","01.02.1984","Braunkohle",435,15957.671656999999,97.413813333333351]
[null,null,"SEE991817093418","BNA0785","Lausitz Energie Kraftwerke AG","Kraftwerk Jänschwalde Block A","01.10.1981","Braunkohle",435,16392.671656999999,97.413813333333351]
[null,null,"SEE928076311489","BNA0523","Städtische Werke Energie + Wärme GmbH","Fernwärmekraftwerk Kassel","21.12.1989","Braunkohle",29.145,16421.816656999999,97.772483940042846]
[null,null,"SEE905721866655","BNA0292","RWE Power AG","Fab Frechen","23.12.1962","Braunkohle",153.12,16574.936656999998,98.393642241379325]
[null,null,"SEE923082939436","BNA0177","eins energie in sachsen GmbH & Co. KG","HKW Chemnitz Nord II, Block B","26.08.1988","Braunkohle",50.609639999999999,16625.546296999997,98.393642241379325]
[null,null,"SEE931736847297","BNA0699","RWE Power AG","Neurath D","24.06.1975","Braunkohle",528.09,17153.636296999997,99.767431693989082]
[null,null,"SEE976414005279","BNA0700","RWE Power AG","Neurath E","22.02.1976","Braunkohle",525.48,17679.116296999997,99.767431693989082]
[null,null,"SEE955314088254","BNA1028","RWE Power AG","Weißweiler H","18.01.1975","Braunkohle",570.72,18249.836296999998,101.40188888888889]
[null,null,"SEE987007884447","BNA1027","RWE Power AG","Weißweiler G","14.02.1974","Braunkohle",576.80999999999995,18826.646296999999,101.40188888888889]
[null,null,"SEE908125004449","BNA0123","Lausitz Energie Kraftwerke AG","Boxberg Block P","01.07.1980","Braunkohle",435,19261.646296999999,104.2505142857143]
[null,null,"SEE985842749525","BNA0122","Lausitz Energie Kraftwerke AG","Boxberg Block N","01.01.1979","Braunkohle",435,19696.646296999999,104.2505142857143]
[null,null,"SEE912440649056","BNA1141","Pfeifer & Langen GmbH ＆ Co. KG","Euskirchen Generator 3","01.07.1980","Braunkohle",0.98570999999999998,19697.632007,104.36784897025171]
[null,null,"SEE927622980674","BNA1141","Pfeifer & Langen GmbH ＆ Co. KG","Euskirchen Generator 1","30.08.1979","Braunkohle",5.9151300000000004,19703.547137000001,104.36784897025171]
[null,null,"SEE927630371594","BNA1486","ROMONTA GmbH","Grubenheizkraftwerk Amsdorf","01.04.1960","Braunkohle",7.98153399,19711.528670990003,104.36784897025171]
[null,null,"SEE920672219015","BNA1865","KÄMMERER Energie GmbH","Generator 5","10.01.1977","Braunkohle",8.5259999999999998,19720.054670990005,110.46569696969698]
[null,null,"SEE933685962403","BNA1026","RWE Power AG","Weißweiler F","04.09.1967","Braunkohle",279.27,19999.324670990005,110.46569696969698]
[null,null,"SEE974018310478","BNA1864","KÄMMERER Energie GmbH","Generator 4","22.12.1962","Braunkohle",8.0039999999999996,20007.328670990006,110.46569696969698]
[null,null,"SEE990438768378","BNA0270","Stadtwerke Flensburg","Dampfturbine 8","24.05.1985","Steinkohle",26.32,20033.648670990005,139.80057539682542]
[null,null,"SEE906830618081","BNA0714","RWE Power AG","Fab Fortuna","01.06.1948","Braunkohle",13.05,20046.698670990005,143.23264984227129]
[null,null,"SEE966083015792","BNA1083","WSW Energie & Wasser AG","GT21","09.07.2008","Öl",24.99,20071.688670990006,145.88462222222222]
[null,null,"SEE957285549260","BNA0272","Stadtwerke Flensburg","Dampfturbine 9","16.08.1988","Steinkohle",26.32,20098.008670990006,149.03394708994711]
[null,null,"SEE950041295098","BNA1015, BNA1016","Hamburger Energiewerke GmbH","GTKW Wedel","23.07.1972","Öl",86.7,20184.708670990007,149.17745454545454]
[null,null,"SEE996990805407","BNA0138","Braunschweiger Versorgungs-AG & Co. KG","HKW Mitte Kessel 1","18.01.1985","Steinkohle",35.6,20220.308670990005,150.45446581196583]
[null,null,"SEE988477355802","BNA0646b","Grosskraftwerk Mannheim","GKM Block 9","02.05.2015","Steinkohle",674.40000000000009,20894.708670990007,151.7402801724138]
[null,null,"SEE923577153439","BNA0662a","Evonik Operations GmbH","Kraftwerk I,  T15","15.10.1983","Steinkohle",54.720000000000006,20949.428670990008,151.90256742179074]
[null,null,"SEE970425279599","BNA1674","Onyx Kraftwerk Wilhelmshaven GmbH & Co. KG","Kraftwerk Wilhelmshaven Onyx","30.11.2015","Steinkohle",580.80000000000007,21530.228670990007,152.22819459459461]
[null,null,"SEE980331579218","BNA0518b","EnBW Energie Baden-Württemberg AG","Rheinhafen-Dampfkraftwerk RDK 8","01.07.2014","Steinkohle",667.2,22197.428670990008,153.04845652173913]
[null,null,"SEE961029163353","BNA1508","Trianel Kohlekraftwerk Lünen GmbH & Co KG","Trianel Kohlekraftwerk Lünen","01.01.2013","Steinkohle",596.80000000000007,22794.228670990007,153.21357997823725]
[null,null,"SEE958847865460","BNA1093","Onyx Kraftwerk Zolling GmbH &Co. KGaA","Kraftwerk Zolling","01.01.1985","Steinkohle",377.6,23171.828670990006,155.56362430939228]
[null,null,"SEE913516809497","BNA1949","Uniper Kraftwerke GmbH","Datteln 4","30.05.2020","Steinkohle",841.6,24013.428670990004,156.42064444444446]
[null,null,"SEE918143230942","BNA0216b","STEAG Walsum 10 Kraftwerksgesellschaft","Walsum 10","20.12.2013","Steinkohle",580,24593.428670990004,156.42064444444446]
[null,null,"SEE948609940009","BNA0434","EnBW Energie Baden-Württemberg AG","Heizkraftwerk Heilbronn HLB 7","01.12.1985","Steinkohle",622.40000000000009,25215.828670990006,157.2872402234637]
[null,null,"SEE904968236689","BNA0147","Onyx Kraftwerk Farge GmbH & Co. KGaA","Kraftwerk Farge","01.01.1969","Steinkohle",280,25495.828670990006,159.04980790960454]
[null,null,"SEE965782597448","BNA0019","EnBW Energie Baden-Württemberg AG","Heizkraftwerk Altbach/Deizisau HKW 2 DT (Solobetrieb)","29.05.1997","Steinkohle",258.40000000000003,25754.228670990007,159.94611363636366]
[null,null,"SEE909002940690","BNA0644","Grosskraftwerk Mannheim","GKM Block 6","26.12.2005","Steinkohle",204,25958.228670990007,160.85266285714289]
[null,null,"SEE980016033738","BNA0518a","EnBW Energie Baden-Württemberg AG","Rheinhafen-Dampfkraftwerk RDK 7","21.06.1985","Steinkohle",413.6,26371.828670990006,160.85266285714289]
[null,null,"SEE943427876363","BNA0849","EnBW Energie Baden-Württemberg AG","Kraftwerk Rostock Block A","01.10.1994","Steinkohle",411.20000000000005,26783.028670990007,162.88400462962966]
[null,null,"SEE920837459195","BNA1075b","Volkswagen AG","HKW Nord Generator B","18.09.1998","Steinkohle",48.800000000000004,26831.828670990006,165.54538823529413]
[null,null,"SEE998984420832","BNA1075a","Volkswagen AG","HKW Nord Generator A","01.10.1994","Steinkohle",48.800000000000004,26880.628670990005,165.54538823529413]
[null,null,"SEE979779484642","BNA0861b","Energie SaarLorLux AG","HKW-Römerbrücke Dampfturbinenanlage DT2","27.06.1988","Steinkohle",42.400000000000006,26923.028670990007,167.5006904761905]
[null,null,"SEE938923083674","BNA0660","Evonik Operations GmbH","Kraftwerk I, T14","01.06.1971","Steinkohle",44.448000000000008,26967.476670990007,171.76224664224668]
[null,null,"SEE975507584615","BNA0646a","Grosskraftwerk Mannheim","GKM Block 8","05.04.1993","Steinkohle",348,27315.476670990007,172.5988711656442]
[null,null,"SEE987197130805","BNA0402","Hamburger Energiewerke GmbH","HKW Tiefstack","01.04.1993","Steinkohle",155.20000000000002,27470.676670990008,172.5988711656442]
[null,null,"SEE929161243203","BNA0377","Uniper Kraftwerke GmbH","Staudinger 5","01.01.1992","Steinkohle",408,27878.676670990008,173.6562716049383]
[null,null,"SEE906834978235","BNA1187","Pfeifer & Langen GmbH ＆ Co. KG","Lage Generator 2","27.08.1962","Steinkohle",3.2616000000000001,27881.938270990009,174.21129551647266]
[null,null,"SEE952372080091","BNA0969b","SWM Services GmbH","SWM HKW Nord 2 T20","15.12.1991","Steinkohle",266.40000000000003,28148.338270990011,174.72680745341614]
[null,null,"SEE919393178787","BNA0998","STEAG","Fenne MKV","01.08.1982","Steinkohle",143.20000000000002,28291.538270990011,175.81072500000002]
[null,null,"SEE945908806647","BNA0450","STEAG","Herne 4","25.07.1989","Steinkohle",368,28659.538270990011,175.81072500000002]
[null,null,"SEE954169155876","BNA0758","Energieversorgung Offenbach AG","Heizkraftwerk-Offenbach-EVO","18.10.1988","Steinkohle",43.2,28702.738270990012,175.81072500000002]
[null,null,"SEE974753539035","BNA0801","SWP Stadtwerke Pforzheim","Turbine 6","18.01.1990","Steinkohle",21.52,28724.258270990013,175.81072500000002]
[null,null,"SEE974883809046","BNA0087","Vattenfall Wärme Berlin AG","HKW Reuter West Dampfturbine E","01.08.1988","Steinkohle",225.60000000000002,28949.858270990011,175.81072500000002]
[null,null,"SEE981109871657","BNA0085a","Vattenfall Wärme Berlin AG","HKW Moabit Dampfturbine","27.02.1990","Steinkohle",71.2,29021.058270990012,175.81072500000002]
[null,null,"SEE989328541450","BNA0086","Vattenfall Wärme Berlin AG","HKW Reuter West Dampfturbine D","14.12.1987","Steinkohle",225.60000000000002,29246.65827099001,175.81072500000002]
[null,null,"SEE915289541482","BNA0290","Mainova AG","HKW West Block 3","15.02.1990","Steinkohle",49.2,29295.858270990011,176.90827672955976]
[null,null,"SEE932928232242","BNA0421","enercity AG","GKH 2","21.06.1989","Steinkohle",108.80000000000001,29404.65827099001,176.90827672955976]
[null,null,"SEE968950464368","BNA0144","swb Erzeugung AG & Co. KG","KW Hastedt Block 15","16.12.1989","Steinkohle",95.2,29499.858270990011,176.90827672955976]
[null,null,"SEE987633796220","BNA0420","enercity AG","GKH 1","26.01.1989","Steinkohle",108.80000000000001,29608.65827099001,176.90827672955976]
[null,null,"SEE917943562765","BNA0289b","Mainova AG","HKW West Block 2","01.02.1990","Steinkohle",49.2,29657.858270990011,178.01972151898735]
[null,null,"SEE997526539162","BNA0531","Energieservice Westfalen Weser GmbH","Kraftwerk-Kirchlengern_GT2","06.06.1973","Öl",16.149999999999999,29674.008270990013,180.3126512651265]
[null,null,"SEE986331287955","BNA0491","RWE Power AG","Fab Berrenrath","28.02.1992","Braunkohle",85.26,29759.268270990011,180.44840637450199]
[null,null,"SEE917432813484","BNA1076b","Volkswagen AG","HKW West Block 2","01.05.1985","Steinkohle",110.80000000000001,29870.06827099001,181.44010322580647]
[null,null,"SEE959000487536","BNA1076a","Volkswagen AG","HKW West Block 1","31.01.1985","Steinkohle",110.80000000000001,29980.868270990009,181.44010322580647]
[null,null,"SEE989054024678","BNA0336","Uniper Kraftwerke GmbH","Scholven FWK","01.01.1985","Steinkohle",56,30036.868270990009,181.44010322580647]
[null,null,"SEE905714722562","BNA0936","EnBW Energie Baden-Württemberg AG","Heizkraftwerk Stuttgart-Münster DT 15","01.01.1984","Steinkohle",36,30072.868270990009,182.6098441558442]
[null,null,"SEE998383491525","BNA0935","EnBW Energie Baden-Württemberg AG","Heizkraftwerk Stuttgart-Münster DT 12","01.01.1982","Steinkohle",36,30108.868270990009,184.99550000000002]
[null,null,"SEE902418917676","BNA1336","Henkel AG & Co. KGaA","Z39NEA","01.01.2004","Öl",1.19,30110.058270990008,185.38371040723982]
[null,null,"SEE930673793902","BNA0067","STEAG","Bergkamen A","01.10.1981","Steinkohle",576,30686.058270990008,186.21202649006625]
[null,null,"SEE981220191160","BNA1467","Koehler Oberkirch GmbH","HKW Oberkirch","26.05.1987","Steinkohle",14.8,30700.858270990007,187.44477333333336]
[null,null,null,null,"Nicht-EEG-Anlagen < 10 MW",null,null,"Steinkohle",11.440000000000001,30712.298270990006,187.44477333333336]
[null,null,"SEE987838157994","BNA0999","STEAG","Fenne HKV","30.11.1989","Steinkohle",168.8,30881.098270990005,189.96024324324327]
[null,null,"SEE900452778307",null,"Salzgitter Flachstahl GmbH","GGT HO B","15.04.2012","Sonstige",6.9699999999999989,30888.068270990007,190.60094999999998]
[null,null,"SEE900534814473",null,"Covestro Brunsbüttel Energie GmbH","Stromgenerator 2 (SE2)","13.05.2020","Sonstige",2.9750000000000001,30891.043270990005,190.60094999999998]
[null,null,"SEE915087411024",null,"Hamburger Energiewerke GmbH","WUW Bille","03.09.2019","Sonstige",3.74,30894.783270990007,190.60094999999998]
[null,null,"SEE931652054403",null,"Infraserv GmbH & Co. Höchst KG","IPH Strom GT2","12.10.2011","Sonstige",3.57,30898.353270990006,190.60094999999998]
[null,null,"SEE942432515786",null,"WMF GmbH","Dampfturbine AEG","01.01.1943","Sonstige",2.0859000000000001,30900.439170990005,190.60094999999998]
[null,null,"SEE943210695102",null,"Volkswagen AG","DT30 GuD Süd Wolfsburg","27.12.2021","Sonstige",30.770000000000003,30931.209170990005,190.60094999999998]
[null,null,"SEE959229794460","BNA0256","SWE Energie GmbH","DT","17.12.1999","Sonstige",28.9,30960.109170990007,190.60094999999998]
[null,null,"SEE988071059649",null,"BASF SE","V159 ET","14.06.2013","Sonstige",1.9124999999999999,30962.021670990005,190.60094999999998]
[null,null,"SEE900957573537","BNA0598b","InfraLeuna GmbH","KT1","30.04.2010","Sonstige",17,30979.021670990005,192.51611111111112]
[null,null,"SEE956943312185","BNA0614c","BASF SE","A718 KT9","30.04.2008","Sonstige",38.674999999999997,31017.696670990004,192.51611111111112]
[null,null,"SEE934530018092","BNA0403","Hamburger Energiewerke GmbH","HKW Wedel Block 2","25.11.1993","Steinkohle",92.800000000000011,31110.496670990004,195.20080555555558]
[null,null,"SEE960100973492","BNA0404","Hamburger Energiewerke GmbH","HKW Wedel Block 1","25.11.1993","Steinkohle",109.60000000000001,31220.096670990002,195.20080555555558]
[null,null,"SEE906899424722","BNA0616b","BASF SE","S300 NT7","21.11.2001","Sonstige",20.399999999999999,31240.496670990004,197.988]
[null,null,"SEE910877433255",null,"ExxonMobil Production Deutschland GmbH","Expansionsturbinen S2","01.01.1992","Sonstige",1.02,31241.516670990004,197.988]
[null,null,"SEE916689752430",null,"BASF SE","N822 GE2","01.01.1991","Sonstige",2.2524999999999999,31243.769170990003,197.988]
[null,null,"SEE923597137761",null,"Sasol Germany GmbH","DT1","15.01.1993","Sonstige",1.1134999999999999,31244.882670990002,197.988]
[null,null,"SEE956217502250",null,"Salzgitter Flachstahl GmbH","GGT HO A","15.08.1998","Sonstige",6.8,31251.682670990001,197.988]
[null,null,"SEE974889284021",null,"ExxonMobil Production Deutschland GmbH","Expansionsturbinen S","01.01.1992","Sonstige",1.02,31252.702670990002,197.988]
[null,null,"SEE974910236807",null,"BASF SE","N822 GE1","01.01.1991","Sonstige",2.2524999999999999,31254.955170990001,197.988]
[null,null,"SEE975925776395",null,"Klingele Papierwerke GmbH & Co. KG Papierfabrik Weener","GDT","10.10.2008","Sonstige",2.1165000000000003,31257.071670990001,197.988]
[null,null,"SEE987252656561",null,"TWS Thüringer Wärme Service GmbH","HKW Schwarza Dampfturbosatz","01.04.2005","Sonstige",8.083499999999999,31265.155170990001,197.988]
[null,null,"SEE988296656760",null,"Südzucker AG","Dampfturbine III Südzucker Plattling","01.05.2001","Sonstige",6.5662499999999993,31271.721420990001,197.988]
[null,null,"SEE991050894971","BNA0598a","InfraLeuna GmbH","EKT","14.02.2000","Sonstige",11.9,31283.621420990003,197.988]
[null,null,"SEE911850657996","BNA0557b","Currenta GmbH & Co. OHG","UER N230 VST1","28.01.1963","Steinkohle",5.2,31288.821420990003,199.32635460992913]
[null,null,"SEE988421065542","BNA0557b","Currenta GmbH & Co. OHG","UER N230 NST2","02.03.1964","Steinkohle",12.16,31300.981420990003,199.32635460992913]
[null,null,"SEE994134561226","BNA0557b","Currenta GmbH & Co. OHG","UER N230 VST2","02.03.1964","Steinkohle",6.56,31307.541420990005,199.32635460992913]
[null,null,"SEE971943692655","BNA0926b","Sappi Stockstadt GmbH","ST_HKW_T8","14.04.1982","Steinkohle",17.315999999999999,31324.857420990003,200.74082857142861]
[null,null,"SEE985117126280","BNA0926b","Sappi Stockstadt GmbH","ST_HKW_T4","01.12.1962","Steinkohle",4.6079999999999997,31329.465420990004,200.74082857142861]
[null,null,"SEE933236950972","BNA0331","Uniper Kraftwerke GmbH","Scholven C","01.01.1969","Steinkohle",276,31605.465420990004,202.17565467625903]
[null,null,"SEE952352206145","BNA0332","Uniper Kraftwerke GmbH","Scholven B","01.01.1968","Steinkohle",276,31881.465420990004,203.63127536231889]
[null,null,"SEE904887370686","BNA0597","InfraLeuna GmbH","DT1","01.07.1994","Sonstige",7.3949999999999996,31888.860420990004,203.78176470588235]
[null,null,"SEE901935169124",null,"Salzgitter Flachstahl GmbH","SSD2","12.11.2013","Öl",2.1063000000000001,31890.966720990004,204.744]
[null,null,"SEE907667431027",null,"Volkswagen AG","011_DY01_USV-B-2","01.12.2016","Öl",1.7,31892.666720990004,204.744]
[null,null,"SEE915062141939",null,"Boehringer Ingelheim Pharma GmbH&Co.KG","Boehringer Ingelheim - H111 - NG4","11.05.2016","Öl",1.87,31894.536720990003,204.744]
[null,null,"SEE920130351394",null,"Volkswagen AG","011_CS01_USV-2","14.05.2013","Öl",0.94350000000000001,31895.480220990004,204.744]
[null,null,"SEE923340224045",null,"SWN Stadtwerke Neumünster GmbH","D4","18.01.2021","Öl",1.4841,31896.964320990006,204.744]
[null,null,"SEE923485223774",null,"STEAG","Fenne MKV Gasturbine","01.08.1982","Öl",29.631,31926.595320990007,204.744]
[null,null,"SEE934706805181",null,"Dr. Ing. h.c. F. Porsche AG","W08_PST_Mantelobjekt","01.12.2016","Öl",21.858174999999999,31948.453495990008,204.744]
[null,null,"SEE936522319972",null,"Covestro Brunsbüttel Energie GmbH","Dieselgenerator 1 (DMG1)","20.01.2015","Öl",1.7,31950.153495990009,204.744]
[null,null,"SEE946983246939",null,"Covestro Brunsbüttel Energie GmbH","Dieselgenerator 2 (DMG2)","20.01.2015","Öl",1.7,31951.85349599001,204.744]
[null,null,"SEE948375642084",null,"Salzgitter Flachstahl GmbH","SSD1","05.11.2013","Öl",2.1063000000000001,31953.959795990009,204.744]
[null,null,"SEE950379558698",null,"Volkswagen AG","011_DY01_USV-A-2","01.09.2016","Öl",1.7,31955.65979599001,204.744]
[null,null,"SEE955509938364",null,"Volkswagen AG","EATA_H72a_GDV_31","01.01.2000","Öl",1.0675999999999999,31956.727395990009,204.744]
[null,null,"SEE957716831667",null,"Volkswagen AG","011-DY01 USV-B-1","12.12.2010","Öl",1.7,31958.427395990009,204.744]
[null,null,"SEE960162708360",null,"Kelheim Fibres GmbH","Turbine 4","01.09.1952","Öl",4.5296499999999993,31962.95704599001,204.744]
[null,null,"SEE966235726637",null,"Volkswagen AG","011_CS01_USV-1","14.05.2013","Öl",0.94350000000000001,31963.900545990011,204.744]
[null,null,"SEE973787734782",null,"Schwarz IT KG","RZ-Parkhaus-Stiftsberg-DC01 Modul 2.1","01.08.2017","Öl",2.9452499999999997,31966.845795990012,204.744]
[null,null,"SEE973987115114",null,"Stadtwerke Münster GmbH","Aggregat Hafen","01.09.2014","Öl",0.89334999999999987,31967.73914599001,204.744]
[null,null,"SEE982082292286",null,"Salzgitter Flachstahl GmbH","SSD3","20.11.2013","Öl",2.1063000000000001,31969.845445990009,204.744]
[null,null,"SEE982109200867",null,"Schwarz IT KG","RZ-Parkhaus-Stiftsberg-DC01 Modul 1","01.10.2010","Öl",2.9452499999999997,31972.79069599001,204.744]
[null,null,"SEE984460499508",null,"Volkswagen AG","011_CS09_USV-B-1","01.12.2016","Öl",1.7,31974.490695990011,204.744]
[null,null,"SEE993275815625",null,"Volkswagen AG","011_CS09_USV-A-1","01.12.2016","Öl",1.7,31976.190695990012,204.744]
[null,null,"SEE996033213305",null,"Volkswagen AG","011-DY01 USV-A-1","12.12.2010","Öl",1.7,31977.890695990012,204.744]
[null,null,"SEE976944273018","BNA1504","Daimler Truck AG","Rollenprüfstand 1, Gebäude 38","18.09.2019","Öl",1.1560000000000001,31979.046695990011,205.10117705985473]
[null,null,"SEE964450365167","BNA0834","Solvay Chemicals GmbH","Solvay Rb TA9","01.01.1976","Steinkohle",21.76,32000.80669599001,205.34644840689859]
[null,null,"SEE970931306376","BNA0834","Solvay Chemicals GmbH","Solvay Rb TA10","01.01.1983","Steinkohle",21.76,32022.566695990008,205.34644840689859]
[null,null,"SEE986520256656","BNA0834","Solvay Chemicals GmbH","Solvay Rb TA7","01.01.1989","Steinkohle",10.240000000000002,32032.80669599001,205.34644840689859]
[null,null,"SEE993292613167","BNA0834","Solvay Chemicals GmbH","Solvay Rb TA8","01.07.2021","Steinkohle",12.752000000000001,32045.55869599001,205.34644840689859]
[null,null,"SEE959802115149","BNA1488","KG Deutsche Gasrusswerke GmbH u Co","DGW TG 10","01.12.1983","Sonstige",7.1051500000000001,32052.66384599001,205.97399999999999]
[null,null,"SEE997020557907","BNA1488","KG Deutsche Gasrusswerke GmbH u Co","DGW TG 15","01.12.1989","Sonstige",14.1236,32066.787445990009,205.97399999999999]
[null,null,"SEE918541277334","BNA0318","RhönEnergie Fulda GmbH","Kraftwerk Fulda Aggregat 3C","01.01.2010","Öl",2.3459999999999996,32069.13344599001,206.23193150339964]
[null,null,"SEE918548652318","BNA0318","RhönEnergie Fulda GmbH","Kraftwerk Fulda Aggregat 1","01.01.2010","Öl",3.06,32072.193445990011,206.23193150339964]
[null,null,"SEE943750140889","BNA0894e","PCK Raffinerie GmbH","4MKA","04.09.2011","Öl",50.15,32122.343445990013,206.23193150339964]
[null,null,"SEE959614237596","BNA0318","RhönEnergie Fulda GmbH","Kraftwerk Fulda Aggregat 4B","01.01.2020","Öl",2.3459999999999996,32124.689445990014,206.23193150339964]
[null,null,"SEE967464788519","BNA0318","RhönEnergie Fulda GmbH","Kraftwerk Fulda Aggregat 4A","01.01.2020","Öl",2.3459999999999996,32127.035445990015,206.23193150339964]
[null,null,"SEE970444408703","BNA0318","RhönEnergie Fulda GmbH","Kraftwerk Fulda Aggregat 3B","01.01.2010","Öl",2.3459999999999996,32129.381445990017,206.23193150339964]
[null,null,"SEE976995281321","BNA0318","RhönEnergie Fulda GmbH","Kraftwerk Fulda Aggregat 3A","01.01.2010","Öl",2.3459999999999996,32131.727445990018,206.23193150339964]
[null,null,"SEE978426302629","BNA0318","RhönEnergie Fulda GmbH","Kraftwerk Fulda Aggregat 2","01.01.2010","Öl",5.3464999999999998,32137.073945990018,206.23193150339964]
[null,null,"SEE982248430859","BNA0318","RhönEnergie Fulda GmbH","Kraftwerk Fulda Aggregat 5","01.01.2010","Öl",0.95200000000000007,32138.025945990019,206.23193150339964]
[null,null,"SEE902686859227","BNA1500","Nordzucker AG Werk Uelzen","Generator 2","01.09.1965","Steinkohle",11.920000000000002,32149.945945990017,208.12752592592591]
[null,null,"SEE945740636167","BNA1500","Nordzucker AG Werk Uelzen","Generator 1","01.09.1965","Steinkohle",16,32165.945945990017,208.12752592592591]
[null,null,"SEE982928435068",null,"Vattenfall Wärme Berlin AG","GuD Marzahn Dampfturbine","07.05.2020","Sonstige",58.904999999999994,32224.850945990016,208.78186301369863]
[null,null,"SEE934591835126","BNA0693","SWN Stadtwerke Neumünster GmbH","T4","07.11.1974","Steinkohle",11.284000000000001,32236.134945990016,212.82815151515152]
[null,null,"SEE941166182769","BNA0600b","Currenta GmbH & Co. OHG","LEV KWG G22","29.10.1991","Steinkohle",10.136800000000001,32246.271745990016,212.82815151515152]
[null,null,"SEE943766131437","BNA0895","GKS-Gemeinschaftskraftwerk Schweinfurt GmbH","Turbine 1","01.06.1990","Steinkohle",11.36,32257.631745990016,212.82815151515152]
[null,null,"SEE953266686481","BNA0693","SWN Stadtwerke Neumünster GmbH","T2","20.11.1982","Steinkohle",7.6360000000000001,32265.267745990015,212.82815151515152]
[null,null,"SEE956216040883","BNA0895","GKS-Gemeinschaftskraftwerk Schweinfurt GmbH","Turbine 2","01.06.1990","Steinkohle",8.16,32273.427745990015,212.82815151515152]
[null,null,"SEE956973616802","BNA0600b","Currenta GmbH & Co. OHG","LEV KWG G12","01.01.1958","Steinkohle",13.788,32287.215745990015,212.82815151515152]
[null,null,"SEE962877818310","BNA0939a","EnBW Energie Baden-Württemberg AG","Heizkraftwerk Stuttgart-Münster DT 19","01.01.2009","Steinkohle",15.600000000000001,32302.815745990014,212.82815151515152]
[null,null,"SEE969707026280","BNA0600b","Currenta GmbH & Co. OHG","LEV KWG G23","16.12.1999","Steinkohle",4.3872,32307.202945990015,212.82815151515152]
[null,null,"SEE976193474983","BNA0600b","Currenta GmbH & Co. OHG","LEV KWG G21","28.07.1989","Steinkohle",10.136800000000001,32317.339745990015,212.82815151515152]
[null,null,"SEE976489828827","BNA0600b","Currenta GmbH & Co. OHG","LEV KWG G11","25.10.1955","Steinkohle",15.388,32332.727745990014,212.82815151515152]
[null,null,"SEE989771083484","BNA0600b","Currenta GmbH & Co. OHG","LEV KWG G02","17.11.1970","Steinkohle",6.5872000000000002,32339.314945990016,212.82815151515152]
[null,null,"SEE954086855965","BNA0894c","PCK Raffinerie GmbH","1MKA","04.06.1998","Öl",90.1,32429.414945990015,213.89864158829675]
[null,null,"SEE995943794058","BNA0894d","PCK Raffinerie GmbH","2MKA","04.06.1998","Öl",90.1,32519.514945990013,213.89864158829675]
[null,null,"SEE986145450682","BNA1166","Kreis Weseler Abfallgesellschaft mbH & Co.KG","Notstromdiesel","01.01.1997","Öl",4.08,32523.594945990015,214.51218234215352]
[null,null,"SEE909297051026","BNA1509","BP Europa SE","GT2","06.12.1996","Öl",19.294999999999998,32542.889945990013,215.12926957435627]
[null,null,"SEE950981928360","BNA1509","BP Europa SE","TG4","06.12.1996","Öl",9.2650000000000006,32552.154945990012,215.12926957435627]
[null,null,"SEE967441234602","BNA1509","BP Europa SE","GT1","06.12.1996","Öl",19.04,32571.194945990013,215.12926957435627]
[null,null,"SEE905714982744",null,"GKS-Gemeinschaftskraftwerk Schweinfurt GmbH","VMA 2","23.07.1997","Öl",3.4849999999999994,32574.679945990014,215.46736842105261]
[null,null,"SEE910806335483",null,"Stadtwerke Karlsruhe GmbH","Spitzenstromerzeuger 4 (Diesel 4 HKW-West)","28.01.1981","Öl",2.8049999999999997,32577.484945990014,215.46736842105261]
[null,null,"SEE912935247576","BNA0596","TotalEnergies Raffinerie Mitteldeutschland GmbH","Raffineriekraftwerk Leuna MDT","01.01.1997","Öl",28.389999999999997,32605.874945990014,215.46736842105261]
[null,null,"SEE913657334902",null,"AUDI","NEC_WERK_PST_SÜD","31.12.1994","Öl",17.484500000000001,32623.359445990012,215.46736842105261]
[null,null,"SEE918397495210",null,"SWM Services GmbH","SWM HKW Sued GuD1 SSD","01.10.1980","Öl",2.125,32625.484445990012,215.46736842105261]
[null,null,"SEE920556442270",null,"BASF SE","NSD-102","12.05.1988","Öl",4.1437499999999998,32629.628195990012,215.46736842105261]
[null,null,"SEE921706084241","BNA1083","WSW Energie & Wasser AG","GT22","09.07.2008","Öl",24.99,32654.618195990013,215.46736842105261]
[null,null,"SEE922559384908",null,"BASF SE","NSD-101","12.05.1988","Öl",4.1437499999999998,32658.761945990012,215.46736842105261]
[null,null,"SEE940009163477",null,"Stadtwerke Augsburg Energie GmbH","HKW, Dieselaggregat 2","04.07.1989","Öl",2.125,32660.886945990012,215.46736842105261]
[null,null,"SEE954780579013",null,"AUDI","IN_WERK_PST_Gesamt","01.07.1990","Öl",38.401299999999999,32699.288245990014,215.46736842105261]
[null,null,"SEE958261845871",null,"AUDI","NEC_WERK_PST_NORD","31.12.1999","Öl",1.8138999999999998,32701.102145990015,215.46736842105261]
[null,null,"SEE960058020569",null,"Stadtwerke Karlsruhe GmbH","Spitzenstromerzeuger 3 (Diesel 3 HKW-West)","28.01.1981","Öl",2.8049999999999997,32703.907145990015,215.46736842105261]
[null,null,"SEE961021885321",null,"SWN Stadtwerke Neumünster GmbH","D3","01.01.1986","Öl",4.6749999999999998,32708.582145990014,215.46736842105261]
[null,null,"SEE969775213346","BNA0547","Shell Deutschland GmbH","Shell Energy and Chemicals Park, Kraftwerk Godorf","01.01.2016","Öl",82.534999999999997,32791.117145990014,215.46736842105261]
[null,null,"SEE970928898099",null,"GKS-Gemeinschaftskraftwerk Schweinfurt GmbH","VMA 1","23.04.1990","Öl",3.145,32794.262145990011,215.46736842105261]
[null,null,"SEE971897030428",null,"Smurfit Kappa Herzberg Solid Board GmbH","Dieselaggregat","01.01.1978","Öl",0.85,32795.11214599001,215.46736842105261]
[null,null,"SEE974711013546","BNA0596","TotalEnergies Raffinerie Mitteldeutschland GmbH","Raffineriekraftwerk Leuna NDT","01.01.1997","Öl",25.33,32820.442145990011,215.46736842105261]
[null,null,"SEE982556430190","BNA0596","TotalEnergies Raffinerie Mitteldeutschland GmbH","Raffineriekraftwerk Leuna HDT","01.01.1997","Öl",24.905000000000001,32845.34714599001,215.46736842105261]
[null,null,"SEE988040578546",null,"Boehringer Ingelheim Pharma GmbH&Co.KG","Boehringer Ingelheim - 2325 - NG2","04.07.1989","Öl",3.4849999999999994,32848.832145990011,215.46736842105261]
[null,null,"SEE997738174762",null,"Stadtwerke Augsburg Energie GmbH","HKW, Dieselaggregat 1","04.07.1989","Öl",2.125,32850.957145990011,215.46736842105261]
[null,null,"SEE902096864651","BNA0516","Mineraloelraffinerie Oberrhein","Maschine 1","17.06.1995","Öl",9.6050000000000004,32860.562145990014,215.74993412384717]
[null,null,"SEE907222955227","BNA0369","envia THERM GmbH","Sermuth BHKW 3","01.10.1995","Öl",4.8449999999999998,32865.407145990015,215.74993412384717]
[null,null,"SEE909106315790","BNA0517","Mineraloelraffinerie Oberrhein","TG-1904","17.06.1995","Öl",11.475,32876.882145990014,215.74993412384717]
[null,null,"SEE912912423627","BNA0516","Mineraloelraffinerie Oberrhein","Expander","17.06.1995","Öl",16.064999999999998,32892.947145990016,215.74993412384717]
[null,null,"SEE914187135533","BNA0516","Mineraloelraffinerie Oberrhein","Maschine 2","17.06.1995","Öl",9.6050000000000004,32902.552145990019,215.74993412384717]
[null,null,"SEE916030519361","BNA0517","Mineraloelraffinerie Oberrhein","TG-1902","17.06.1995","Öl",6.2050000000000001,32908.757145990021,215.74993412384717]
[null,null,"SEE926900618322","BNA0369","envia THERM GmbH","Sermuth BHKW 1","01.10.1995","Öl",4.8449999999999998,32913.602145990022,215.74993412384717]
[null,null,"SEE929776487108","BNA0369","envia THERM GmbH","Sermuth BHKW 2","01.10.1995","Öl",4.8449999999999998,32918.447145990023,215.74993412384717]
[null,null,"SEE937538401125","BNA0516","Mineraloelraffinerie Oberrhein","Maschine 3","17.06.1995","Öl",10.795,32929.242145990022,215.74993412384717]
[null,null,"SEE955482235511","BNA0516","Mineraloelraffinerie Oberrhein","Maschine 4","17.06.1995","Öl",10.795,32940.03714599002,215.74993412384717]
[null,null,"SEE974206815730","BNA0517","Mineraloelraffinerie Oberrhein","TG-1901","17.06.1995","Öl",6.2050000000000001,32946.242145990022,215.74993412384717]
[null,null,"SEE975369197862","BNA1293d","Martinswerk GmbH","Notstromaggregat","01.01.1961","Öl",0.64600000000000002,32946.888145990022,215.74993412384717]
[null,null,"SEE960529046555","BNA0894b","PCK Raffinerie GmbH","6MKA","10.01.1994","Öl",29.324999999999999,32976.213145990019,216.37420718816065]
[null,null,"SEE921499316925","BNA1327a","Flughafen München GmbH","BHKW 1 - AGG5","08.05.1992","Öl",1.292,32977.505145990021,217.63370547581076]
[null,null,"SEE942051897355","BNA1327a","Flughafen München GmbH","BHKW 1 - AGG7","08.05.1992","Öl",1.292,32978.797145990022,217.63370547581076]
[null,null,"SEE943668244310","BNA1327a","Flughafen München GmbH","BHKW 1 - AGG4","08.05.1992","Öl",1.292,32980.089145990023,217.63370547581076]
[null,null,"SEE945332437417","BNA1327a","Flughafen München GmbH","BHKW 1 - AGG2","08.05.1992","Öl",1.292,32981.381145990024,217.63370547581076]
[null,null,"SEE966934929711","BNA1327a","Flughafen München GmbH","BHKW 1 - AGG6","08.05.1992","Öl",1.292,32982.673145990026,217.63370547581076]
[null,null,"SEE973218123130","BNA1327a","Flughafen München GmbH","BHKW 1 - AGG3","08.05.1992","Öl",1.292,32983.965145990027,217.63370547581076]
[null,null,"SEE990748250273","BNA1327a","Flughafen München GmbH","BHKW 1 - AGG1","08.05.1992","Öl",1.292,32985.257145990028,217.63370547581076]
[null,null,"SEE902329484380",null,"Südzucker AG","Dampfturbine I Südzucker Wabern","08.10.1976","Sonstige",10.09409,32995.351235990027,217.68680000000001]
[null,null,"SEE904017020009",null,"ROGESA Roheisengesellschaft Saar mbH","ET HO5","01.01.1984","Sonstige",8.0919999999999987,33003.443235990024,217.68680000000001]
[null,null,"SEE912008346410",null,"Baden Board GmbH","Dampfturbine","01.01.1974","Sonstige",8.9249999999999989,33012.368235990027,217.68680000000001]
[null,null,"SEE915096178499",null,"BASF SE","W118 GTE","15.02.1972","Sonstige",1.87,33014.238235990029,217.68680000000001]
[null,null,"SEE925683830624",null,"Südzucker AG","Dampfturbine II Südzucker Offenau","20.09.1971","Sonstige",6.2423999999999999,33020.480635990032,217.68680000000001]
[null,null,"SEE940821413552",null,"K+S Minerals and Agriculture GmbH","Kraftwerk NE DT","02.07.1979","Sonstige",3.74,33024.22063599003,217.68680000000001]
[null,null,"SEE941850023651",null,"Südzucker AG","Dampfturbine III Südzucker Offstein","01.01.1975","Sonstige",2.20269,33026.423325990028,217.68680000000001]
[null,null,"SEE954087912339",null,"Covestro Brunsbüttel Energie GmbH","Stromgenerator 1 (SE1)","15.06.1977","Sonstige",2.125,33028.548325990028,217.68680000000001]
[null,null,"SEE956337212497",null,"Südzucker AG","Dampfturbine I Südzucker Ochsenfurt","01.09.1978","Sonstige",11.616949999999999,33040.165275990032,217.68680000000001]
[null,null,"SEE958519166192",null,"ROGESA Roheisengesellschaft Saar mbH","ET HO4","18.12.1986","Sonstige",8.0919999999999987,33048.257275990029,217.68680000000001]
[null,null,"SEE960158091162",null,"AG der Dillinger Hüttenwerke","T3","01.12.1971","Sonstige",8.4150000000000009,33056.672275990029,217.68680000000001]
[null,null,"SEE962564048280",null,"TWS Thüringer Wärme Service GmbH","HKW Schwarza TS 5","01.01.1986","Sonstige",6.6988500000000002,33063.37112599003,217.68680000000001]
[null,null,"SEE972239033510",null,"Südzucker AG","Dampfturbine II Südzucker Wabern","08.10.1976","Sonstige",3.5176315000000002,33066.888757490029,217.68680000000001]
[null,null,"SEE985205009518",null,"Südzucker AG","Dampfturbine I Südzucker Offenau","20.09.1971","Sonstige",6.2423999999999999,33073.131157490032,217.68680000000001]
[null,null,"SEE985220684011",null,"K+S Minerals and Agriculture GmbH","Kraftwerk SI DT2","02.07.1973","Sonstige",7.9050000000000002,33081.036157490031,217.68680000000001]
[null,null,"SEE997894865399",null,"K+S Minerals and Agriculture GmbH","Kraftwerk UB DT2","02.07.1971","Sonstige",4.25,33085.286157490031,217.68680000000001]
[null,null,"SEE998479256069",null,"Südzucker AG","Dampfturbine III Südzucker AG Ochsenfurt","01.09.1987","Sonstige",14.06495,33099.351107490031,217.68680000000001]
[null,null,null,null,"Nicht-EEG-Anlagen < 10 MW",null,null,"Sonstige",313.7605764999999,33413.111683990028,217.68680000000001]
[null,null,"SEE990523934756",null,"Shell Deutschland GmbH","Shell Energy and Chemicals Park, Kraftwerk Wesseling, Turbine 1","01.01.1993","Öl",26.349999999999998,33439.461683990026,218.90802139037433]
[null,null,null,null,"Nicht-EEG-Anlagen < 10 MW",null,null,"Öl",497.43766469999969,33936.899348690029,218.90802139037433]
[null,null,"SEE917940359917","BNA1212","Vereinigte Wertach Elektrizitätswerke GmbH","DKW Nord Diesel 3","01.01.1988","Öl",3.06,33939.959348690027,220.19741796664874]
[null,null,"SEE995502598592","BNA1212","Vereinigte Wertach Elektrizitätswerke GmbH","DKW Nord Diesel 2","01.01.1988","Öl",3.06,33943.019348690024,220.19741796664874]
[null,null,"SEE902840312209","BNA0616b","BASF SE","S300 NKT","11.05.1964","Sonstige",33.15,33976.169348690026,220.8271884057971]
[null,null,"SEE959837176825","BNA0616b","BASF SE","S300 VT2","11.05.1964","Sonstige",24.224999999999998,34000.394348690024,220.8271884057971]
[null,null,"SEE976459856379","BNA0616b","BASF SE","S300 VT1","11.05.1964","Sonstige",23.8,34024.194348690027,220.8271884057971]
[null,null,"SEE910161577337","BNA0557a","Currenta GmbH & Co. OHG","UER L57 M1","15.12.1993","Steinkohle",13.677600000000002,34037.87194869003,221.15603149606301]
[null,null,"SEE916683222854","BNA0557a","Currenta GmbH & Co. OHG","UER L57 M3","07.04.1964","Steinkohle",5.78,34043.651948690029,221.15603149606301]
[null,null,"SEE905270326723","BNA0373","envia THERM GmbH","Großkayna GT3","17.01.1994","Öl",38.78125,34082.433198690029,224.64873765093301]
[null,null,"SEE941844408532","BNA0373","envia THERM GmbH","Großkayna GT2","17.01.1994","Öl",38.78125,34121.214448690029,224.64873765093301]
[null,null,"SEE966844914388","BNA0373","envia THERM GmbH","Großkayna GT1","17.01.1994","Öl",38.78125,34159.995698690029,224.64873765093301]
[null,null,"SEE924053403383",null,"Shell Deutschland GmbH","Shell Energy and Chemicals Park, Kraftwerk Wesseling, Turbine 5","01.01.1979","Öl",25.5,34185.495698690029,225.5112947658402]
[null,null,"SEE917962193414","BNA1227","Vereinigte Wertach Elektrizitätswerke GmbH","DKW Leinau Diesel 2","01.01.1979","Öl",3.23,34188.725698690032,226.88026607538802]
[null,null,"SEE922964729325","BNA1227","Vereinigte Wertach Elektrizitätswerke GmbH","DKW Leinau Diesel 3","01.01.1983","Öl",3.23,34191.955698690035,226.88026607538802]
[null,null,"SEE937914003899","BNA1007b","Allgäuer Überlandwerk GmbH","Spitzenlastkraftwerk Veits Dieseltandem 1","31.08.1978","Öl",4.25,34196.205698690035,226.88026607538802]
[null,null,"SEE987736068934","BNA1227","Vereinigte Wertach Elektrizitätswerke GmbH","DKW Leinau Diesel 1","01.01.1978","Öl",3.23,34199.435698690038,226.88026607538802]
[null,null,"SEE994661495704","BNA1007b","Allgäuer Überlandwerk GmbH","Spitzenlastkraftwerk Veits Dieseltandem 3","31.08.1978","Öl",4.25,34203.685698690038,226.88026607538802]
[null,null,"SEE987807988154","BNA0766","Uniper Kraftwerke GmbH","Audorf GT","01.01.1973","Öl",73.95,34277.635698690035,230.37686462144666]
[null,null,"SEE910623192382",null,"Südzucker AG","Dampfturbine II Südzucker Offstein","01.01.1969","Sonstige",6.3657774999999992,34284.001476190038,230.8193333333333]
[null,null,"SEE913282681389",null,"Südzucker AG","Dampfturbine I Südzucker Plattling","09.07.1962","Sonstige",5.7710749999999997,34289.772551190035,230.8193333333333]
[null,null,"SEE929003106239",null,"Südzucker AG","Dampfturbine I Südzucker Rain","04.10.1957","Sonstige",3.993725,34293.766276190036,230.8193333333333]
[null,null,"SEE944335479066",null,"Südzucker AG","Dampfturbine II Südzucker Plattling","09.07.1962","Sonstige",5.7710749999999997,34299.537351190032,230.8193333333333]
[null,null,"SEE964903137297",null,"Südzucker AG","Dampfturbine II Südzucker AG Ochsenfurt","01.09.1959","Sonstige",4.2355499999999999,34303.77290119003,230.8193333333333]
[null,null,"SEE974941636973",null,"TWS Thüringer Wärme Service GmbH","HKW Schwarza TS 6","01.01.1962","Sonstige",6.6988500000000002,34310.471751190031,230.8193333333333]
[null,null,"SEE994929345864",null,"Südzucker AG","Dampfturbine II Südzucker Rain","04.10.1957","Sonstige",3.993725,34314.465476190031,230.8193333333333]
[null,null,"SEE999705546763",null,"Südzucker AG","Dampfturbine III Südzucker Rain","15.10.1960","Sonstige",7.9857499999999995,34322.451226190031,230.8193333333333]
[null,null,"SEE906257837416","BNA0894a","PCK Raffinerie GmbH","5MKA","27.01.1972","Öl",23.8,34346.251226190034,231.08921513269337]
[null,null,"SEE911567250299","BNA0759","Uniper Kraftwerke GmbH","Itzehoe GT","01.01.1972","Öl",73.95,34420.201226190031,231.08921513269337]
[null,null,"SEE921877855527","BNA0088a","Solvay Chemicals GmbH","Gasturbine 01 Industriekraftwerk","16.12.2019","GuD",50.895000000000003,34471.096226190028,232.00026984126984]
[null,null,"SEE988178455061","BNA0088a","Solvay Chemicals GmbH","Gasturbine 02 Industriekraftwerk","30.12.1994","GuD",18.878999999999998,34489.975226190028,232.00026984126984]
[null,null,"SEE915108754215","BNA1280","Basell Polyolefine GmbH","Kraftwerk Basell Wesseling","03.07.1962","Öl",76.5,34566.475226190028,238.46386946386946]
[null,null,"SEE981258814888","BNA1526","Raffinerie Heide GmbH","Kraftwerk Raffinerie Heide GmbH","28.05.1962","Öl",38.42,34604.895226190027,238.46386946386946]
[null,null,"SEE966920434281","BNA1819","Stadtwerke Flensburg","Gasturbine 12","14.04.2016","GuD",43.587000000000003,34648.482226190026,238.77968954248368]
[null,null,"SEE975361659900","BNA1817","Stadtwerke Düsseldorf AG","SWD KWL GuD F","22.01.2016","GuD",517.65,35166.132226190028,238.77968954248368]
[null,null,"SEE989202977269","BNA1820","Gemeinschaftskraftwerk Bremen GmbH & Co. KG","GUD Mibü","10.07.2014","GuD",386.71499999999997,35552.847226190024,238.77968954248368]
[null,null,"SEE999539592561","BNA1819","Stadtwerke Flensburg","Dampfturbine 12","01.05.2016","GuD",23.663999999999998,35576.511226190021,238.77968954248368]
[null,null,"SEE920864082298","BNA0918b","Dow Deutschland Anlagengesellschaft mbH","01 Std GT1","16.04.2014","GuD",39.128250000000001,35615.639476190023,240.53731687242799]
[null,null,"SEE926897163430","BNA0918b","Dow Deutschland Anlagengesellschaft mbH","01 Std GT2","07.03.2014","GuD",39.128250000000001,35654.767726190024,240.53731687242799]
[null,null,"SEE954183997452","BNA0918b","Dow Deutschland Anlagengesellschaft mbH","01 Std ST2","19.12.2014","GuD",11.31,35666.077726190022,240.53731687242799]
[null,null,"SEE964077382691","BNA0918b","Dow Deutschland Anlagengesellschaft mbH","01 Std GT3","25.03.2014","GuD",39.128250000000001,35705.205976190024,240.53731687242799]
[null,null,"SEE970688261195","BNA0918b","Dow Deutschland Anlagengesellschaft mbH","01 Std ST1","01.01.1975","GuD",12.18,35717.385976190024,240.53731687242799]
[null,null,"SEE986097297199","BNA0922","CIECH Energy Deutschland","CED_GuD_Staßfurt","08.08.1997","GuD",87,35804.385976190024,240.53731687242799]
[null,null,"SEE948129095272","BNA0995","Uniper Kraftwerke GmbH","Irsching 4","01.01.2011","GuD",488.07,36292.455976190024,241.92246688741724]
[null,null,"SEE982350358232","BNA0261c","Erlanger Stadtwerke AG","HKW - GuD2","10.02.2014","GuD",5.8289999999999997,36298.284976190022,242.32117744610284]
[null,null,"SEE937536026146","BNA1950","Vattenfall Wärme Berlin AG","GuD Marzahn Gasturbine","07.05.2020","GuD",164.86500000000001,36463.14997619002,243.52528333333333]
[null,null,"SEE915604855232","BNA1337e","DS Smith Paper Deutschland GmbH","GuD-Anlage","28.01.2013","GuD",40.820399999999999,36503.970376190016,244.13186299081036]
[null,null,"SEE982064018118","BNA1523b","Moritz J. Weig GmbH & Co. KG","Gasturbine 2","01.10.2015","GuD",14.485499999999998,36518.455876190019,244.13186299081036]
[null,null,"SEE915883553447","BNA0994","Gemeinschaftskraftwerk Irsching GmbH","Irsching 5 DT","01.01.2010","GuD",245.34,36763.795876190015,244.7414907872697]
[null,null,"SEE924780675428","BNA0994","Gemeinschaftskraftwerk Irsching GmbH","Irsching 5 GT2","01.01.2010","GuD",245.34,37009.135876190012,244.7414907872697]
[null,null,"SEE973737205324","BNA0994","Gemeinschaftskraftwerk Irsching GmbH","Irsching 5 GT1","01.01.2010","GuD",245.34,37254.475876190008,244.7414907872697]
[null,null,"SEE905937514456","BNA0430","Peissenberger Kraftwerksgesellschaft","GT 4","01.11.1982","Öl",19.72,37274.19587619001,245.59063625450182]
[null,null,"SEE925076352665","BNA0428","Peissenberger Kraftwerksgesellschaft","GT 2","01.11.1982","Öl",19.72,37293.915876190011,245.59063625450182]
[null,null,"SEE960317505882","BNA0427","Peissenberger Kraftwerksgesellschaft","GT 1","01.11.1982","Öl",19.72,37313.635876190012,245.59063625450182]
[null,null,"SEE981924913907","BNA0429","Peissenberger Kraftwerksgesellschaft","GT 3","01.11.1982","Öl",19.72,37333.355876190013,245.59063625450182]
[null,null,"SEE903983424590","BNA0548b","Statkraft Markets GmbH","Kraftwerk Knapsack II","01.06.2013","GuD",374.1,37707.455876190012,246.79589527027031]
[null,null,"SEE911671792326","BNA0606","RWE Generation SE","Emsland D GT1","08.09.2010","GuD",255.345,37962.800876190013,246.79589527027031]
[null,null,"SEE929022761297","BNA0606","RWE Generation SE","Emsland D GT2","08.09.2010","GuD",255.345,38218.145876190014,246.79589527027031]
[null,null,"SEE979958390276","BNA0606","RWE Generation SE","Emsland D DT","08.09.2010","GuD",295.8,38513.945876190017,246.79589527027031]
[null,null,"SEE911613995433","BNA1004","EnBW Energie Baden-Württemberg AG","Kraftwerk Walheim GTD","13.05.1981","Öl",115.6,38629.545876190015,247.51421657592255]
[null,null,"SEE942982288260","BNA0442","Mark-E Aktiengesellschaft","Cuno Heizkraftwerk Herdecke H6","01.10.2007","GuD",362.79,38992.335876190016,247.62740677966104]
[null,null,"SEE901927360195","BNA1295","AVA Abfallverwertung Augsburg Kommunalunternehmen","VT NSD","16.09.1994","Öl",1.9889999999999999,38994.324876190018,247.96242424242422]
[null,null,"SEE907524301289","BNA1399","OQ Chemicals Produktion GmbH & Co.KG","T/G 15","01.01.1954","Öl",8.5,39002.824876190018,247.96242424242422]
[null,null,"SEE921785427038","BNA1399","OQ Chemicals Produktion GmbH & Co.KG","T/G 6","01.01.1951","Öl",10.199999999999999,39013.024876190015,247.96242424242422]
[null,null,"SEE967390177067","BNA1894","Holcim (Süddeutschland) GmbH","GOES Anlagen Dotternhausen Blöcke 1+2+3+4","01.01.2000","Öl",12.75,39025.774876190015,247.96242424242422]
[null,null,"SEE971740147860",null,"OQ Chemicals Produktion GmbH & Co.KG","T/G 7","01.01.1949","Öl",1.7212499999999999,39027.496126190017,247.96242424242422]
[null,null,"SEE978934537223","BNA1289","AMK-Abfallentsorgungsgesellschaft des Märkischen Kreises mbH","Dieselaggregat 3","07.12.2005","Öl",1.3727499999999999,39028.868876190019,247.96242424242422]
[null,null,"SEE917448747254","BNA1336","Henkel AG & Co. KGaA","F13ND5","01.01.2009","Öl",0.99212,39029.860996190022,249.61989017693716]
[null,null,"SEE942008424429","BNA1336","Henkel AG & Co. KGaA","F13ND4","01.01.1988","Öl",1.3464,39031.207396190024,249.61989017693716]
[null,null,"SEE920992144554","BNA0136","Braunschweiger Versorgungs-AG & Co. KG","HKW Mitte GuD","30.12.2010","GuD",64.38,39095.587396190022,249.73105982905986]
[null,null,"SEE923244371197","BNA0588","Stadtwerke Leipzig GmbH","Heizkraftwerk Leipzig Nord GT81","01.12.1996","GuD",55.079700000000003,39150.667096190024,249.73105982905986]
[null,null,"SEE931001040675","BNA0805","Kraftwerk Plattling GmbH","KW Plattling DT","24.04.2010","GuD",34.365000000000002,39185.032096190022,249.73105982905986]
[null,null,"SEE936196276359","BNA0588","Stadtwerke Leipzig GmbH","Heizkraftwerk Leipzig Nord GT82","01.12.1996","GuD",55.67304,39240.705136190023,249.73105982905986]
[null,null,"SEE973101826070","BNA0805","Kraftwerk Plattling GmbH","Kraftwerk Plattling GT","24.04.2010","GuD",70.47,39311.175136190024,249.73105982905986]
[null,null,"SEE913896693631","BNA0400","Hamburger Energiewerke GmbH","GuD Tiefstack","01.05.2009","GuD",110.49,39421.665136190022,251.65533161068043]
[null,null,"SEE925720506642","BNA0444","K+S Minerals and Agriculture GmbH","Kraftwerk WI GT","01.01.1962","GuD",15.225,39436.890136190021,251.65533161068043]
[null,null,"SEE975193004329","BNA0444","K+S Minerals and Agriculture GmbH","Kraftwerk WI DT4","01.01.1982","GuD",24.36,39461.250136190021,251.65533161068043]
[null,null,"SEE979861364876","BNA0444","K+S Minerals and Agriculture GmbH","Kraftwerk WI DT 2.1","02.07.2009","GuD",45.849000000000004,39507.099136190023,251.65533161068043]
[null,null,"SEE993412996354","BNA0444","K+S Minerals and Agriculture GmbH","Kraftwerk WI DT3","01.01.1967","GuD",10.5009,39517.600036190022,251.65533161068043]
[null,null,"SEE909927513559","BNA0626","Kraftwerke Mainz-Wiesbaden AG","KW3 GT31","05.07.2001","GuD",253.43100000000001,39771.031036190019,251.87098275862073]
[null,null,"SEE916609233650","BNA0545","RheinEnergie AG","DT Niehl 2 RheinEnergie","26.03.2005","GuD",127.89,39898.921036190019,251.87098275862073]
[null,null,"SEE984335626152","BNA0545","RheinEnergie AG","GT Niehl 2 RheinEnergie","26.03.2005","GuD",231.42,40130.341036190017,251.87098275862073]
[null,null,"SEE996285049943","BNA0626","Kraftwerke Mainz-Wiesbaden AG","KW3 DT32","05.07.2001","GuD",121.53899999999999,40251.880036190014,251.87098275862073]
[null,null,"SEE900628853036","BNA0411","Trianel Gaskraftwerk Hamm","Trianel Gaskraftwerk Hamm Block 20","23.12.2007","GuD",356.7,40608.580036190011,253.17273830155983]
[null,null,"SEE987970110314","BNA0410","Trianel Gaskraftwerk Hamm","Trianel Gaskraftwerk Hamm Block 10","23.11.2007","GuD",354.09,40962.670036190008,253.17273830155983]
[null,null,"SEE905192478234","BNA0548a","Knapsack Power GmbH & Co. KG","Knapsack I","17.10.2007","GuD",696,41658.670036190008,255.59478565179356]
[null,null,"SEE949509046600","BNA1092","Onyx Kraftwerk Zolling GmbH &Co. KGaA","Zolling GT2","01.01.1976","Öl",21.25,41679.920036190008,257.60453400503781]
[null,null,"SEE962777669616","BNA1092","Onyx Kraftwerk Zolling GmbH &Co. KGaA","Zolling GT1","01.01.1986","Öl",21.25,41701.170036190008,257.60453400503781]
[null,null,"SEE912764206645","BNA0261a","Erlanger Stadtwerke AG","HKW - GuD1","14.09.2005","GuD",18.792000000000002,41719.962036190009,259.66030222222224]
[null,null,"SEE915885358156","BNA0214","Stadtwerke Duisburg AG","HKW III  Block B","13.09.2004","GuD",65.424000000000007,41785.386036190008,259.66030222222224]
[null,null,"SEE916495905242","BNA0214","Stadtwerke Duisburg AG","HKW III  Block B","25.02.2005","GuD",73.08,41858.46603619001,259.66030222222224]
[null,null,"SEE922855765289","BNA0214","Stadtwerke Duisburg AG","HKW III  Block B","23.09.2004","GuD",65.424000000000007,41923.890036190009,259.66030222222224]
[null,null,"SEE923769915258","BNA0742","N-ERGIE Kraftwerke GmbH","HKW Sandreuth (GT1)","03.05.2005","GuD",37.409999999999997,41961.300036190012,259.66030222222224]
[null,null,"SEE924909675933","BNA0685","Stadtwerke Münster GmbH","Gasturbine 2","30.12.2005","GuD",26.97,41988.270036190013,259.66030222222224]
[null,null,"SEE942019110397","BNA0743","N-ERGIE Kraftwerke GmbH","HKW Sandreuth (GT2)","03.05.2005","GuD",37.409999999999997,42025.680036190017,259.66030222222224]
[null,null,"SEE949895584069","BNA0743","N-ERGIE Kraftwerke GmbH","HKW Sandreuth (DT3)","06.01.1981","GuD",33.733380000000004,42059.413416190015,259.66030222222224]
[null,null,"SEE953872640426","BNA0685","Stadtwerke Münster GmbH","Dampfturbine","14.12.2005","GuD",30.624000000000002,42090.037416190018,259.66030222222224]
[null,null,"SEE960352714492","BNA1082","WSW Energie & Wasser AG","GT11","30.12.2005","GuD",24.012,42114.049416190021,259.66030222222224]
[null,null,"SEE968471468838","BNA1082","WSW Energie & Wasser AG","DT23","30.12.2005","GuD",25.404,42139.453416190023,259.66030222222224]
[null,null,"SEE972466462527","BNA0100","Stadtwerke Bielefeld","Dampfturbine - GuD MPE","03.01.2005","GuD",8.1344999999999992,42147.587916190023,259.66030222222224]
[null,null,"SEE975188536989","BNA0861a","Energie SaarLorLux AG","HKW-Römerbrücke GuD-Anlage","01.01.2005","GuD",34.799999999999997,42182.387916190026,259.66030222222224]
[null,null,"SEE976880282228","BNA0742","N-ERGIE Kraftwerke GmbH","HKW Sandreuth (DT2)","06.01.1981","GuD",34.365000000000002,42216.752916190024,259.66030222222224]
[null,null,"SEE978399772948","BNA1082","WSW Energie & Wasser AG","GT12","30.12.2005","GuD",24.012,42240.764916190026,259.66030222222224]
[null,null,"SEE991633857065","BNA0685","Stadtwerke Münster GmbH","Gasturbine 1","30.12.2005","GuD",26.97,42267.734916190027,259.66030222222224]
[null,null,"SEE994055644299","BNA1082","WSW Energie & Wasser AG","BHKW15","04.12.2017","GuD",2.2785300000000004,42270.013446190031,259.66030222222224]
[null,null,"SEE924172977710","BNA0141","swb Erzeugung AG & Co. KG","Mittelsbüren GT3","01.01.1975","Öl",73.099999999999994,42343.113446190029,259.72253968253966]
[null,null,"SEE901120268069","BNA0662b","Evonik Operations GmbH","Kraftwerk I, GT11","22.02.1942","Steinkohle",14.719999999999999,42357.83344619003,259.83440740740747]
[null,null,"SEE952266131625","BNA0662b","Evonik Operations GmbH","Kraftwerk I, KT13","16.12.1949","Steinkohle",16.411200000000001,42374.244646190033,259.83440740740747]
[null,null,"SEE953373967701","BNA0662b","Evonik Operations GmbH","Kraftwerk I, GT9","13.06.1941","Steinkohle",12.600000000000001,42386.844646190031,259.83440740740747]
[null,null,"SEE991559435767","BNA0662b","Evonik Operations GmbH","Kraftwerk I, KT5","12.08.1940","Steinkohle",12.510400000000001,42399.35504619003,259.83440740740747]
[null,null,"SEE993408840296","BNA0662b","Evonik Operations GmbH","Kraftwerk I, EKT16","15.12.1972","Steinkohle",36.792000000000002,42436.147046190032,259.83440740740747]
[null,null,"SEE993836152862","BNA0662b","Evonik Operations GmbH","Kraftwerk I, KT7","04.11.1941","Steinkohle",14.057600000000001,42450.204646190032,259.83440740740747]
[null,null,"SEE976219797843","BNA0684b","SWM Services GmbH","SWM HKW Sued GuD2 GT62","17.11.2004","GuD",125.97600000000001,42576.180646190034,261.74224014336914]
[null,null,"SEE980327120226","BNA0684a","SWM Services GmbH","SWM HKW Sued GuD2 GT61","17.11.2004","GuD",125.97600000000001,42702.156646190037,261.74224014336914]
[null,null,"SEE996720450723","BNA0684c","SWM Services GmbH","SWM HKW Sued GuD2 DT60","17.11.2004","GuD",111.012,42813.168646190039,261.74224014336914]
[null,null,"SEE934361309352","BNA0659","Evonik Operations GmbH","Kraftwerk III, GT312","01.01.1974","GuD",67.483289999999997,42880.651936190035,263.85803071364046]
[null,null,"SEE940224582367","BNA1196b","Almatis GmbH","Motor 1","01.04.2008","GuD",3.6974999999999998,42884.349436190038,263.85803071364046]
[null,null,"SEE984037976906","BNA0658","Evonik Operations GmbH","Kraftwerk III, GT311","22.11.1973","GuD",53.180489999999999,42937.529926190036,263.85803071364046]
[null,null,"SEE934897209904","BNA1060","Uniper Kraftwerke GmbH","Wilhelmshaven GT","01.01.1976","Öl",47.6,42985.129926190035,264.06520335700452]
[null,null,"SEE922877375398",null,"Julius Schulte Trebsen GmbH & Co. KG","GuD Anlage GT","18.09.2013","GuD",6.7859999999999996,42991.915926190035,265.52758181818177]
[null,null,"SEE936181210535",null,"K+S Minerals and Agriculture GmbH","Kraftwerk ZI GT 2","02.07.2017","GuD",4.7763,42996.692226190033,265.52758181818177]
[null,null,"SEE956061511231",null,"Julius Schulte Trebsen GmbH & Co. KG","GuD Anlage DT","18.09.2013","GuD",0.95700000000000007,42997.649226190035,265.52758181818177]
[null,null,"SEE965551192713","BNA0418","enercity AG","HKW Linden GT3","02.11.2009","GuD",60.9,43058.549226190036,265.52758181818177]
[null,null,"SEE983959934148","BNA0418","enercity AG","HKW Linden DT","20.06.1996","GuD",67.86,43126.409226190037,265.52758181818177]
[null,null,"SEE992769312817",null,"K+S Minerals and Agriculture GmbH","Kraftwerk UB GT1","02.07.2016","GuD",4.3064999999999998,43130.715726190036,265.52758181818177]
[null,null,"SEE996145759296",null,"K+S Minerals and Agriculture GmbH","Kraftwerk UB GT2","02.07.2017","GuD",4.7850000000000001,43135.500726190039,265.52758181818177]
[null,null,"SEE999585452499","BNA0418","enercity AG","HKW Linden GT1","02.11.2011","GuD",71.34,43206.840726190036,265.52758181818177]
[null,null,"SEE927820549208","BNA1334","CR3-Kaffeeveredelung M. Hermsen GmbH","GT1","01.01.1993","GuD",4.1498999999999997,43210.990626190032,266.00850637522768]
[null,null,"SEE977050146562","BNA1334","CR3-Kaffeeveredelung M. Hermsen GmbH","GT2","01.12.2001","GuD",4.3717500000000005,43215.362376190031,266.00850637522768]
[null,null,"SEE997706570718","BNA1334","CR3-Kaffeeveredelung M. Hermsen GmbH","GT3","01.02.2002","GuD",4.3717500000000005,43219.734126190029,266.00850637522768]
[null,null,"SEE976549634931","BNA0222","Stadtwerke Düsseldorf AG","SWD KWF GTKW","03.08.1972","Öl",73.27,43293.004126190026,266.29166666666669]
[null,null,"SEE947816911833","BNA0172a","Wacker Chemie AG","Gasturbinenanlage 12","27.07.2001","GuD",119.19,43412.194126190028,268.19452708907255]
[null,null,"SEE963909310185","BNA0085b","Vattenfall Wärme Berlin AG","HKW Moabit Gasturbine 5","30.10.1971","Öl",14.45,43426.644126190025,268.55613919894944]
[null,null,"SEE992645841813","BNA0085b","Vattenfall Wärme Berlin AG","HKW Moabit Gasturbine 6","27.11.1971","Öl",14.45,43441.094126190023,268.55613919894944]
[null,null,"SEE908089235248","BNA0199","RWE Generation SE","Dormagen GT2","23.07.2000","GuD",160.08000000000001,43601.174126190024,270.41698148148146]
[null,null,"SEE914857304191","BNA0199","RWE Generation SE","Dormagen GT1","23.07.2000","GuD",160.08000000000001,43761.254126190026,270.41698148148146]
[null,null,"SEE915645322953","BNA0256","SWE Energie GmbH","GT 1","17.12.1999","GuD",20.010000000000002,43781.264126190028,270.41698148148146]
[null,null,"SEE923412553844","BNA1450","DREWSEN Spezialpapiere GmbH & Co. KG","GuD Anlage DREWSEN Spezialpapiere (Dampfturbine)","22.08.2000","GuD",6.96,43788.224126190027,270.41698148148146]
[null,null,"SEE924373150776","BNA0256","SWE Energie GmbH","GT 2","17.12.1999","GuD",20.010000000000002,43808.234126190029,270.41698148148146]
[null,null,"SEE934669010578","BNA0105","envia THERM GmbH","Bitterfeld GuD","08.08.2000","GuD",93.96,43902.194126190028,270.41698148148146]
[null,null,"SEE957083466325","BNA0220","Stadtwerke Düsseldorf AG","SWD KWL AGuD","28.07.2000","GuD",87,43989.194126190028,270.41698148148146]
[null,null,"SEE957201039868","BNA1450","DREWSEN Spezialpapiere GmbH & Co. KG","GuD Anlage DREWSEN Spezialpapiere (Gasturbine)","22.08.2000","GuD",6.96,43996.154126190027,270.41698148148146]
[null,null,"SEE991220769276","BNA0199","RWE Generation SE","Dormagen DT","23.07.2000","GuD",168.78,44164.934126190026,270.41698148148146]
[null,null,"SEE928580946900","BNA0857","Opel Automobile GmbH","GuD-Heizkraftwerk M120","02.08.1999","GuD",97.875,44262.809126190026,272.67678804855279]
[null,null,"SEE959858570855","BNA0592","InfraLeuna GmbH","GT4","01.10.1998","Gasturbine",33.408000000000001,44296.217126190029,274.47489642184559]
[null,null,"SEE903153060207","BNA0293","Cerdia Produktions GmbH","Dampfturbine9","18.04.2020","GuD",15.954929999999999,44312.172056190029,274.97489642184559]
[null,null,"SEE972356296461","BNA0293","Cerdia Produktions GmbH","Gasturbine","01.10.1998","GuD",33.493259999999999,44345.665316190032,274.97489642184559]
[null,null,"SEE961660070034","BNA1182","RheinEnergie AG","Block 4 Merkenich RheinEnergie","12.10.2010","GuD",13.484999999999999,44359.150316190033,275.49088679245284]
[null,null,"SEE978207781308","BNA0546","RheinEnergie AG","GuD Merkenich RheinEnergie","27.01.2004","GuD",94.134,44453.284316190031,275.49088679245284]
[null,null,"SEE918791805134","BNA1397c","INEOS Manufacturing Deutschland","Turbine 23","30.10.1963","Sonstige",13.174999999999999,44466.459316190034,275.78398550724637]
[null,null,"SEE929865645150","BNA1397d","INEOS Manufacturing Deutschland","Turbine 24","15.06.1966","Sonstige",8.84,44475.29931619003,275.78398550724637]
[null,null,"SEE933851011843","BNA1397b","INEOS Manufacturing Deutschland","Turbine 22","14.04.1964","Sonstige",16.32,44491.61931619003,275.78398550724637]
[null,null,"SEE935397901879","BNA1397a","INEOS Manufacturing Deutschland","Turbine 21","15.01.1964","Sonstige",13.174999999999999,44504.794316190033,275.78398550724637]
[null,null,"SEE988668060393","BNA1397e","INEOS Manufacturing Deutschland","Turbine 31","21.03.1967","Sonstige",28.56,44533.354316190031,275.78398550724637]
[null,null,"SEE923421872301","BNA0615","BASF SE","GuD Süd GT2","14.07.1997","GuD",143.98499999999999,44677.339316190031,277.3122886989554]
[null,null,"SEE932265704129","BNA0688","Neubrandenburger Stadtwerke GmbH","GT2","16.05.1997","GuD",20.118749999999999,44697.458066190033,277.3122886989554]
[null,null,"SEE943309807898","BNA0615","BASF SE","GuD Süd DT","14.07.1997","GuD",62.204999999999998,44759.663066190034,277.3122886989554]
[null,null,"SEE944122961347","BNA0615","BASF SE","GuD Süd GT1","14.07.1997","GuD",150.51,44910.173066190036,277.3122886989554]
[null,null,"SEE964935453853","BNA0688","Neubrandenburger Stadtwerke GmbH","DT","16.05.1997","GuD",23.01933,44933.192396190039,277.3122886989554]
[null,null,"SEE975464070619","BNA0688","Neubrandenburger Stadtwerke GmbH","GT1","16.05.1997","GuD",20.672069999999998,44953.86446619004,277.3122886989554]
[null,null,"SEE965768299069","BNA0392b","Heizkraftwerk Halle-Trotha GmbH","Heizkraftwerk Halle-Trotha - Gasturbine","01.04.1994","GuD",48.894000000000005,45002.75846619004,278.10032380952379]
[null,null,"SEE908746529123","BNA0848","Stadtwerke Rostock Aktiengesellschaft","GuD-Block 3","01.10.1996","GuD",31.32,45034.07846619004,279.68998084291189]
[null,null,"SEE916662059105","BNA0848","Stadtwerke Rostock Aktiengesellschaft","GuD-Block 1","13.06.1996","GuD",31.32,45065.398466190039,279.68998084291189]
[null,null,"SEE942226311273","BNA0848","Stadtwerke Rostock Aktiengesellschaft","GuD-Block 2","15.08.1996","GuD",31.32,45096.718466190039,279.68998084291189]
[null,null,"SEE959025997980","BNA0504","TEAG Thüringer Energie AG","Gasturbine 3 Jena","26.09.1996","GuD",33.93,45130.648466190039,279.68998084291189]
[null,null,"SEE963454497492","BNA0504","TEAG Thüringer Energie AG","Dampfturbine 2 Jena","26.09.1996","GuD",33.93,45164.57846619004,279.68998084291189]
[null,null,"SEE991087959599","BNA0504","TEAG Thüringer Energie AG","Dampfturbine 1 Jena","26.09.1996","GuD",21.75,45186.32846619004,279.68998084291189]
[null,null,"SEE994538470544","BNA0504","TEAG Thüringer Energie AG","Gasturbine 2 Jena","26.09.1996","GuD",33.93,45220.25846619004,279.68998084291189]
[null,null,"SEE998644964959","BNA0504","TEAG Thüringer Energie AG","Gasturbine 1 Jena","26.09.1996","GuD",33.93,45254.18846619004,279.68998084291189]
[null,null,"SEE901410470721","BNA0207","DREWAG - Stadtwerke Dresden GmbH","GT3","29.03.1995","GuD",53.94,45308.128466190043,282.10902415458941]
[null,null,"SEE919296928137","BNA0755a, BNA0755b","Kraftwerk Obernburg","Sammelschienen-Kraftwerk Gas- und Dampfturbinen","01.06.1956","GuD",98.065529999999995,45406.193996190043,282.10902415458941]
[null,null,"SEE950477241393","BNA0207","DREWAG - Stadtwerke Dresden GmbH","DT","21.04.1995","GuD",64.38,45470.57399619004,282.10902415458941]
[null,null,"SEE967194778880","BNA0207","DREWAG - Stadtwerke Dresden GmbH","GT1","14.04.1995","GuD",53.94,45524.513996190042,282.10902415458941]
[null,null,"SEE968254365774","BNA0207","DREWAG - Stadtwerke Dresden GmbH","GT2","14.03.1995","GuD",53.94,45578.453996190045,282.10902415458941]
[null,null,"SEE902267138956","BNA0130","Uniper Kraftwerke GmbH","Kirchmöser GT 2","01.01.1994","GuD",52.2,45630.653996190042,284.57050682261212]
[null,null,"SEE904165703137","BNA0893","BASF Schwarzheide GmbH","GT1","28.11.1994","GuD",35.820509999999999,45666.474506190039,284.57050682261212]
[null,null,"SEE905035807238","BNA0130","Uniper Kraftwerke GmbH","Kirchmöser GT 1","01.01.1994","GuD",52.2,45718.674506190036,284.57050682261212]
[null,null,"SEE912160334607","BNA0594","TotalEnergies Raffinerie Mitteldeutschland GmbH","Leuna GT2","01.07.1994","GuD",32.19,45750.864506190039,284.57050682261212]
[null,null,"SEE918705951896","BNA0893","BASF Schwarzheide GmbH","GT2","28.11.1994","GuD",35.820509999999999,45786.685016190037,284.57050682261212]
[null,null,"SEE930522848685","BNA0595","InfraLeuna GmbH","GT3","01.07.1994","GuD",33.408000000000001,45820.09301619004,284.57050682261212]
[null,null,"SEE947225300921","BNA0593","InfraLeuna GmbH","GT1","01.07.1994","GuD",32.19,45852.283016190042,284.57050682261212]
[null,null,"SEE961788817153","BNA0893","BASF Schwarzheide GmbH","DT2","05.12.1997","GuD",10.44,45862.723016190044,284.57050682261212]
[null,null,"SEE963827374382","BNA0130","Uniper Kraftwerke GmbH","Kirchmöser DT","01.01.1994","GuD",48.72,45911.443016190045,284.57050682261212]
[null,null,"SEE971164680486","BNA0893","BASF Schwarzheide GmbH","DT1","28.11.1994","GuD",16.317720000000001,45927.760736190045,284.57050682261212]
[null,null,"SEE906722372718","BNA1329","Kübler & Niethammer Papierfabrik Kriebstein GmbH","Gegendruckturbine 3 MW","08.04.1993","GuD",2.5882499999999999,45930.348986190045,287.07555555555564]
[null,null,"SEE944995057840","BNA1329","Kübler & Niethammer Papierfabrik Kriebstein GmbH","Gasturbine","08.04.1993","GuD",8.5259999999999998,45938.874986190043,287.07555555555564]
[null,null,"SEE958827094903","BNA1523a","Moritz J. Weig GmbH & Co. KG","Gasturbine 1","01.10.2015","GuD",3.0449999999999999,45941.919986190042,289.62533730158731]
[null,null,"SEE909886576275","BNA1023","RWE Power AG","Weißweiler G VGT","04.08.2006","GuD",174,46115.919986190042,291.93034]
[null,null,"SEE940780197517",null,"Schoeller Technocell GmbH & Co.KG","Schoeller Technocell GmbH & Co.KG Osnabrück","01.01.1994","GuD",13.398,46129.317986190043,291.93034]
[null,null,"SEE944095305490","BNA1087","Stadtwerke Würzburg AG","Heizkraftwerk an der Friedensbrücke GasturbineII","13.02.2009","GuD",26.1,46155.417986190041,291.93034]
[null,null,"SEE947712976042",null,"K+S Minerals and Agriculture GmbH","Kraftwerk NE GT KW","02.07.1990","GuD",1.131,46156.548986190042,291.93034]
[null,null,"SEE967844487346","BNA1088","Stadtwerke Würzburg AG","Heizkraftwerk an der Friedensbrücke GasturbineI","21.02.2005","GuD",44.37,46200.918986190045,291.93034]
[null,null,"SEE986633590692",null,"Smurfit Kappa Hoya Papier und Karton GmbH","GT1 CTX","01.01.1996","GuD",4.4848499999999998,46205.403836190046,291.93034]
[null,null,"SEE994055148599",null,"Stadtwerke Würzburg AG","Heizkraftwerk an der Friedensbrücke DampfturbineIV","12.11.2021","GuD",17.399999999999999,46222.803836190047,291.93034]
[null,null,"SEE999117793854","BNA1024","RWE Power AG","Weißweiler H VGT","19.12.2006","GuD",174,46396.803836190047,291.93034]
[null,null,"SEE904819420762","BNA0073","Vattenfall Wärme Berlin AG","HKW Mitte Gasturbine 1","08.09.1997","GuD",142.68,46539.483836190047,297.85748979591841]
[null,null,"SEE948541471333","BNA0073","Vattenfall Wärme Berlin AG","HKW Mitte Gasturbine 2","08.09.1997","GuD",142.68,46682.163836190048,297.85748979591841]
[null,null,"SEE992187994404","BNA0073","Vattenfall Wärme Berlin AG","HKW Mitte Dampfturbine","08.09.1997","GuD",100.92,46783.083836190046,297.85748979591841]
[null,null,"SEE975793104498","BNA0842b","Stadtwerke Rosenheim GmbH & Co. KG","GM4","10.04.2013","GuD",8.9462099999999989,46792.030046190048,299.68310061601647]
[null,null,"SEE900040609433","BNA1331","R.D.M. Arnsberg GmbH","SSW-NT","27.02.1957","Steinkohle",4.9119999999999999,46796.942046190044,301.53350537634412]
[null,null,"SEE909339504022","BNA1331","R.D.M. Arnsberg GmbH","SSW-VT","27.02.1957","Steinkohle",4.9119999999999999,46801.854046190041,301.53350537634412]
[null,null,"SEE993385162510","BNA1331","R.D.M. Arnsberg GmbH","BVI-NT","27.02.1957","Steinkohle",4.6288,46806.48284619004,301.53350537634412]
[null,null,"SEE900549498521",null,"Stadtwerke Frankfurt (Oder) GmbH","HKW FFO GM4","01.04.2022","GuD",8.786999999999999,46815.269846190036,304.03160416666668]
[null,null,"SEE937997291855",null,"Stadtwerke Frankfurt (Oder) GmbH","HKW FFO GM3","01.04.2022","GuD",8.786999999999999,46824.056846190033,304.03160416666668]
[null,null,"SEE939848582457",null,"Stadtwerke Frankfurt (Oder) GmbH","HKW FFO GM5","01.04.2022","GuD",8.786999999999999,46832.84384619003,304.03160416666668]
[null,null,"SEE946069613440",null,"Stadtwerke Frankfurt (Oder) GmbH","HKW FFO GM1","01.04.2022","GuD",8.786999999999999,46841.630846190026,304.03160416666668]
[null,null,"SEE969511682320",null,"Stadtwerke Frankfurt (Oder) GmbH","HKW FFO GM2","01.04.2022","GuD",8.786999999999999,46850.417846190023,304.03160416666668]
[null,null,"SEE905023260298",null,"Stadtwerke Rosenheim GmbH & Co. KG","GM7","04.04.2022","GuD",3.8775899999999996,46854.295436190019,310.46844680851069]
[null,null,"SEE909553236495",null,"Arla Foods Deutschland GmbH","Turbine Pronsfeld","27.10.2021","GuD",10.661850000000001,46864.957286190016,310.46844680851069]
[null,null,"SEE918506212059",null,"Energieversorgung Oberhausen","Gasmotoren Danziger Straße","10.05.2021","GuD",7.6647000000000007,46872.621986190017,310.46844680851069]
[null,null,"SEE923793340132",null,"DREWAG - Stadtwerke Dresden GmbH","Gasmotoren-Heizkraftwerk Dresden-Reick - Aggregat VIII","12.02.2022","GuD",9.8310000000000013,46882.452986190016,310.46844680851069]
[null,null,"SEE924562445072",null,"DREWAG - Stadtwerke Dresden GmbH","Gasmotoren-Heizkraftwerk Dresden-Reick - Aggregat V","12.02.2022","GuD",9.8310000000000013,46892.283986190014,310.46844680851069]
[null,null,"SEE930647914081",null,"DREWAG - Stadtwerke Dresden GmbH","Gasmotoren-Heizkraftwerk Dresden-Reick - Aggregat III","12.02.2022","GuD",9.8310000000000013,46902.114986190012,310.46844680851069]
[null,null,"SEE939899660715",null,"DREWAG - Stadtwerke Dresden GmbH","Gasmotoren-Heizkraftwerk Dresden-Reick - Aggregat VII","12.02.2022","GuD",9.8310000000000013,46911.94598619001,310.46844680851069]
[null,null,"SEE939917723934",null,"SWU Energie GmbH","BHKW Neu-Ulm M3","14.12.2021","GuD",2.2811399999999997,46914.22712619001,310.46844680851069]
[null,null,"SEE955178360381","BNA1873","BMW AG Niederlassung Stuttgart","KWK 1 Gebäude 192.0","26.03.2019","GuD",3.5583,46917.785426190007,310.46844680851069]
[null,null,"SEE961847934449","BNA0059b","Volkswagen AG","VW Baunatal Gasturbine","18.02.2013","GuD",39.210900000000002,46956.996326190005,310.46844680851069]
[null,null,"SEE962395118756",null,"DREWAG - Stadtwerke Dresden GmbH","Gasmotoren-Heizkraftwerk Dresden-Reick - Aggregat IV","12.02.2022","GuD",9.8310000000000013,46966.827326190003,310.46844680851069]
[null,null,"SEE963438570067",null,"DREWAG - Stadtwerke Dresden GmbH","Gasmotoren-Heizkraftwerk Dresden-Reick - Aggregat VI","12.02.2022","GuD",9.8310000000000013,46976.658326190001,310.46844680851069]
[null,null,"SEE965203033722",null,"SWU Energie GmbH","BHKW Neu-Ulm M4","14.12.2021","GuD",2.2811399999999997,46978.939466190001,310.46844680851069]
[null,null,"SEE965660903200",null,"DREWAG - Stadtwerke Dresden GmbH","Gasmotoren-Heizkraftwerk Dresden-Reick - Aggregat I","12.02.2022","GuD",9.8310000000000013,46988.770466189999,310.46844680851069]
[null,null,"SEE979426528330",null,"SWU Energie GmbH","BHKW Neu-Ulm M2","14.12.2021","GuD",2.2811399999999997,46991.051606189998,310.46844680851069]
[null,null,"SEE985036646654",null,"DREWAG - Stadtwerke Dresden GmbH","Gasmotoren-Heizkraftwerk Dresden-Reick - Aggregat II","12.02.2022","GuD",9.8310000000000013,47000.882606189996,310.46844680851069]
[null,null,"SEE985143270643",null,"SWU Energie GmbH","BHKW Neu-Ulm M1","14.12.2021","GuD",2.2811399999999997,47003.163746189995,310.46844680851069]
[null,null,"SEE998387657606","BNA0059b","Volkswagen AG","VW Baunatal Dampfturbine","18.02.2013","GuD",26.325330000000001,47029.489076189995,310.46844680851069]
[null,null,"SEE921098709050","BNA0602","RWE Generation SE","Emsland C GT1","23.12.2011","GuD",50.46,47079.949076189994,317.18515217391302]
[null,null,"SEE925192446583","BNA0602","RWE Generation SE","Emsland C GT2","23.12.2011","GuD",50.46,47130.409076189993,317.18515217391302]
[null,null,"SEE933564106935","BNA0603","RWE Generation SE","Emsland B GT1","23.12.2011","GuD",50.46,47180.869076189992,317.18515217391302]
[null,null,"SEE951620659119","BNA0603","RWE Generation SE","Emsland B GT2","23.12.2011","GuD",50.46,47231.329076189992,317.18515217391302]
[null,null,"SEE985908351792","BNA0604","RWE Generation SE","Emsland B DT","01.01.1974","GuD",312.33,47543.659076189993,317.18515217391302]
[null,null,"SEE994418588468","BNA0605","RWE Generation SE","Emsland C DT","01.01.1975","GuD",312.33,47855.989076189995,317.18515217391302]
[null,null,"SEE903508467828","BNA0832","FairEnergie GmbH","BHKW Hauffstraße","21.02.2011","GuD",1.7121599999999999,47857.701236189998,318.97960209881944]
[null,null,"SEE921399860047","BNA0842a","Stadtwerke Rosenheim GmbH & Co. KG","GM2","01.08.2011","GuD",2.8579500000000002,47860.559186189996,318.97960209881944]
[null,null,"SEE921888721163","BNA0832","FairEnergie GmbH","BHKW Hauffstraße","21.02.2011","GuD",1.7121599999999999,47862.271346189998,318.97960209881944]
[null,null,"SEE932929596862","BNA0832","FairEnergie GmbH","BHKW Hauffstraße","21.02.2011","GuD",1.7121599999999999,47863.983506190001,318.97960209881944]
[null,null,"SEE939597247393","BNA0832","FairEnergie GmbH","BHKW Hauffstraße","21.02.2011","GuD",1.7121599999999999,47865.695666190004,318.97960209881944]
[null,null,"SEE945563004310","BNA0842a","Stadtwerke Rosenheim GmbH & Co. KG","GM3","01.08.2011","GuD",2.8579500000000002,47868.553616190002,318.97960209881944]
[null,null,"SEE951279779923","BNA0832","FairEnergie GmbH","BHKW Hauffstraße","21.02.2011","GuD",1.7121599999999999,47870.265776190005,318.97960209881944]
[null,null,"SEE900953976684","BNA1528","Stadtwerke Kempen GmbH","0042 - STW - BHKW - KWK","01.01.2010","GuD",2.0801699999999999,47872.345946190006,319.95432017543862]
[null,null,"SEE904662075126","BNA1556","Sachsenmilch Leppersdorf GmbH","7712MKA10-GT2","14.05.2014","GuD",12.949949999999999,47885.295896190008,319.95432017543862]
[null,null,"SEE917096062495","BNA1810","ExxonMobil Production Deutschland GmbH","KWK Anlage Großenkneten","31.07.2014","GuD",26.2392,47911.535096190011,319.95432017543862]
[null,null,"SEE918912535520","BNA1528","Stadtwerke Kempen GmbH","0041 - STW - BHKW - KWK","01.01.2010","GuD",2.0801699999999999,47913.615266190012,319.95432017543862]
[null,null,"SEE970806189455","BNA1557","VW Kraftwerk GmbH","BHKW-G66-KWK-groß","13.02.2014","GuD",11.223000000000001,47924.83826619001,319.95432017543862]
[null,null,"SEE976263348152","BNA1528","Stadtwerke Kempen GmbH","0040 - STW - BHKW - KWK","01.01.2010","GuD",2.0801699999999999,47926.918436190012,319.95432017543862]
[null,null,"SEE976607134694","BNA1873","BMW AG Niederlassung Stuttgart","KWK 2 Geb. 192.0","15.07.2014","GuD",3.5583,47930.476736190009,319.95432017543862]
[null,null,"SEE989200392347","BNA1556","Sachsenmilch Leppersdorf GmbH","7711MKA10-GT1","21.05.2014","GuD",12.949949999999999,47943.426686190011,319.95432017543862]
[null,null,"SEE997988564504","BNA1507","Michelin Reifenwerke AG & Co. KGaA","BKR Gasturbine","29.09.2006","GuD",9.8692799999999998,47953.295966190009,319.95432017543862]
[null,null,"SEE959343099212","BNA0531","Energieservice Westfalen Weser GmbH","Kraftwerk Kirchlengern_GT1","16.01.1981","GuD",108.75,48062.045966190009,321.00532453245324]
[null,null,"SEE962185382367","BNA1335c","Papier- u. Kartonfabrik Varel GmbH & Co. KG","PKV Kraftwerk BGM 1","22.12.2006","GuD",0.87,48062.915966190012,323.91378774422736]
[null,null,"SEE967950570895","BNA1335c","Papier- u. Kartonfabrik Varel GmbH & Co. KG","PKV Kraftwerk BGM 2","22.12.2006","GuD",0.87,48063.785966190015,323.91378774422736]
[null,null,"SEE901789931854","BNA0683c","SWM Services GmbH","SWM HKW Sued GuD1 GT2","01.10.1980","GuD",85.173000000000002,48148.958966190017,324.20037777777782]
[null,null,"SEE907223904750","BNA0683a","SWM Services GmbH","SWM HKW Sued GuD1 DT1","01.10.1980","GuD",69.338999999999999,48218.297966190017,324.20037777777782]
[null,null,"SEE908070409573","BNA0997","STEAG Gasmotoren Fenne 3 GmbH","Gasmotor 5 Mod.","05.11.2021","GuD",2.8283700000000001,48221.12633619002,324.20037777777782]
[null,null,"SEE913600410226","BNA0997","STEAG Gasmotoren Fenne 2 GmbH","Gasmotor 4 Mod.","05.11.2021","GuD",2.8283700000000001,48223.954706190023,324.20037777777782]
[null,null,"SEE914740925915",null,"SWP Stadtwerke Pforzheim","MOT 2","15.06.2021","GuD",8.8739999999999988,48232.828706190026,324.20037777777782]
[null,null,"SEE916830465356","BNA1948","Kraftwerke Mainz-Wiesbaden AG","BHKW KW5 5A","23.12.2020","GuD",8.6390999999999991,48241.467806190027,324.20037777777782]
[null,null,"SEE920825895844","BNA1948","Kraftwerke Mainz-Wiesbaden AG","BHKW KW5 54","23.12.2020","GuD",8.6390999999999991,48250.106906190027,324.20037777777782]
[null,null,"SEE934337929126","BNA0997","STEAG Gasmotoren Fenne 1 GmbH","Gasmotor 2 Mod.","05.11.2021","GuD",2.8283700000000001,48252.93527619003,324.20037777777782]
[null,null,"SEE939242219362","BNA0485","Hüttenwerke Krupp Mannesmann GmbH","Huckingen A","01.09.1975","GuD",263.61,48516.545276190031,324.20037777777782]
[null,null,"SEE943764365964","BNA0997","STEAG Gasmotoren Fenne 3 GmbH","Gasmotor 6 Mod.","05.11.2021","GuD",2.8283700000000001,48519.373646190033,324.20037777777782]
[null,null,"SEE945401341942","BNA1948","Kraftwerke Mainz-Wiesbaden AG","BHKW KW5 56","23.12.2020","GuD",8.6390999999999991,48528.012746190034,324.20037777777782]
[null,null,"SEE945569399960","BNA1948","Kraftwerke Mainz-Wiesbaden AG","BHKW KW5 59","23.12.2020","GuD",8.6390999999999991,48536.651846190034,324.20037777777782]
[null,null,"SEE950005518836","BNA0800","SWP Stadtwerke Pforzheim","Gasturbine","14.11.1980","GuD",21.489000000000001,48558.140846190036,324.20037777777782]
[null,null,"SEE951582148140","BNA1948","Kraftwerke Mainz-Wiesbaden AG","BHKW KW5 51","23.12.2020","GuD",8.6390999999999991,48566.779946190036,324.20037777777782]
[null,null,"SEE956308510836",null,"SWP Stadtwerke Pforzheim","MOT 3","15.06.2021","GuD",8.8739999999999988,48575.653946190039,324.20037777777782]
[null,null,"SEE963177319026","BNA0800","SWP Stadtwerke Pforzheim","Turbine 4","14.11.1980","GuD",13.92,48589.573946190038,324.20037777777782]
[null,null,"SEE963197749315",null,"SWP Stadtwerke Pforzheim","MOT 4","15.06.2021","GuD",8.8739999999999988,48598.447946190041,324.20037777777782]
[null,null,"SEE964290104919","BNA1948","Kraftwerke Mainz-Wiesbaden AG","BHKW KW5 53","23.12.2020","GuD",8.6390999999999991,48607.087046190041,324.20037777777782]
[null,null,"SEE966089822219","BNA1948","Kraftwerke Mainz-Wiesbaden AG","BHKW KW5 58","23.12.2020","GuD",8.6390999999999991,48615.726146190042,324.20037777777782]
[null,null,"SEE968581935343","BNA0997","STEAG Gasmotoren Fenne 2 GmbH","Gasmotor 3 Mod.","05.11.2021","GuD",2.8283700000000001,48618.554516190045,324.20037777777782]
[null,null,"SEE976252866650",null,"SWP Stadtwerke Pforzheim","MOT 5","15.06.2021","GuD",8.8739999999999988,48627.428516190048,324.20037777777782]
[null,null,"SEE977368296324",null,"SWP Stadtwerke Pforzheim","MOT 1","15.06.2021","GuD",8.8739999999999988,48636.302516190051,324.20037777777782]
[null,null,"SEE977622942226","BNA0997","STEAG Gasmotoren Fenne 1 GmbH","Gasmotor 1 Mod.","05.11.2021","GuD",2.8283700000000001,48639.130886190054,324.20037777777782]
[null,null,"SEE979557966681","BNA1948","Kraftwerke Mainz-Wiesbaden AG","BHKW KW5 55","23.12.2020","GuD",8.6390999999999991,48647.769986190055,324.20037777777782]
[null,null,"SEE983509659989","BNA1948","Kraftwerke Mainz-Wiesbaden AG","BHKW KW5 52","23.12.2020","GuD",8.6390999999999991,48656.409086190055,324.20037777777782]
[null,null,"SEE985585573104","BNA0683b","SWM Services GmbH","SWM HKW Sued GuD1 GT3","01.10.1980","GuD",85.173000000000002,48741.582086190057,324.20037777777782]
[null,null,"SEE992213654456","BNA0486","Hüttenwerke Krupp Mannesmann GmbH","Huckingen B","01.12.1976","GuD",263.61,49005.192086190058,324.20037777777782]
[null,null,"SEE997770651436","BNA1948","Kraftwerke Mainz-Wiesbaden AG","BHKW KW5 57","23.12.2020","GuD",8.6390999999999991,49013.831186190058,324.20037777777782]
[null,null,"SEE905054165586","BNA1866","GLOBALFOUNDRIES Dresden Module One LLC & Co. KG","Gasmotoren-Blockheizkraftwerk II (Generator 7)","10.11.2004","GuD",3.2816399999999999,49017.112826190059,330.04110859728507]
[null,null,"SEE910080930862","BNA1866","GLOBALFOUNDRIES Dresden Module One LLC & Co. KG","Gasmotoren-Blockheizkraftwerk II (Generator 4)","10.11.2004","GuD",3.2816399999999999,49020.39446619006,330.04110859728507]
[null,null,"SEE912978354040","BNA1866","GLOBALFOUNDRIES Dresden Module One LLC & Co. KG","Gasmotoren-Blockheizkraftwerk II (Generator 6)","10.11.2004","GuD",3.2816399999999999,49023.676106190062,330.04110859728507]
[null,null,"SEE916894674336","BNA1866","GLOBALFOUNDRIES Dresden Module One LLC & Co. KG","Gasmotoren-Blockheizkraftwerk II (Generator 3)","10.11.2004","GuD",3.2816399999999999,49026.957746190063,330.04110859728507]
[null,null,"SEE921008505376","BNA1866","GLOBALFOUNDRIES Dresden Module One LLC & Co. KG","Gasmotoren-Blockheizkraftwerk II (Generator 2)","10.11.2004","GuD",3.2816399999999999,49030.239386190064,330.04110859728507]
[null,null,"SEE955085348786","BNA1866","GLOBALFOUNDRIES Dresden Module One LLC & Co. KG","Gasmotoren-Blockheizkraftwerk II (Generator 9)","10.11.2004","GuD",3.2816399999999999,49033.521026190065,330.04110859728507]
[null,null,"SEE960430412456","BNA1866","GLOBALFOUNDRIES Dresden Module One LLC & Co. KG","Gasmotoren-Blockheizkraftwerk II (Generator 5)","10.11.2004","GuD",3.2816399999999999,49036.802666190066,330.04110859728507]
[null,null,"SEE970143794190","BNA1866","GLOBALFOUNDRIES Dresden Module One LLC & Co. KG","Gasmotoren-Blockheizkraftwerk II (Generator 8)","10.11.2004","GuD",3.2816399999999999,49040.084306190067,330.04110859728507]
[null,null,"SEE971876915975","BNA1866","GLOBALFOUNDRIES Dresden Module One LLC & Co. KG","Gasmotoren-Blockheizkraftwerk II (Generator 1)","10.11.2004","GuD",3.2816399999999999,49043.365946190068,330.04110859728507]
[null,null,"SEE976415135319","BNA0556b","Cargill Deutschland GmbH","BHKW Kre","30.06.1996","GuD",12.18,49055.545946190068,331.08504312301409]
[null,null,"SEE901050642113","BNA1989","EVH GmbH","Heizkraftwerk Dieselstraße Block C","01.10.2020","GuD",49.870139999999999,49105.416086190067,331.53447727272726]
[null,null,"SEE975556152230","BNA0015","EnBW Energie Baden-Württemberg AG","Heizkraftwerk Altbach/Deizisau HKW 2 GT E (Solobetrieb)","30.04.1997","GuD",56.55,49161.96608619007,331.53447727272726]
[null,null,"SEE922477386435","BNA0745","Uniper Kraftwerke GmbH","Franken DT2","01.01.1975","GuD",50.46,49212.426086190069,337.64622685185185]
[null,null,"SEE982367992610","BNA0745","Uniper Kraftwerke GmbH","Franken GT2","01.01.1975","GuD",336.69,49549.116086190072,337.64622685185185]
[null,null,"SEE982563254987","BNA0627","Kraftwerke Mainz-Wiesbaden AG","KW2 GT26","01.01.1977","GuD",78.3,49627.416086190075,337.64622685185185]
[null,null,"SEE914414538991","BNA0614b","BASF SE","GuD Mitte GT12","12.05.2005","GuD",177.48,49804.896086190078,339.20969767441863]
[null,null,"SEE920494524915","BNA0614b","BASF SE","GuD Mitte GT11","12.05.2005","GuD",177.48,49982.376086190081,339.20969767441863]
[null,null,"SEE976850689781","BNA0614b","BASF SE","GuD Mitte DT10","12.05.2005","GuD",77.864999999999995,50060.241086190079,339.20969767441863]
[null,null,"SEE951078548935","BNA1528","Stadtwerke Kempen GmbH","0050 - STW - BHKW - KWK","01.11.2017","GuD",2.8823099999999999,50063.12339619008,340.78778037383182]
[null,null,"SEE977834211387",null,"MM Neuss GmbH","MM Neuss GmbH GT2","01.07.1992","GuD",4.1760000000000002,50067.299396190079,340.78778037383182]
[null,null,"SEE974201537415","BNA0239","Uniper Kraftwerke GmbH","Huntorf GT","01.01.1978","Gasturbine",279.27,50346.569396190076,346.7504047619048]
[null,null,"SEE911764038249","BNA0744","Uniper Kraftwerke GmbH","Franken DT1","01.01.1973","GuD",333.21,50679.779396190075,348.48965352449227]
[null,null,"SEE940081190514","BNA1863","Fresenius Medical Care Deutschland GmbH","Gasturbine 3","28.11.2017","GuD",3.8001600000000004,50683.579556190074,350.23960134486072]
[null,null,"SEE991036415459","BNA1863","Fresenius Medical Care Deutschland GmbH","Gasturbine 1","24.01.2014","GuD",6.5754599999999996,50690.155016190074,350.23960134486072]
[null,null,"SEE997248724068","BNA1863","Fresenius Medical Care Deutschland GmbH","Gasturbine 2","24.01.2014","GuD",6.5754599999999996,50696.730476190074,350.23960134486072]
[null,null,"SEE917497526305","BNA1437","Aluminium Oxid Stade GmbH","KWK GT1","01.05.2012","GuD",13.363199999999999,50710.093676190074,354.64973249027241]
[null,null,"SEE989834346082","BNA1437","Aluminium Oxid Stade GmbH","KWK GT2","01.05.2012","GuD",13.363199999999999,50723.456876190074,354.64973249027241]
[null,null,"SEE951401550147","BNA0938","EnBW Energie Baden-Württemberg AG","Heizkraftwerk Stuttgart-Münster GT 17","01.01.1974","Öl",19.805,50743.261876190074,355.33739130434782]
[null,null,"SEE985887784048","BNA0939b","EnBW Energie Baden-Württemberg AG","Heizkraftwerk Stuttgart-Münster GT 18","01.01.1974","Öl",19.889999999999997,50763.151876190073,355.33739130434782]
[null,null,"SEE992973663477","BNA0937","EnBW Energie Baden-Württemberg AG","Heizkraftwerk Stuttgart-Münster GT 16","01.01.1974","Öl",19.805,50782.956876190074,355.33739130434782]
[null,null,"SEE995899706617","BNA1042","RWE Generation SE","Gersteinwerk I GT (I1)","01.01.1974","GuD",47.85,50830.806876190072,355.68334146341471]
[null,null,"SEE965327731764","BNA1164","Pfeifer & Langen GmbH ＆ Co. KG","BHKW Jülich","10.10.2002","GuD",1.20669,50832.013566190071,356.02922363281249]
[null,null,"SEE998558143099","BNA1164","Pfeifer & Langen GmbH ＆ Co. KG","Generator Jülich","20.09.2004","GuD",19.888199999999998,50851.901766190073,356.02922363281249]
[null,null,"SEE975094128629","BNA0135","Braunschweiger Versorgungs-AG & Co. KG","HKW Mitte Kessel 12","15.07.1971","GuD",17.399999999999999,50869.301766190074,356.1157997557998]
[null,null,"SEE905366486355","BNA0499","Infraserv GmbH & Co. Höchst KG","IPH Strom VT4","15.09.2021","GuD",23.315999999999999,50892.617766190073,358.29402948402952]
[null,null,"SEE909438607068","BNA0499","Infraserv GmbH & Co. Höchst KG","IPH Strom VT3","15.09.2021","GuD",11.223000000000001,50903.840766190071,358.29402948402952]
[null,null,"SEE913088869400","BNA0521","Städtische Werke Energie + Wärme GmbH","Kombi-HKW GT1","31.03.2021","GuD",15.057089999999999,50918.897856190073,358.29402948402952]
[null,null,"SEE919939073064",null,"Volkswagen AG","GT 31 GuD Süd Wolfsburg","27.12.2021","GuD",42.978000000000002,50961.875856190076,358.29402948402952]
[null,null,"SEE951684578067",null,"Stadtwerke Bielefeld","Gasturbine 2 - GuD MPE","15.02.2021","GuD",13.093500000000001,50974.969356190079,358.29402948402952]
[null,null,"SEE966530598731","BNA0088a","Solvay Chemicals GmbH","Gegendruckdampfturbine Industriekraftwerk","16.12.2019","GuD",55.244999999999997,51030.214356190081,358.29402948402952]
[null,null,"SEE984196895179",null,"Volkswagen AG","GT32 GuD Süd Wolfsburg","27.12.2021","GuD",42.978000000000002,51073.192356190084,358.29402948402952]
[null,null,"SEE902845037787","BNA1946","BMW AG Niederlassung Stuttgart","Werk 1.1 KWK 3","20.02.2019","GuD",3.915,51077.107356190085,359.26095097314612]
[null,null,"SEE904076796426","BNA1945","Stadtwerke Kiel AG","Küstenkraftwerk K.I.E.L Motor 4","23.11.2018","GuD",8.2267200000000003,51085.334076190084,359.26095097314612]
[null,null,"SEE905939296770","BNA1945","Stadtwerke Kiel AG","Küstenkraftwerk K.I.E.L Motor 13","21.08.2018","GuD",8.2267200000000003,51093.560796190082,359.26095097314612]
[null,null,"SEE910823411191","BNA1946","BMW AG Niederlassung Stuttgart","Werk 1.1 KWK 1","20.02.2019","GuD",3.915,51097.475796190083,359.26095097314612]
[null,null,"SEE916115669219","BNA1945","Stadtwerke Kiel AG","Küstenkraftwerk K.I.E.L Motor 11","21.08.2018","GuD",8.2267200000000003,51105.702516190082,359.26095097314612]
[null,null,"SEE916435406600","BNA1945","Stadtwerke Kiel AG","Küstenkraftwerk K.I.E.L Motor 9","04.10.2018","GuD",8.2267200000000003,51113.929236190081,359.26095097314612]
[null,null,"SEE917331286914","BNA1946","BMW AG Niederlassung Stuttgart","Werk 1.1 KWK 2","20.02.2019","GuD",3.915,51117.844236190082,359.26095097314612]
[null,null,"SEE918100281437","BNA1944","BMW AG Niederlassung Stuttgart","KWK 7","26.03.2019","GuD",3.915,51121.759236190082,359.26095097314612]
[null,null,"SEE918583974024","BNA1945","Stadtwerke Kiel AG","Küstenkraftwerk K.I.E.L Motor 2","21.11.2018","GuD",8.2267200000000003,51129.985956190081,359.26095097314612]
[null,null,"SEE921059219284","BNA1945","Stadtwerke Kiel AG","Küstenkraftwerk K.I.E.L Motor 7","28.09.2018","GuD",8.2267200000000003,51138.21267619008,359.26095097314612]
[null,null,"SEE923401813959","BNA1935","Vattenfall Wärme Berlin AG","GuD Lichterfelde Gasturbine","11.04.2019","GuD",160.94999999999999,51299.162676190077,359.26095097314612]
[null,null,"SEE927436598478","BNA1947","BMW AG Niederlassung Stuttgart","Werk 1.5 KWK 4","30.04.2019","GuD",2.9232,51302.085876190074,359.26095097314612]
[null,null,"SEE929077603696","BNA1935","Vattenfall Wärme Berlin AG","GuD Lichterfelde Dampfturbine","11.04.2019","GuD",100.05,51402.135876190077,359.26095097314612]
[null,null,"SEE932569905017","BNA1945","Stadtwerke Kiel AG","Küstenkraftwerk K.I.E.L Motor 17","13.07.2018","GuD",8.2267200000000003,51410.362596190076,359.26095097314612]
[null,null,"SEE934242259776","BNA1945","Stadtwerke Kiel AG","Küstenkraftwerk K.I.E.L Motor 8","01.10.2018","GuD",8.2267200000000003,51418.589316190075,359.26095097314612]
[null,null,"SEE937791832391","BNA1945","Stadtwerke Kiel AG","Küstenkraftwerk K.I.E.L Motor 16","05.06.2018","GuD",8.2267200000000003,51426.816036190074,359.26095097314612]
[null,null,"SEE939823727910","BNA1945","Stadtwerke Kiel AG","Küstenkraftwerk K.I.E.L Motor 3","16.11.2018","GuD",8.2267200000000003,51435.042756190072,359.26095097314612]
[null,null,"SEE940475173918","BNA1945","Stadtwerke Kiel AG","Küstenkraftwerk K.I.E.L Motor 5","09.11.2018","GuD",8.2267200000000003,51443.269476190071,359.26095097314612]
[null,null,"SEE941552924256","BNA1945","Stadtwerke Kiel AG","Küstenkraftwerk K.I.E.L Motor 15","10.08.2018","GuD",8.2267200000000003,51451.49619619007,359.26095097314612]
[null,null,"SEE946583344691","BNA1944","BMW AG Niederlassung Stuttgart","KWK 6","26.03.2019","GuD",3.915,51455.411196190071,359.26095097314612]
[null,null,"SEE951839779134","BNA1945","Stadtwerke Kiel AG","Küstenkraftwerk K.I.E.L Motor 1","07.12.2018","GuD",8.2267200000000003,51463.63791619007,359.26095097314612]
[null,null,"SEE953574430066","BNA1945","Stadtwerke Kiel AG","Küstenkraftwerk K.I.E.L Motor 12","23.08.2018","GuD",8.2267200000000003,51471.864636190068,359.26095097314612]
[null,null,"SEE963125615224","BNA1945","Stadtwerke Kiel AG","Küstenkraftwerk K.I.E.L Motor 14","13.08.2018","GuD",8.2267200000000003,51480.091356190067,359.26095097314612]
[null,null,"SEE967283752913","BNA1947","BMW AG Niederlassung Stuttgart","Werk 1.5 KWK 1","30.04.2019","GuD",2.9232,51483.014556190064,359.26095097314612]
[null,null,"SEE967544153657","BNA1945","Stadtwerke Kiel AG","Küstenkraftwerk K.I.E.L Motor 6","27.09.2018","GuD",8.2267200000000003,51491.241276190063,359.26095097314612]
[null,null,"SEE972750176482","BNA1944","BMW AG Niederlassung Stuttgart","KWK 5 Geb. 192.0","26.03.2019","GuD",3.8888999999999996,51495.130176190061,359.26095097314612]
[null,null,"SEE979353792927","BNA1945","Stadtwerke Kiel AG","Küstenkraftwerk K.I.E.L Motor 18","09.07.2018","GuD",8.2267200000000003,51503.35689619006,359.26095097314612]
[null,null,"SEE982889459141","BNA1947","BMW AG Niederlassung Stuttgart","Werk 1.5 KWK 3","30.04.2019","GuD",2.9232,51506.280096190058,359.26095097314612]
[null,null,"SEE985206646330","BNA1945","Stadtwerke Kiel AG","Küstenkraftwerk K.I.E.L Motor 10","05.10.2018","GuD",8.2267200000000003,51514.506816190056,359.26095097314612]
[null,null,"SEE987324322059","BNA1945","Stadtwerke Kiel AG","Küstenkraftwerk K.I.E.L Motor 20","13.07.2018","GuD",8.2267200000000003,51522.733536190055,359.26095097314612]
[null,null,"SEE994826833730","BNA1945","Stadtwerke Kiel AG","Küstenkraftwerk K.I.E.L Motor 19","12.07.2018","GuD",8.2267200000000003,51530.960256190054,359.26095097314612]
[null,null,"SEE995752550746","BNA1947","BMW AG Niederlassung Stuttgart","Werk 1.5 KWK 2","30.04.2019","GuD",2.9232,51533.883456190051,359.26095097314612]
[null,null,"SEE985331675700","BNA1405a","Fernwärme Ulm GmbH","HKW Magirusstraße","09.11.1992","GuD",10.962,51544.845456190051,360.05597530864196]
[null,null,"SEE901246020381","BNA1927","TEAG Thüringer Energie AG","Gasmotor Bad Salzungen","04.12.2018","GuD",8.70261,51553.548066190051,360.23312747035578]
[null,null,"SEE904748267797","BNA1925","ENGIE Deutschland AG","70001314,01","20.11.2018","GuD",3.8166899999999995,51557.364756190051,360.23312747035578]
[null,null,"SEE907667929555","BNA1911","DREWAG - Stadtwerke Dresden GmbH","HKW Dresden-Nord","07.12.2018","GuD",10.005000000000001,51567.369756190048,360.23312747035578]
[null,null,"SEE929808661773","BNA1926","ENGIE Deutschland AG","70001313,01","05.12.2018","GuD",3.8906400000000003,51571.260396190046,360.23312747035578]
[null,null,"SEE948545926433","BNA1926","ENGIE Deutschland AG","70001313,01","06.12.2018","GuD",3.8906400000000003,51575.151036190044,360.23312747035578]
[null,null,"SEE949816813650","BNA1925","ENGIE Deutschland AG","70001314,01","21.11.2018","GuD",3.8166899999999995,51578.967726190043,360.23312747035578]
[null,null,"SEE953235539855","BNA1909","EnBW Energie Baden-Württemberg AG","Heizkraftwerk Stuttgart-Gaisburg HKW 3 Motor 1","29.08.2018","GuD",8.4537899999999997,51587.421516190043,360.23312747035578]
[null,null,"SEE956808243722","BNA1926","ENGIE Deutschland AG","70001313,01","05.12.2018","GuD",3.8906400000000003,51591.312156190041,360.23312747035578]
[null,null,"SEE957602727647","BNA1926","ENGIE Deutschland AG","70001313,01","06.12.2018","GuD",3.8906400000000003,51595.202796190038,360.23312747035578]
[null,null,"SEE957769851605","BNA1868","Mainova AG","HKW West Turbine 5","07.12.2017","GuD",34.049190000000003,51629.251986190036,360.23312747035578]
[null,null,"SEE968905685947","BNA1925","ENGIE Deutschland AG","70001314,01","19.11.2018","GuD",3.8166899999999995,51633.068676190036,360.23312747035578]
[null,null,"SEE971156902916","BNA1925","ENGIE Deutschland AG","70001314,01","26.11.2018","GuD",3.8166899999999995,51636.885366190036,360.23312747035578]
[null,null,"SEE972346658903",null,"EnBW Energie Baden-Württemberg AG","Heizkraftwerk Stuttgart-Gaisburg HKW 3 Motor 3","29.08.2018","GuD",8.4537899999999997,51645.339156190035,360.23312747035578]
[null,null,"SEE974615285285",null,"EnBW Energie Baden-Württemberg AG","Heizkraftwerk Stuttgart-Gaisburg HKW 3 Motor 2","29.08.2018","GuD",8.4537899999999997,51653.792946190035,360.23312747035578]
[null,null,"SEE984068604342","BNA1926","ENGIE Deutschland AG","70001313,01","05.12.2018","GuD",3.8906400000000003,51657.683586190033,360.23312747035578]
[null,null,"SEE933402065318","BNA1873","BMW AG Niederlassung Stuttgart","KWK 4 Geb. 192.0","15.11.2017","GuD",3.5583,51661.24188619003,361.21060193212782]
[null,null,"SEE934531299087","BNA0361","DSM Nutritional Products GmbH","Gasturbine GT","07.11.2017","GuD",19.14,51680.381886190029,361.21060193212782]
[null,null,"SEE955111508221","BNA0361","DSM Nutritional Products GmbH","Dampfturbine DT5","21.03.2018","GuD",7.3306199999999997,51687.71250619003,361.21060193212782]
[null,null,"SEE965333653821","BNA0081","Vattenfall Wärme Berlin AG","HKW Klingenberg Dampfturbine 3","19.08.1982","GuD",48.72,51736.432506190031,361.21060193212782]
[null,null,"SEE975166535577","BNA0361","DSM Nutritional Products GmbH","Dampfturbine DT4","01.01.1979","GuD",6.96,51743.39250619003,361.21060193212782]
[null,null,"SEE986959633936","BNA1187","Pfeifer & Langen GmbH ＆ Co. KG","Lage Generator 1","31.08.1981","GuD",7.7273399999999999,51751.119846190028,361.21060193212782]
[null,null,"SEE988684097793","BNA0081","Vattenfall Wärme Berlin AG","HKW Klingenberg Dampfturbine 2","24.11.1981","GuD",48.72,51799.839846190029,361.21060193212782]
[null,null,"SEE993922966908","BNA1873","BMW AG Niederlassung Stuttgart","KWK 3 Geb. 192.0","15.11.2017","GuD",3.5583,51803.398146190026,361.21060193212782]
[null,null,"SEE997719859992","BNA0081","Vattenfall Wärme Berlin AG","HKW Klingenberg Dampfturbine 1","13.08.1981","GuD",45.24,51848.638146190024,361.21060193212782]
[null,null,"SEE928797247012","BNA1862","BMW AG Niederlassung Stuttgart","Regensburg KWK 5","22.08.2016","GuD",2.3072400000000002,51850.945386190026,362.19341778440139]
[null,null,"SEE931050475398","BNA1818","RheinEnergie AG","GuD Niehl 3 RheinEnergie","29.04.2016","GuD",394.02299999999997,52244.968386190027,362.19341778440139]
[null,null,"SEE945093389369","BNA1676","Evonik Operations GmbH","Kraftwerk IV, GT 421","13.02.2016","GuD",40.89,52285.858386190026,362.19341778440139]
[null,null,"SEE958184152735","BNA1904","Stadtwerke Flensburg","Dampfturbine 7","21.10.1980","GuD",24.36,52310.218386190027,362.19341778440139]
[null,null,"SEE977273010268","BNA1676","Evonik Operations GmbH","Kraftwerk IV, DT 411","13.02.2016","GuD",9.57,52319.788386190026,362.19341778440139]
[null,null,"SEE977956291342","BNA1859","Ford-Werke GmbH","BHKW Ford Saarlouis","28.10.2016","GuD",18.800699999999999,52338.589086190026,362.19341778440139]
[null,null,"SEE926418118239",null,"Crespel & Deiters GmbH ＆ Co. KG","GTS4","07.06.2013","Gasturbine",1.6095000000000002,52340.198586190025,364.03792499999997]
[null,null,"SEE938018666973",null,"K+S Minerals and Agriculture GmbH","Fabrik NE GT Tr.","02.07.2009","Gasturbine",4.4369999999999994,52344.635586190023,364.03792499999997]
[null,null,"SEE939524649245",null,"K+S Minerals and Agriculture GmbH","ZI Tr GT1","02.07.2017","Gasturbine",4.7850000000000001,52349.420586190026,364.03792499999997]
[null,null,"SEE953048986860",null,"K+S Minerals and Agriculture GmbH","Fabrik NE GT Tr","02.07.2009","Gasturbine",4.4369999999999994,52353.857586190024,364.03792499999997]
[null,null,"SEE908119179962","BNA1292b","J. M. Voith SE & Co. KG","HDH_004_Industrieheizkraftwerk-Heidenheim_GM4","01.01.1999","GuD",3.2407500000000002,52357.098336190022,364.1752497502498]
[null,null,"SEE912975333499","BNA1248b","UPM GmbH","UPM Schongau HKW 3 GT","20.12.2014","GuD",38.565360000000005,52395.663696190022,364.1752497502498]
[null,null,"SEE925623713673","BNA1678","Flughafen München GmbH","BHKW 2 - GOM 4","11.12.2014","GuD",3.6600899999999998,52399.32378619002,364.1752497502498]
[null,null,"SEE925705511180","BNA1678","Flughafen München GmbH","BHKW 2 - GOM 3","10.12.2014","GuD",3.6600899999999998,52402.983876190017,364.1752497502498]
[null,null,"SEE925723270861","BNA1292b","J. M. Voith SE & Co. KG","HDH_004_Industrieheizkraftwerk-Heidenheim_GM1","01.01.2014","GuD",3.6757499999999999,52406.659626190019,364.1752497502498]
[null,null,"SEE933094075404","BNA1248b","UPM GmbH","UPM Schongau HKW 3 DT","20.12.2014","GuD",25.812900000000003,52432.472526190017,364.1752497502498]
[null,null,"SEE942581404276","BNA1292b","J. M. Voith SE & Co. KG","HDH_004_Industrieheizkraftwerk-Heidenheim_GM2","01.01.2014","GuD",3.6757499999999999,52436.148276190019,364.1752497502498]
[null,null,"SEE964121468647","BNA1292b","J. M. Voith SE & Co. KG","HDH_004_Industrieheizkraftwerk-Heidenheim_GM5","01.01.2004","GuD",3.2442299999999999,52439.392506190015,364.1752497502498]
[null,null,"SEE971995083203","BNA1677","Volkswagen AG","BHKW Braunschweig","27.07.2014","GuD",9.048,52448.440506190018,364.1752497502498]
[null,null,"SEE976877764072","BNA1678","Flughafen München GmbH","BHKW 2 - GOM 2","04.12.2014","GuD",3.6600899999999998,52452.100596190015,364.1752497502498]
[null,null,"SEE980130244065","BNA1678","Flughafen München GmbH","BHKW 2 - GOM 1","03.12.2014","GuD",3.6600899999999998,52455.760686190013,364.1752497502498]
[null,null,"SEE999306148830","BNA1292b","J. M. Voith SE & Co. KG","HDH_004_Industrieheizkraftwerk-Heidenheim_GM3","01.01.2014","GuD",3.6757499999999999,52459.436436190015,364.1752497502498]
[null,null,"SEE900252837358",null,"Baden Board GmbH","Gasturbine","01.04.2000","GuD",3.7844999999999995,52463.220936190017,364.53792499999997]
[null,null,"SEE900348277440",null,"Jäckering Mühlen- und Nährmittelwerke GmbH","BHKW Hafen - Modul 4","01.04.2013","GuD",1.8905100000000001,52465.111446190014,364.53792499999997]
[null,null,"SEE900364034072",null,"EnBW Energie Baden-Württemberg AG","Heizkraftwerk Heilbronn FHT 1","01.05.2015","GuD",5.6550000000000002,52470.766446190013,364.53792499999997]
[null,null,"SEE900527375523",null,"AG der Dillinger Hüttenwerke","T2","01.01.1960","GuD",4.7850000000000001,52475.551446190017,364.53792499999997]
[null,null,"SEE900559860912",null,"WUN Pellets GmbH","WUN Pellets - BHKW - Modul II","01.10.2018","GuD",3.8367,52479.388146190016,364.53792499999997]
[null,null,"SEE901196452256",null,"essity Operations Mainz-Kostheim GmbH","Turbine 4","30.06.1983","GuD",5.8376999999999999,52485.225846190013,364.53792499999997]
[null,null,"SEE902114639810",null,"envia THERM GmbH","Bitterfeld BHKW","11.04.2016","GuD",1.74,52486.965846190011,364.53792499999997]
[null,null,"SEE903050015065",null,"Hamburger Energiewerke GmbH","HW Hafen","14.09.2005","GuD",1.66605,52488.631896190011,364.53792499999997]
[null,null,"SEE906462907775",null,"K+S Minerals and Agriculture GmbH","Kraftwerk HA GT2","02.07.2017","GuD",4.9329000000000001,52493.56479619001,364.53792499999997]
[null,null,"SEE906681939748",null,"Jäckering Mühlen- und Nährmittelwerke GmbH","BHKW Hafen - Modul 1","01.04.2013","GuD",1.8905100000000001,52495.455306190008,364.53792499999997]
[null,null,"SEE907064154956",null,"K+S Minerals and Agriculture GmbH","Kraftwerk HA GT1","02.07.2017","GuD",4.9329000000000001,52500.388206190008,364.53792499999997]
[null,null,"SEE907892165506",null,"Mark-E Aktiengesellschaft","Cuno Heizkraftwerk Herdecke BHKW1","01.01.2004","GuD",1.6964999999999999,52502.084706190006,364.53792499999997]
[null,null,"SEE908040387344",null,"DFS Energy GmbH","BHKW1","15.10.2014","GuD",1.7230349999999999,52503.807741190009,364.53792499999997]
[null,null,"SEE909963484639",null,"BMW AG Niederlassung Stuttgart","BMW Landshut KWK 3","31.07.2014","GuD",2.2184999999999997,52506.026241190011,364.53792499999997]
[null,null,"SEE911689709217",null,"Smurfit Kappa Herzberg Solid Board GmbH","Dampfturbine 2","01.01.1957","GuD",5.22,52511.246241190012,364.53792499999997]
[null,null,"SEE914143996840",null,"Sasol Germany GmbH","GT3","02.10.2020","GuD",6.4623600000000003,52517.70860119001,364.53792499999997]
[null,null,"SEE914688001801",null,"Smurfit Kappa Hoya Papier und Karton GmbH","DT 2 (KKK)","01.01.1996","GuD",3.7749300000000003,52521.48353119001,364.53792499999997]
[null,null,"SEE916733797554",null,"Julius Glatz","Turbine 1","01.01.1955","GuD",3.6105000000000005,52525.094031190012,364.53792499999997]
[null,null,"SEE917568874298","BNA1556","Sachsenmilch Leppersdorf GmbH","7710MKA10-DT","21.07.2014","GuD",5.1103799999999993,52530.20441119001,364.53792499999997]
[null,null,"SEE919286948329","BNA1553","Gunvor Raffinerie Ingolstadt GmbH","Kraftwerk GRI","01.01.1964","GuD",6.7859999999999996,52536.99041119001,364.53792499999997]
[null,null,"SEE919395394109",null,"BMW AG Niederlassung Stuttgart","Leipzig KWK 2","14.12.2016","GuD",2.8379400000000001,52539.828351190008,364.53792499999997]
[null,null,"SEE919932222612",null,"Stadtwerke Lemgo GmbH","KWK-0006","09.02.2012","GuD",1.7052,52541.533551190005,364.53792499999997]
[null,null,"SEE920560912882",null,"SWM Services GmbH","SWM HKW Freimann GT12","01.01.2021","GuD",44.265599999999999,52585.799151190004,364.53792499999997]
[null,null,"SEE920571907488",null,"HanseWerk Natur GmbH","99000649 Reichsbahnstr. Erdgas-BHKW 1","29.11.2017","GuD",3.7801499999999999,52589.579301190002,364.53792499999997]
[null,null,"SEE920885263676",null,"Stadtwerke Bernburg GmbH","BHKW Friedenshall M3","16.10.2018","GuD",1.70085,52591.280151190003,364.53792499999997]
[null,null,"SEE923953841820",null,"HanseWerk Natur GmbH","99000290 Angerburger Str. Erdgas-BHKW","19.10.2017","GuD",1.3006500000000001,52592.580801190001,364.53792499999997]
[null,null,"SEE924769212057",null,"Stadtwerke Lemgo GmbH","KWK-0010","16.09.2013","GuD",0.86565000000000003,52593.446451190001,364.53792499999997]
[null,null,"SEE925189660817",null,"Rolls-Royce Solutions Augsburg GmbH","Prüfstand 8","01.03.2004","GuD",2.7840000000000003,52596.23045119,364.53792499999997]
[null,null,"SEE926356200836",null,"Rolls-Royce Solutions Augsburg GmbH","Prüfstand 4","01.01.2003","GuD",1.3049999999999999,52597.53545119,364.53792499999997]
[null,null,"SEE926582462244",null,"WUN Pellets GmbH","WUN Pellets - BHKW-Modul III","01.10.2018","GuD",3.8367,52601.37215119,364.53792499999997]
[null,null,"SEE926990956885",null,"Fernheizwerk Neukölln AG","Fernheizwerk 2-BHKW 5","05.11.2013","GuD",1.7643599999999999,52603.136511190001,364.53792499999997]
[null,null,"SEE928983473973",null,"Westag & Getalit AG","BHKW-G","10.10.2012","GuD",1.7043300000000001,52604.840841190002,364.53792499999997]
[null,null,"SEE929612840487",null,"Stadtwerke Lemgo GmbH","KWK-0007","13.11.2014","GuD",1.7052,52606.546041189999,364.53792499999997]
[null,null,"SEE929826629465",null,"FFR Fernwärmeversorgung Flugplatz Ramstein","BHKW Ramstein","13.12.2018","GuD",11.092499999999999,52617.638541189997,364.53792499999997]
[null,null,"SEE933714674710","BNA1553","Gunvor Raffinerie Ingolstadt GmbH","Kraftwerk GRI","01.01.1964","GuD",8.6999999999999993,52626.338541189994,364.53792499999997]
[null,null,"SEE934292362181",null,"Fernheizwerk Neukölln AG","Fernheizwerk 6-BHKW 8","14.07.2020","GuD",1.7189460000000001,52628.057487189995,364.53792499999997]
[null,null,"SEE935253303649",null,"BMW AG Niederlassung Stuttgart","BMW Landshut KWK 6","08.07.2018","GuD",3.7409999999999997,52631.798487189997,364.53792499999997]
[null,null,"SEE936112096313",null,"SWISS KRONO TEX","BHKW","21.01.2016","GuD",1.70259,52633.501077189998,364.53792499999997]
[null,null,"SEE937830141170",null,"VW Kraftwerk GmbH","BHKW-G66-KWK-klein","28.11.2017","GuD",1.653,52635.154077189996,364.53792499999997]
[null,null,"SEE938449433663","BNA1553","Gunvor Raffinerie Ingolstadt GmbH","Kraftwerk GRI","01.01.1964","GuD",6.2640000000000002,52641.418077189999,364.53792499999997]
[null,null,"SEE939211785720",null,"OMV Deutschland Operations GmbH & Co. KG","Dampfgeneratorturbine 1","06.04.1970","GuD",6.7859999999999996,52648.204077189999,364.53792499999997]
[null,null,"SEE939394838077",null,"Stadtwerke Lemgo GmbH","KWK-0005","24.10.2014","GuD",1.7052,52649.909277189996,364.53792499999997]
[null,null,"SEE941042670380",null,"Erlanger Stadtwerke AG","KWK-Bunsenstr.","21.12.2018","GuD",7.1548800000000004,52657.064157189998,364.53792499999997]
[null,null,"SEE941055812814",null,"MAN Energy Solutions SE","SI-Gasmotor (12 V 32/40)","04.05.2005","GuD",4.5544500000000001,52661.618607190001,364.53792499999997]
[null,null,"SEE941875842596","BNA0863","Salzgitter Flachstahl GmbH","Ma 1","01.03.1941","GuD",30.45,52692.068607189998,364.53792499999997]
[null,null,"SEE942028155815",null,"Stadtwerke Greifswald GmbH","BHKW-Kapaunenstraße Modul 1","26.09.2018","GuD",2.2437300000000002,52694.31233719,364.53792499999997]
[null,null,"SEE942234222677",null,"Jäckering Mühlen- und Nährmittelwerke GmbH","BHKW Hafen - Modul 5","01.04.2013","GuD",1.8905100000000001,52696.202847189998,364.53792499999997]
[null,null,"SEE942369834141",null,"Zanders Paper GmbH","Kraftwerk Zanders Paper GmbH","01.01.1989","GuD",18.322199999999999,52714.52504719,364.53792499999997]
[null,null,"SEE942954514045",null,"Merck KGaA","DA_BHKW_01","11.07.2014","GuD",2.6448,52717.169847190002,364.53792499999997]
[null,null,"SEE943007353727",null,"Airbus Operations","BHKW 1 Hamburg","11.07.2016","GuD",1.7139,52718.883747190004,364.53792499999997]
[null,null,"SEE943109996648",null,"BMW AG Niederlassung Stuttgart","BMW Landshut KWK 4","08.07.2018","GuD",3.7409999999999997,52722.624747190006,364.53792499999997]
[null,null,"SEE943163469652",null,"Stadtwerke Frankfurt (Oder) GmbH","BHKW-Süd","28.04.2015","GuD",1.6964999999999999,52724.321247190004,364.53792499999997]
[null,null,"SEE944861777810",null,"HanseWerk Natur GmbH","99000649 Reichsbahnstr. Erdgas-BHKW 2","29.11.2017","GuD",1.72434,52726.045587190005,364.53792499999997]
[null,null,"SEE945217244789",null,"SWM Services GmbH","SWM HKW Freimann GT11","01.01.2021","GuD",44.265599999999999,52770.311187190004,364.53792499999997]
[null,null,"SEE945807171310",null,"BMW AG Niederlassung Stuttgart","BMW Landshut KWK 2","01.04.2009","GuD",1.1745000000000001,52771.485687190005,364.53792499999997]
[null,null,"SEE945933440847",null,"3M Deutschland GmbH","3M Wuppetal Kraftwerk T4","10.06.1963","GuD",4.7850000000000001,52776.270687190008,364.53792499999997]
[null,null,"SEE946476002431",null,"Kelheim Fibres GmbH","Turbine 6","16.07.1970","GuD",18.10905,52794.379737190007,364.53792499999997]
[null,null,"SEE947745452346",null,"OMV Deutschland Operations GmbH & Co. KG","Dampfgeneratorturbine 2","01.07.1969","GuD",6.8730000000000002,52801.252737190007,364.53792499999997]
[null,null,"SEE947763810036",null,"H&R Chemisch Pharmazeutische Spezialitäten GmbH","HuR-IKW-G5","30.12.2016","GuD",7.8552299999999997,52809.107967190008,364.53792499999997]
[null,null,"SEE947894664195",null,"DFS Energy GmbH","GT2","05.06.2014","GuD",3.8793299999999995,52812.987297190011,364.53792499999997]
[null,null,"SEE949310869146",null,"Rolls-Royce Solutions Augsburg GmbH","Prüfstand 6","01.03.2004","GuD",2.7840000000000003,52815.771297190011,364.53792499999997]
[null,null,"SEE949685414514",null,"Caterpillar Energy Solutions","P87","21.01.2004","GuD",1.5399,52817.311197190014,364.53792499999997]
[null,null,"SEE951802406722",null,"Crespel & Deiters GmbH ＆ Co. KG","GTS5","20.12.2017","GuD",6.5163000000000002,52823.827497190017,364.53792499999997]
[null,null,"SEE952857304476",null,"MAN Energy Solutions SE","Prüfstand 32","01.09.2013","GuD",1.5486,52825.376097190019,364.53792499999997]
[null,null,"SEE956207547964",null,"Jäckering Mühlen- und Nährmittelwerke GmbH","BHKW Hafen - Modul 3","01.04.2013","GuD",1.8905100000000001,52827.266607190017,364.53792499999997]
[null,null,"SEE956674158182",null,"BMW AG Niederlassung Stuttgart","BMW Landshut KWK 1","01.04.2009","GuD",1.1745000000000001,52828.441107190018,364.53792499999997]
[null,null,"SEE957639615832",null,"MAN Energy Solutions SE","Prüfstand 15","01.05.2009","GuD",12.040799999999999,52840.48190719002,364.53792499999997]
[null,null,"SEE957844983702","BNA0863","Salzgitter Flachstahl GmbH","Ma A","01.01.1941","GuD",7.83,52848.311907190022,364.53792499999997]
[null,null,"SEE957939399869",null,"BASF Personal Care and Nutrition GmbH","BHKW BASF F17","22.07.2016","GuD",1.7121599999999999,52850.024067190025,364.53792499999997]
[null,null,"SEE958897712714",null,"DFS Energy GmbH","BHKW2","24.09.2014","GuD",1.7230349999999999,52851.747102190027,364.53792499999997]
[null,null,"SEE959745626917",null,"Rolls-Royce Solutions Augsburg GmbH","Prüfstand 11","01.03.2004","GuD",3.48,52855.227102190031,364.53792499999997]
[null,null,"SEE960935066536",null,"INEOS SOLVENTS GERMANY GMBH","TG7","14.11.1974","GuD",6.5250000000000004,52861.752102190032,364.53792499999997]
[null,null,"SEE964821359092",null,"DFS Energy GmbH","GT1","05.06.2014","GuD",3.8793299999999995,52865.631432190035,364.53792499999997]
[null,null,"SEE965444118547",null,"Crespel & Deiters GmbH ＆ Co. KG","GTS3","03.07.2009","GuD",4.6980000000000004,52870.329432190032,364.53792499999997]
[null,null,"SEE965711846036",null,"Ferrero OHG mbH","KWK 2 - Kesselhaus","27.12.2010","GuD",6.5250000000000004,52876.854432190034,364.53792499999997]
[null,null,"SEE967129146814",null,"HanseWerk Natur GmbH","99000649 Reichsbahnstr. Erdgas-BHKW 3","04.12.2018","GuD",1.72434,52878.578772190034,364.53792499999997]
[null,null,"SEE967243760361","BNA1463","Smurfit Kappa Herzberg Solid Board GmbH","Dampfturbine 3","01.01.1983","GuD",11.7363,52890.315072190031,364.53792499999997]
[null,null,"SEE967448123107",null,"Jäckering Mühlen- und Nährmittelwerke GmbH","BHKW Hafen - Modul 2","01.04.2013","GuD",1.8905100000000001,52892.205582190029,364.53792499999997]
[null,null,"SEE968984873471",null,"Caterpillar Energy Solutions","P34","27.06.2007","GuD",1.1484000000000001,52893.353982190027,364.53792499999997]
[null,null,"SEE969074173341","BNA0863","Salzgitter Flachstahl GmbH","Ma 3","01.02.1941","GuD",30.45,52923.803982190024,364.53792499999997]
[null,null,"SEE971441182924",null,"Stadtwerke Greifswald GmbH","BHKW-Kapaunenstraße Modul 2","26.09.2018","GuD",2.2437300000000002,52926.047712190026,364.53792499999997]
[null,null,"SEE971949289934",null,"Rolls-Royce Solutions Augsburg GmbH","Prüfstand 5","01.03.2004","GuD",2.7840000000000003,52928.831712190025,364.53792499999997]
[null,null,"SEE972128015696","BNA1990","RheinEnergie AG","BHKW Merheim RheinEnergie","01.06.2020","GuD",27.057000000000002,52955.888712190026,364.53792499999997]
[null,null,"SEE973007329446",null,"Boehringer Ingelheim Pharma GmbH&Co.KG","Boehringer Ingelheim - H111 - GT51/AK51","28.09.2002","GuD",3.8897699999999999,52959.778482190028,364.53792499999997]
[null,null,"SEE973271553004",null,"essity Operations Mainz-Kostheim GmbH","Turbine 5","09.01.2013","GuD",4.8459000000000003,52964.624382190028,364.53792499999997]
[null,null,"SEE975854838485",null,"BMW AG Niederlassung Stuttgart","BMW Landshut KWK 7","08.07.2018","GuD",3.7409999999999997,52968.36538219003,364.53792499999997]
[null,null,"SEE977583940965",null,"Jäckering Mühlen- und Nährmittelwerke GmbH","BHKW Hafen - Modul 7","28.12.2017","GuD",1.8931200000000001,52970.25850219003,364.53792499999997]
[null,null,"SEE979791664664","BNA0863","Salzgitter Flachstahl GmbH","Ma 2","15.07.2006","GuD",43.064999999999998,53013.323502190033,364.53792499999997]
[null,null,"SEE980823248912",null,"Kelheim Fibres GmbH","Turbine 7","05.08.2014","GuD",22.558229999999998,53035.881732190035,364.53792499999997]
[null,null,"SEE981577567892",null,"Julius Glatz","Turbine 2","01.01.1955","GuD",6.0203999999999995,53041.902132190036,364.53792499999997]
[null,null,"SEE981673107183",null,"Stadtwerke Bernburg GmbH","BHKW Paul-Schneider-Straße","17.01.2011","GuD",1.7043300000000001,53043.606462190037,364.53792499999997]
[null,null,"SEE982138852266",null,"Stadtwerke Greifswald GmbH","BHKW-Süd","16.12.2020","GuD",3.5669999999999997,53047.17346219004,364.53792499999997]
[null,null,"SEE982412379564",null,"Jäckering Mühlen- und Nährmittelwerke GmbH","BHKW Hafen - Modul 6","28.12.2017","GuD",1.2162599999999999,53048.389722190041,364.53792499999997]
[null,null,"SEE984352856976",null,"BMW AG Niederlassung Stuttgart","Leipzig KWK 1","09.03.2009","GuD",0.69368580000000002,53049.083407990038,364.53792499999997]
[null,null,"SEE986027519575",null,"Stadtwerke Bernburg GmbH","BHKW Friedenshall M2","16.10.2018","GuD",1.70085,53050.784257990039,364.53792499999997]
[null,null,"SEE986400818790",null,"Airbus Operations","BHKW 2 Hamburg","28.02.2013","GuD",7.1661900000000003,53057.950447990042,364.53792499999997]
[null,null,"SEE986561991462",null,"Mark-E Aktiengesellschaft","Cuno Heizkraftwerk Herdecke BHKW2","01.01.2005","GuD",1.6964999999999999,53059.646947990041,364.53792499999997]
[null,null,"SEE987257004671",null,"Stadtwerke Lemgo GmbH","KWK-0009","20.12.2011","GuD",1.7052,53061.352147990037,364.53792499999997]
[null,null,"SEE987278903410",null,"Salzgitter Flachstahl GmbH","Ma 4","12.04.2022","GuD",27.405000000000001,53088.757147990036,364.53792499999997]
[null,null,"SEE987729168146",null,"Ferrero OHG mbH","KWK 1 - Kesselhaus","01.04.2007","GuD",4.3499999999999996,53093.107147990035,364.53792499999997]
[null,null,"SEE988410265359",null,"Stadtwerke Bernburg GmbH","BHKW Serumwerk","08.01.2009","GuD",1.7043300000000001,53094.811477990035,364.53792499999997]
[null,null,"SEE989342161450",null,"Smurfit Kappa Hoya Papier und Karton GmbH","Gasturbine 2 (TBM)","01.05.2014","GuD",5.67936,53100.490837990037,364.53792499999997]
[null,null,"SEE990308000553",null,"Fernheizwerk Neukölln AG","Fernheizwerk 1-BHKW 4","05.11.2013","GuD",1.7678400000000001,53102.258677990038,364.53792499999997]
[null,null,"SEE990935582224",null,"K+S Minerals and Agriculture GmbH","Kraftwerk HA GT3","02.07.2006","GuD",5.22,53107.478677990039,364.53792499999997]
[null,null,"SEE994281911899",null,"Fernheizwerk Neukölln AG","Fernheizwerk 3-BHKW 6","05.11.2013","GuD",1.7660999999999998,53109.244777990039,364.53792499999997]
[null,null,"SEE994846175667",null,"Hamburger Energiewerke GmbH","BHKW Haferweg","09.08.2016","GuD",1.11534,53110.360117990036,364.53792499999997]
[null,null,"SEE995184160995",null,"Mark-E Aktiengesellschaft","Cuno Heizkraftwerk Herdecke BHKW3","01.01.2014","GuD",1.8531,53112.213217990036,364.53792499999997]
[null,null,"SEE995596088894",null,"3M Deutschland GmbH","3M Deutschland GmbH T3 Wuppertal","19.07.1957","GuD",4.7850000000000001,53116.99821799004,364.53792499999997]
[null,null,"SEE995963332841",null,"Stadtwerke Lemgo GmbH","KWK-0008","16.12.2013","GuD",1.7052,53118.703417990037,364.53792499999997]
[null,null,"SEE996431301710",null,"BMW AG Niederlassung Stuttgart","BMW Landshut KWK 5","08.07.2018","GuD",3.7409999999999997,53122.444417990038,364.53792499999997]
[null,null,"SEE997674469793",null,"Caterpillar Energy Solutions","P35","27.06.2007","GuD",1.9488000000000001,53124.393217990037,364.53792499999997]
[null,null,"SEE998028907619",null,"Fernheizwerk Neukölln AG","Fernheizwerk 4-BHKW 7","12.06.2014","GuD",1.7469600000000001,53126.140177990033,364.53792499999997]
[null,null,"SEE998778600532",null,"WUN Pellets GmbH","WUN Pellets - BHKW-Modul I","01.10.2018","GuD",3.8367,53129.976877990033,364.53792499999997]
[null,null,"SEE900240101683","BNA1504","Daimler Truck AG","129870 Modul 3","20.02.2013","GuD",3.8628000000000005,53133.839677990036,365.17435512146261]
[null,null,"SEE911283118750","BNA1531","Industriekraftwerk Greifswald GmbH","Industriekraftwerk Greifswald GmbH","17.12.2013","GuD",33.234000000000002,53167.073677990033,365.17435512146261]
[null,null,"SEE913280112274","BNA0804","K+S Minerals and Agriculture GmbH","Kraftwerk HA DT4","02.07.1962","GuD",18.27,53185.343677990029,365.17435512146261]
[null,null,"SEE914749097217","BNA1504","Daimler Truck AG","129870 Modul 1","20.02.2013","GuD",3.8628000000000005,53189.206477990032,365.17435512146261]
[null,null,"SEE916865356940","BNA0804","K+S Minerals and Agriculture GmbH","Kraftwerk HA GT4","01.02.2012","GuD",27.84,53217.046477990029,365.17435512146261]
[null,null,"SEE923729511377","BNA1541","Freiberger Erdgas GmbH","BHKW2 Chemnitzer Straße 40","01.07.2013","GuD",3.7523099999999996,53220.798787990032,365.17435512146261]
[null,null,"SEE924343365650","BNA1260","Mercedes-Benz AG","Mercedes-Benz Werk Sindelfingen HKW Gasturbine 1","07.11.2013","GuD",26.048669999999998,53246.847457990028,365.17435512146261]
[null,null,"SEE940178738247","BNA1541","Freiberger Erdgas GmbH","GT Chemnitzer Straße 40","01.07.2013","GuD",4.1385899999999998,53250.986047990031,365.17435512146261]
[null,null,"SEE942845579245","BNA0111","Stadtwerke Bochum Holding GmbH","KWK Hiltrop","20.08.1975","GuD",37.768439999999998,53288.754487990031,365.17435512146261]
[null,null,"SEE949085992346","BNA1260","Mercedes-Benz AG","Mercedes-Benz Werk Sindelfingen HKW Turbine 2","13.02.1963","GuD",14.972700000000001,53303.727187990029,365.17435512146261]
[null,null,"SEE952488583202","BNA0804","K+S Minerals and Agriculture GmbH","Kraftwerk HA DT1","02.03.1967","GuD",24.36,53328.08718799003,365.17435512146261]
[null,null,"SEE963962520354","BNA1541","Freiberger Erdgas GmbH","BHKW1 Chemnitzer Straße 40","01.07.2013","GuD",3.7523099999999996,53331.839497990033,365.17435512146261]
[null,null,"SEE969792129750","BNA1504","Daimler Truck AG","129870 Modul 2","20.02.2013","GuD",3.8628000000000005,53335.702297990036,365.17435512146261]
[null,null,"SEE970554561831","BNA0804","K+S Minerals and Agriculture GmbH","Kraftwerk HA DT2","14.12.2017","GuD",19.574999999999999,53355.277297990033,365.17435512146261]
[null,null,"SEE986713152253","BNA1260","Mercedes-Benz AG","Mercedes-Benz Werk Sindelfingen HKW Turbine 4","04.11.1971","GuD",24.299099999999999,53379.576397990029,365.17435512146261]
[null,null,"SEE990603147649","BNA0117b","Energie- und Wasserversorgung Bonn/Rhein-Sieg GmbH","Heizkraftwerk Bonn-Nord, Gasturbine 1 der GuD-Anlage","19.08.1998","GuD",17.835000000000001,53397.411397990028,365.17435512146261]
[null,null,"SEE993713255198","BNA1260","Mercedes-Benz AG","Mercedes-Benz Werk Sindelfingen HKW Turbine 5","23.07.1981","GuD",17.200770000000002,53414.612167990032,365.17435512146261]
[null,null,"SEE994027750690","BNA1260","Mercedes-Benz AG","Mercedes-Benz Werk Sindelfingen HKW Turbine 3","01.06.1971","GuD",4.1325000000000003,53418.744667990031,365.17435512146261]
[null,null,"SEE997867646000","BNA0117b","Energie- und Wasserversorgung Bonn/Rhein-Sieg GmbH","Heizkraftwerk Bonn-Nord, Dampfturbine GuD-Anlage","01.11.2013","GuD",63.945,53482.689667990031,365.17435512146261]
[null,null,"SEE902725989434","BNA1861","BMW AG Niederlassung Stuttgart","Regensburg KWK 4","29.10.2012","GuD",2.28288,53484.97254799003,366.17898041185339]
[null,null,"SEE906385906152","BNA1503","Mercedes-Benz AG","Gebäude 120 / BHKW Modul 04","31.10.2012","GuD",3.6539999999999999,53488.626547990032,366.17898041185339]
[null,null,"SEE908927793930","BNA1861","BMW AG Niederlassung Stuttgart","Regensburg KWK 2","05.07.2011","GuD",2.28288,53490.909427990031,366.17898041185339]
[null,null,"SEE910326850336","BNA1861","BMW AG Niederlassung Stuttgart","Regensburg KWK 1","05.07.2011","GuD",2.28288,53493.19230799003,366.17898041185339]
[null,null,"SEE911257641864","BNA1503","Mercedes-Benz AG","Gebäude 120 / BHKW Modul 02","31.10.2012","GuD",3.6539999999999999,53496.846307990032,366.17898041185339]
[null,null,"SEE914989602134","BNA0497","Infraserv GmbH & Co. Höchst KG","IPH Strom GTX2","06.01.2011","GuD",43.326000000000001,53540.172307990033,366.17898041185339]
[null,null,"SEE932621971301","BNA1492a","Papierfabrik Adolf Jass GmbH & Co. KG","GT2","01.09.2012","GuD",6.2205000000000004,53546.392807990036,366.17898041185339]
[null,null,"SEE943297204990","BNA1464","ZF Friedrichshafen AG","ZF-SBR-GuD-Heizkraftwerk","29.03.2012","GuD",33.590873999999999,53579.983681990037,366.17898041185339]
[null,null,"SEE945436960576","BNA1492a","Papierfabrik Adolf Jass GmbH & Co. KG","GT1","01.09.2012","GuD",6.2205000000000004,53586.204181990041,366.17898041185339]
[null,null,"SEE951458309484","BNA1503","Mercedes-Benz AG","Gebäude 120 / BHKW Modul 01","31.10.2012","GuD",3.6539999999999999,53589.858181990043,366.17898041185339]
[null,null,"SEE966481430050","BNA1503","Mercedes-Benz AG","Gebäude 120 / BHKW Modul 05","19.12.2014","GuD",3.6539999999999999,53593.512181990045,366.17898041185339]
[null,null,"SEE969540726491","BNA0497","Infraserv GmbH & Co. Höchst KG","IPH Strom GTX3","09.01.2011","GuD",43.326000000000001,53636.838181990046,366.17898041185339]
[null,null,"SEE989785638618","BNA1861","BMW AG Niederlassung Stuttgart","Regensburg KWK 3","29.10.2012","GuD",2.28288,53639.121061990045,366.17898041185339]
[null,null,"SEE993957305321","BNA1492a","Papierfabrik Adolf Jass GmbH & Co. KG","G25","03.01.1992","GuD",11.7624,53650.883461990044,366.17898041185339]
[null,null,"SEE999839188105","BNA1503","Mercedes-Benz AG","Gebäude 120 / BHKW Modul 03","31.10.2012","GuD",3.6539999999999999,53654.537461990047,366.17898041185339]
[null,null,"SEE919137629452","BNA0498","Celanese Production Germany","IPH Strom VT1","01.01.1982","GuD",15.1206,53669.658061990049,366.82118238993712]
[null,null,"SEE928072880231","BNA0498","Thermal Conversion Compound Industriepark Höchst GmbH","IPH Strom VT5","01.01.1980","GuD",32.972999999999999,53702.631061990047,366.82118238993712]
[null,null,"SEE948546582201","BNA0498","Infraserv GmbH & Co. Höchst KG","IPH Strom VT2","26.08.1983","GuD",15.1206,53717.751661990049,366.82118238993712]
[null,null,"SEE930322571356","BNA1502","SWK ENERGIE GmbH","KWK006-2","06.02.2013","GuD",3.6896699999999996,53721.441331990049,367.18917149332663]
[null,null,"SEE970980016073","BNA1502","SWK ENERGIE GmbH","KWK006-1","06.02.2013","GuD",3.6896699999999996,53725.131001990048,367.18917149332663]
[null,null,"SEE979899728817","BNA1502","SWK ENERGIE GmbH","KWK006-3","06.02.2013","GuD",3.6896699999999996,53728.820671990048,367.18917149332663]
[null,null,"SEE913203719740","BNA1115","AG der Dillinger Hüttenwerke","GKW","22.04.2009","GuD",77.723190000000002,53806.543861990045,368.20497474747475]
[null,null,"SEE915966254872","BNA0397","thyssenkrupp Steel Europe AG","Hamborn 5","01.01.2003","GuD",195.75,54002.293861990045,368.20497474747475]
[null,null,"SEE922395631839","BNA0864","Salzgitter Flachstahl GmbH","Block1","15.06.2010","GuD",84.39,54086.683861990045,368.20497474747475]
[null,null,"SEE950895373805","BNA0861a","Energie SaarLorLux AG","Dampfturbinenanlage DT3","01.08.2011","GuD",29.58,54116.263861990046,368.20497474747475]
[null,null,"SEE965067693100","BNA1409","DK Recycling und Roheisen GmbH","Kraftwerk DK","01.02.2011","GuD",19.227,54135.490861990045,368.20497474747475]
[null,null,"SEE967916097817","BNA1671","KRONOS TITAN GmbH","KRONOS TITAN Nordenham GuD","15.12.2013","GuD",14.903099999999998,54150.393961990048,368.20497474747475]
[null,null,"SEE976320012538","BNA0865b","Salzgitter Flachstahl GmbH","Block2","15.08.2010","GuD",84.39,54234.783961990048,368.20497474747475]
[null,null,"SEE983138549866","BNA0238b","ArcelorMittal Eisenhüttenstadt GmbH","IKW Block 7","08.05.2013","GuD",46.893000000000001,54281.676961990044,368.20497474747475]
[null,null,"SEE991324265957","BNA1097","Smurfit Kappa Zülpich Papier GmbH","DT06","22.10.2010","GuD",12.513209999999999,54294.190171990042,368.20497474747475]
[null,null,"SEE907508778663","BNA1196a","MVV Enamic Ludwigshafen GmbH","Motor 3","23.11.2007","GuD",2.7840000000000003,54296.974171990041,370.25360589131537]
[null,null,"SEE912906399075","BNA0243","Palm Power GmbH & Co. KG","HKW Eltmann","07.02.2017","GuD",54.642960000000002,54351.617131990039,371.28652915711746]
[null,null,"SEE995077047419","BNA1078","Palm Power GmbH & Co. KG","HKW Wörth","30.11.2007","GuD",50.46,54402.077131990038,371.28652915711746]
[null,null,"SEE913609763316","BNA1056","Infraserv GmbH & Co. Wiesbaden KG","Generator 1 Erdgas","31.08.1981","GuD",6.3075000000000001,54408.38463199004,372.32525536261494]
[null,null,"SEE919189403703","BNA1056","Infraserv GmbH & Co. Wiesbaden KG","Generator 7","31.03.2021","GuD",19.23657,54427.621201990041,372.32525536261494]
[null,null,"SEE964717210810","BNA1056","Infraserv GmbH & Co. Wiesbaden KG","Generator 3","30.11.1977","GuD",9.1985100000000006,54436.819711990043,372.32525536261494]
[null,null,"SEE968474056711","BNA1056","Infraserv GmbH & Co. Wiesbaden KG","Generator 6","31.03.2021","GuD",19.23657,54456.056281990044,372.32525536261494]
[null,null,"SEE969023487444","BNA1056","Infraserv GmbH & Co. Wiesbaden KG","Generator 2","30.11.1978","GuD",3.7844999999999995,54459.840781990046,372.32525536261494]
[null,null,"SEE988616317180","BNA1056","Infraserv GmbH & Co. Wiesbaden KG","Generator 4","29.02.1996","GuD",10.1442,54469.984981990048,372.32525536261494]
[null,null,"SEE994968008959",null,"K+S Minerals and Agriculture GmbH","ZI Tr GT3","02.06.2005","Gasturbine",1.3224,54471.307381990046,373.34658974358973]
[null,null,"SEE914438115895","BNA0392a","EVH GmbH","Heizkraftwerk Dieselstraße Block A","01.04.2020","GuD",49.455149999999996,54520.762531990047,373.36983354673498]
[null,null,"SEE920193460095","BNA0527","Stadtwerke Kiel AG","HKWH Gasturbine 6","27.04.2005","GuD",4.7188800000000004,54525.481411990047,373.36983354673498]
[null,null,"SEE939329445868","BNA0527","Stadtwerke Kiel AG","HKWH Gasturbine 8","01.10.2014","GuD",4.6423200000000007,54530.123731990047,373.36983354673498]
[null,null,"SEE946568262484","BNA0392a","EVH GmbH","Heizkraftwerk Dieselstraße Block B","01.12.2020","GuD",49.71528,54579.839011990043,373.36983354673498]
[null,null,"SEE989392899242","BNA0527","Stadtwerke Kiel AG","HKWH Gasturbine 7","01.10.2014","GuD",4.6423200000000007,54584.481331990042,373.36983354673498]
[null,null,"SEE999181532861","BNA0527","Stadtwerke Kiel AG","HKWH Gasturbine 5","27.04.2005","GuD",4.7188800000000004,54589.200211990043,373.36983354673498]
[null,null,"SEE918373264410","BNA0033","Stadtwerke Augsburg Energie GmbH","BHKW GT-Ost","15.01.2004","GuD",26.709,54615.909211990045,373.46508709016393]
[null,null,"SEE924647197780","BNA0202","RWE Generation SE","Dortmund DT","22.03.2004","GuD",10.353,54626.262211990048,374.42031330251672]
[null,null,"SEE971867565370","BNA0285","Mainova AG","HKW Niederrad Block 1","20.09.2005","GuD",60.9,54687.162211990049,374.42031330251672]
[null,null,"SEE994761683902","BNA0202","RWE Generation SE","Dortmund GT","01.11.2013","GuD",12.18,54699.34221199005,374.42031330251672]
[null,null,"SEE946394519998","BNA1327b","Terminal 2 Gesellschaft & Co. oHG","BHKW M8","05.06.2002","GuD",3.3196163699999999,54702.661828360047,375.47674478496015]
[null,null,"SEE946744372112","BNA0499","Infraserv GmbH & Co. Höchst KG","IPH Strom GTX1","26.11.2003","GuD",46.631999999999998,54749.293828360045,375.47674478496015]
[null,null,"SEE949201577754","BNA1327b","Terminal 2 Gesellschaft & Co. oHG","BHKW M9","05.06.2002","GuD",3.3196163699999999,54752.613444730043,375.47674478496015]
[null,null,"SEE987326760026","BNA1499","Nordzucker","Generator 1","01.09.2008","GuD",15.355499999999999,54767.968944730041,375.47674478496015]
[null,null,"SEE927473609168","BNA0174","InfraServ GmbH & Co. Gendorf KG","BNA0174","01.07.1967","GuD",63.040199999999992,54831.009144730044,376.53917871900831]
[null,null,"SEE945071514516","BNA1165","Pfeifer & Langen GmbH ＆ Co. KG","Appeldorn Generator 2","30.08.1979","GuD",4.9746600000000001,54835.983804730044,376.53917871900831]
[null,null,"SEE964745752825","BNA0213","Stadtwerke Duisburg AG","HKW III  Block A","01.12.1974","GuD",34.974000000000004,54870.957804730046,376.53917871900831]
[null,null,"SEE977708202411","BNA1165","Pfeifer & Langen GmbH ＆ Co. KG","Appeldorn Generator 1","01.09.1977","GuD",4.9746600000000001,54875.932464730045,376.53917871900831]
[null,null,"SEE901884895389","BNA1315","Universitätsklinikum Freiburg","Dampfturbine 1","01.12.2012","GuD",11.136000000000001,54887.068464730044,377.60766640766644]
[null,null,"SEE922981583535","BNA1193","Stadtwerke Lemgo GmbH","HKW-West Gasturbine 1","01.07.1988","GuD",4.4369999999999994,54891.505464730042,377.60766640766644]
[null,null,"SEE946029200710","BNA1315","Universitätsklinikum Freiburg","Dampfturbine 2","01.01.1970","GuD",7.221000000000001,54898.72646473004,377.60766640766644]
[null,null,"SEE953991032447","BNA1151","E.ON Energy Solutions GmbH","KWKK Heidelberg","21.12.2001","GuD",11.560560000000001,54910.287024730038,377.60766640766644]
[null,null,"SEE975024902015","BNA1193","Stadtwerke Lemgo GmbH","KWK-0004","01.09.1995","GuD",2.1053999999999999,54912.392424730038,377.60766640766644]
[null,null,"SEE982694984074","BNA1315","Universitätsklinikum Freiburg","BHKW 1","15.12.2015","GuD",1.7391300000000001,54914.13155473004,377.60766640766644]
[null,null,"SEE982892019516","BNA1193","Stadtwerke Lemgo GmbH","KWK-0003","01.09.1995","GuD",4.4108999999999998,54918.542454730043,377.60766640766644]
[null,null,"SEE991039408854","BNA1315","Universitätsklinikum Freiburg","Gasturbine 1","01.01.2001","GuD",4.8719999999999999,54923.414454730046,377.60766640766644]
[null,null,"SEE997682781566","BNA1328","HBB Heizkraftwerk Bauernfeind Betreibergesellschaft mbH","HBB Heizkraftwerk Bauernfeind Betreibergesellschaft mbH (Stromerzeugung)","01.02.2001","GuD",5.22,54928.634454730047,377.60766640766644]
[null,null,"SEE900295294101","BNA0957","Stadtwerke Tübingen GmbH","BHKW Obere Viehweide M4 (Waldhäuser Str 100)","07.11.2013","GuD",2.81271,54931.447164730045,378.68225974025972]
[null,null,"SEE921316314745","BNA0957","Stadtwerke Tübingen GmbH","BHKW Obere Viehweide M3 (Waldhäuser Str 100)","07.11.2013","GuD",2.86056,54934.307724730046,378.68225974025972]
[null,null,"SEE935012767491","BNA1138","Stadtwerke Erkrath","BHKW Klinkerweg  Modul 3","30.03.2000","GuD",2.7683399999999998,54937.076064730049,378.68225974025972]
[null,null,"SEE950630767128","BNA1138","Stadtwerke Erkrath","BHKW Klinkerweg Modul 1","30.03.2000","GuD",2.7683399999999998,54939.844404730051,378.68225974025972]
[null,null,"SEE954348740183","BNA1138","Stadtwerke Erkrath","BHKW Klinkerweg  Modul 2","30.03.2000","GuD",2.7683399999999998,54942.612744730053,378.68225974025972]
[null,null,"SEE957952105034","BNA1238","MEGGLE GmbH & Co. KG","Heizkraftwerk Meggle","02.07.2016","GuD",11.831999999999999,54954.444744730055,378.68225974025972]
[null,null,"SEE961328936443","BNA0957","Stadtwerke Tübingen GmbH","BHKW Obere Viehweide M2 (Waldhäuser Str 100)","16.08.2013","GuD",2.8588200000000001,54957.303564730057,378.68225974025972]
[null,null,"SEE997562455938","BNA0957","Stadtwerke Tübingen GmbH","BHKW Obere Viehweide M1 (Waldhäuser Str 100)","16.08.2013","GuD",2.8649100000000001,54960.168474730053,378.68225974025972]
[null,null,"SEE918407219966","BNA1403","Neptune Energy Deutschland GmbH","GuD Steinitz - HKW 1","01.07.1994","GuD",3.7844999999999995,54963.952974730055,379.7630112008336]
[null,null,"SEE926239714443","BNA0556a","Cargill Deutschland GmbH","DT Kre","29.04.1964","GuD",22.371179999999999,54986.324154730057,379.7630112008336]
[null,null,"SEE961057667205","BNA1117","Pirelli Deutschland","Gasturbine Kraftwerk","14.12.2017","GuD",9.0218999999999987,54995.346054730056,379.7630112008336]
[null,null,"SEE970401548961","BNA1403","Neptune Energy Deutschland GmbH","GuD Steinitz - HKW 2","01.07.1994","GuD",9.918000000000001,55005.264054730054,379.7630112008336]
[null,null,"SEE903406002589","BNA1396","GLOBALFOUNDRIES Dresden Module Two LLC & Co. KG","Gasmotoren-Blockheizkraftwerk I (Generator 5)","01.09.1998","GuD",3.37473,55008.638784730058,380.84997387669807]
[null,null,"SEE914224312040","BNA1396","GLOBALFOUNDRIES Dresden Module Two LLC & Co. KG","Gasmotoren-Blockheizkraftwerk I (Generator 1)","01.09.1998","GuD",3.37473,55012.013514730061,380.84997387669807]
[null,null,"SEE923918497345","BNA1396","GLOBALFOUNDRIES Dresden Module Two LLC & Co. KG","Gasmotoren-Blockheizkraftwerk I (Generator 4)","01.09.1998","GuD",3.37473,55015.388244730064,380.84997387669807]
[null,null,"SEE932664806912","BNA1396","GLOBALFOUNDRIES Dresden Module Two LLC & Co. KG","Gasmotoren-Blockheizkraftwerk I (Generator 2)","01.09.1998","GuD",3.37473,55018.762974730067,380.84997387669807]
[null,null,"SEE956441736957","BNA1396","GLOBALFOUNDRIES Dresden Module Two LLC & Co. KG","Gasmotoren-Blockheizkraftwerk I (Generator 6)","01.09.1998","GuD",3.37473,55022.13770473007,380.84997387669807]
[null,null,"SEE970377695522","BNA1396","GLOBALFOUNDRIES Dresden Module Two LLC & Co. KG","Gasmotoren-Blockheizkraftwerk I (Generator 7)","01.09.1998","GuD",3.37473,55025.512434730073,380.84997387669807]
[null,null,"SEE973250051972","BNA0354","Georg-August-Universität Göttingen","Gasturbine HKW","01.01.1998","GuD",16.356000000000002,55041.868434730073,380.84997387669807]
[null,null,"SEE987679030500","BNA1396","GLOBALFOUNDRIES Dresden Module Two LLC & Co. KG","Gasmotoren-Blockheizkraftwerk I (Generator 3)","01.09.1998","GuD",3.37473,55045.243164730076,380.84997387669807]
[null,null,"SEE992079247007","BNA1396","GLOBALFOUNDRIES Dresden Module Two LLC & Co. KG","Gasmotoren-Blockheizkraftwerk I (Generator 8)","01.09.1998","GuD",3.37473,55048.61789473008,380.84997387669807]
[null,null,"SEE995527175044","BNA1396","GLOBALFOUNDRIES Dresden Module Two LLC & Co. KG","Gasmotoren-Blockheizkraftwerk I (Generator 9)","01.09.1998","GuD",3.37473,55051.992624730083,380.84997387669807]
[null,null,"SEE918916993708","BNA1074","envia THERM GmbH","Wolfen GT","31.12.1996","Gasturbine",43.5,55095.492624730083,381.44320146712079]
[null,null,"SEE934554511586","BNA1407","Schoeller Technocell GmbH & Co.KG","Schoeller Technocell GmbH & Co.KG Weißenborn GT2","01.01.1976","GuD",2.4795000000000003,55097.972124730084,381.94320146712079]
[null,null,"SEE936873341158","BNA1407","Schoeller Technocell GmbH & Co.KG","Schoeller Technocell GmbH & Co.KG Weißenborn GT1","01.01.1976","GuD",2.1318697499999999,55100.103994480087,381.94320146712079]
[null,null,"SEE952340290002","BNA1407","Schoeller Technocell GmbH & Co.KG","Schoeller Technocell GmbH & Co.KG Weißenborn DT","01.01.1976","GuD",2.1318697499999999,55102.23586423009,381.94320146712079]
[null,null,"SEE958711841521","BNA1407","Schoeller Technocell GmbH & Co.KG","Schoeller Technocell GmbH & Co.KG Weißenborn GT3","01.01.1996","GuD",2.4795000000000003,55104.715364230091,381.94320146712079]
[null,null,"SEE987361570932","BNA0129","StWB Stadtwerke Brandenburg an der Havel","HKW BRB","25.08.1997","GuD",32.015999999999998,55136.731364230094,381.94320146712079]
[null,null,"SEE914878135613","BNA0814","Energie und Wasser Potsdam GmbH","HKW Potsdam-Süd Block2","01.01.1996","GuD",35.582999999999998,55172.314364230093,383.04274829217024]
[null,null,"SEE922579581844","BNA1094","Smurfit Kappa Zülpich Papier GmbH","GT2","01.04.1996","GuD",4.3030200000000001,55176.617384230092,383.04274829217024]
[null,null,"SEE926292106278","BNA1402","Delkeskamp Verpackungswerke GmbH","KWK-Anlage Gasturbine 2","30.09.1997","GuD",3.7810200000000003,55180.398404230094,383.04274829217024]
[null,null,"SEE932657881513","BNA1402","Delkeskamp Verpackungswerke GmbH","KWK-Anlage Gasturbine 1","24.01.1996","GuD",4.1855700000000002,55184.583974230096,383.04274829217024]
[null,null,"SEE950355589975","BNA1089","K+S Minerals and Agriculture GmbH","Kraftwerk ZI DT 2","02.07.2010","GuD",25.656299999999998,55210.240274230098,383.04274829217024]
[null,null,"SEE955837429145",null,"K+S Minerals and Agriculture GmbH","KW ZI Austausch-Geno","02.07.1995","GuD",4.5674999999999999,55214.807774230096,383.04274829217024]
[null,null,"SEE960254517375","BNA1509","BP Europa SE","TG6","06.12.1996","GuD",8.786999999999999,55223.594774230092,383.04274829217024]
[null,null,"SEE968206101610","BNA1094","Smurfit Kappa Zülpich Papier GmbH","GT3","01.12.1997","GuD",4.3030200000000001,55227.897794230092,383.04274829217024]
[null,null,"SEE976907281142","BNA0194","Fernwärmeversorgungs- GmbH Dessau","HKW Dessau","01.01.1996","GuD",34.034399999999998,55261.932194230088,383.04274829217024]
[null,null,"SEE979396678813","BNA1089","K+S Minerals and Agriculture GmbH","Kraftwerk ZI DT1","02.07.1980","GuD",15.747000000000002,55277.679194230092,383.04274829217024]
[null,null,"SEE991807535867","BNA1402","Delkeskamp Verpackungswerke GmbH","KWK-Anlage Gasturbine 3","05.10.2000","GuD",4.2195,55281.898694230091,383.04274829217024]
[null,null,"SEE992623649677","BNA1402","Delkeskamp Verpackungswerke GmbH","KWK-Anlage Gasturbine 4","05.03.2009","GuD",3.67923,55285.577924230092,383.04274829217024]
[null,null,"SEE998356674993","BNA1094","Smurfit Kappa Zülpich Papier GmbH","GT1","01.04.1996","GuD",4.3030200000000001,55289.880944230092,383.04274829217024]
[null,null,"SEE999966551940","BNA0814","Energie und Wasser Potsdam GmbH","HKW Potsdam-Süd Block1","01.01.1996","GuD",35.582999999999998,55325.46394423009,383.04274829217024]
[null,null,"SEE915098640406",null,"K+S Minerals and Agriculture GmbH","ZI TR GT2","02.07.1997","Gasturbine",4.7850000000000001,55330.248944230094,383.14518421052634]
[null,null,"SEE985412461604",null,"Crespel & Deiters GmbH ＆ Co. KG","GTS2","15.08.1994","Gasturbine",0.9917999999999999,55331.240744230097,383.14518421052634]
[null,null,"SEE990877363660",null,"Crespel & Deiters GmbH ＆ Co. KG","GTS1","15.08.1994","Gasturbine",0.94656000000000007,55332.187304230094,383.14518421052634]
[null,null,"SEE906120609386","BNA0637","Essity Operations Mannheim GmbH","DTS 2","21.11.1969","GuD",24.749760000000002,55356.937064230093,383.64518421052634]
[null,null,"SEE908836263777",null,"AUDI","IN_N19_KWKK_GT2","05.08.1998","GuD",4.3369499999999999,55361.27401423009,383.64518421052634]
[null,null,"SEE915268412710",null,"Stadtwerke Tübingen GmbH","HK Brunnenstraße, Gasturbine 1","19.12.1996","GuD",4.0124399999999998,55365.286454230089,383.64518421052634]
[null,null,"SEE918111432224","BNA0232b","Sappi Ehingen GmbH","Turbinengenerator3-SiemensT1915","07.08.1961","GuD",4.4978999999999996,55369.784354230091,383.64518421052634]
[null,null,"SEE919366422664","BNA0637","Essity Operations Mannheim GmbH","DTS 3","21.11.2012","GuD",14.797829999999999,55384.582184230094,383.64518421052634]
[null,null,"SEE925388069183",null,"TWS Thüringer Wärme Service GmbH","HKW Schwarza GT 6","23.07.1992","GuD",4.2969299999999997,55388.879114230091,383.64518421052634]
[null,null,"SEE931197865137",null,"Sasol Germany GmbH","GT2","04.06.1996","GuD",4.4578799999999994,55393.336994230092,383.64518421052634]
[null,null,"SEE933639931950",null,"K+S Minerals and Agriculture GmbH","Kraftwerk NE GT KW","02.07.1990","GuD",1.5660000000000001,55394.902994230091,383.64518421052634]
[null,null,"SEE936364054154",null,"Caterpillar Energy Solutions","P18","22.11.1939","GuD",3.7540500000000003,55398.657044230094,383.64518421052634]
[null,null,"SEE937617144974",null,"AUDI","IN_N19_KWKK_GT1","05.08.1998","GuD",4.3369499999999999,55402.993994230092,383.64518421052634]
[null,null,"SEE940809994431",null,"Sasol Germany GmbH","GT1","23.10.1987","GuD",3.6331199999999999,55406.62711423009,383.64518421052634]
[null,null,"SEE943952259648",null,"Boehringer Ingelheim Pharma GmbH&Co.KG","Boehringer Ingelheim - J41 - GT12/AK12","24.11.1989","GuD",3.67401,55410.301124230093,383.64518421052634]
[null,null,"SEE945237549437",null,"Stadtwerke Tübingen GmbH","HK Brunnenstraße, Gasturbine 2","19.12.1996","GuD",4.0124399999999998,55414.313564230091,383.64518421052634]
[null,null,"SEE962906846994",null,"TWS Thüringer Wärme Service GmbH","HKW Schwarza GT 7","26.11.1991","GuD",4.2925800000000001,55418.606144230092,383.64518421052634]
[null,null,"SEE974638642331",null,"Hamburger Energiewerke GmbH","BHKW Allermöhe","01.12.1996","GuD",2.2184999999999997,55420.824644230095,383.64518421052634]
[null,null,"SEE975815924073",null,"Caterpillar Energy Solutions","P37","02.05.1994","GuD",2.8301099999999999,55423.654754230098,383.64518421052634]
[null,null,"SEE979811488683",null,"K+S Minerals and Agriculture GmbH","Kraftwerk SI GT1","02.07.1993","GuD",4.7850000000000001,55428.439754230101,383.64518421052634]
[null,null,"SEE988996320985",null,"Caterpillar Energy Solutions","P31","02.05.1994","GuD",1.35111,55429.790864230104,383.64518421052634]
[null,null,"SEE996946209945",null,"Caterpillar Energy Solutions","P12","22.11.1939","GuD",3.7540500000000003,55433.544914230108,383.64518421052634]
[null,null,"SEE997054171575",null,"Hamburger Energiewerke GmbH","BHKW Allermöhe","01.12.1996","GuD",2.2184999999999997,55435.76341423011,383.64518421052634]
[null,null,"SEE926471060193","BNA1271","K+S Minerals and Agriculture GmbH","Kraftwerk UB DT1","02.07.2002","GuD",9.8310000000000013,55445.594414230109,384.1486693017128]
[null,null,"SEE946501569267","BNA1332","INEOS SOLVENTS GERMANY GMBH","TG8","01.09.1995","GuD",10.44,55456.034414230111,384.1486693017128]
[null,null,"SEE970114818481","BNA1271","K+S Minerals and Agriculture GmbH","Kraftwerk UB DT3","02.07.1964","GuD",10.44,55466.474414230113,384.1486693017128]
[null,null,"SEE991627285584","BNA1293c","Martinswerk GmbH","KWK-Anlage: Generator 4 (Gas)","01.01.1971","GuD",3.915,55470.389414230114,384.1486693017128]
[null,null,"SEE901925227438","BNA0386","Mohn Media Mohndruck GmbH","DT","28.03.1994","GuD",5.53146,55475.920874230113,385.26102008456661]
[null,null,"SEE908154984538","BNA0386","Mohn Media Mohndruck GmbH","GT 1","28.03.1994","GuD",4.4952899999999998,55480.416164230111,385.26102008456661]
[null,null,"SEE909727831365","BNA1105","TEAG Thüringer Energie AG","Gasturbine Bad Salzungen","28.10.1993","GuD",8.5512300000000003,55488.967394230109,385.26102008456661]
[null,null,"SEE935952275827","BNA1506","Nordzucker, Werk Klein Wanzleben","Dampfturbine","04.07.1994","GuD",12.336599999999999,55501.303994230111,385.26102008456661]
[null,null,"SEE941053107073","BNA0051","Cargill Deutschland GmbH","Stromerzeugung Barby","09.05.2013","GuD",15.4686,55516.772594230111,385.26102008456661]
[null,null,"SEE943682372433","BNA1506","Nordzucker, Werk Klein Wanzleben","Gasturbine 2","27.08.2007","GuD",4.8980999999999995,55521.67069423011,385.26102008456661]
[null,null,"SEE958702894895","BNA0897","Energieversorgung Schwerin GmbH & Co. Erzeugung KG","SN-Lankow-GUD","01.12.1994","GuD",5.22,55526.890694230111,385.26102008456661]
[null,null,"SEE960916622249","BNA0386","Mohn Media Mohndruck GmbH","GT 2","28.03.1994","GuD",4.4952899999999998,55531.38598423011,385.26102008456661]
[null,null,"SEE964073339897","BNA1489","Stadtwerke - Altmärkische Gas-, Wasser-und Elektrizitätswerke GmbH Stendal","Heizkraftwerk Stendal","18.12.2018","GuD",11.484,55542.869984230107,385.26102008456661]
[null,null,"SEE966835021620","BNA0386","Mohn Media Mohndruck GmbH","GM 1","24.11.2017","GuD",1.33284,55544.202824230109,385.26102008456661]
[null,null,"SEE968058469012","BNA0386","Mohn Media Mohndruck GmbH","GT 3","28.03.1994","GuD",4.4952899999999998,55548.698114230108,385.26102008456661]
[null,null,"SEE976376888927","BNA1506","Nordzucker, Werk Klein Wanzleben","Gasturbine 1","04.07.1994","GuD",4.2804000000000002,55552.978514230112,385.26102008456661]
[null,null,"SEE985288285472","BNA0386","Mohn Media Mohndruck GmbH","GM 2","24.11.2017","GuD",1.33284,55554.311354230114,385.26102008456661]
[null,null,"SEE994429144455","BNA0286","Mainova AG","HKW West Block 4","28.02.1994","GuD",96.356849999999994,55650.668204230111,385.26102008456661]
[null,null,"SEE998526561375","BNA0896","Energieversorgung Schwerin GmbH & Co. Erzeugung KG","SN-Süd-GUD","01.06.1994","GuD",39.062999999999995,55689.731204230113,385.26102008456661]
[null,null,"SEE961620762023","BNA1125","Merck KGaA","DA_HKW_01","20.12.1999","GuD",8.6999999999999993,55698.43120423011,386.27787493375729]
[null,null,"SEE900758207372","BNA1505","Opel Automobile GmbH / Werk Eisenach","HKW Wiesengrund","13.10.1993","GuD",19.227,55717.658204230109,386.37985687781605]
[null,null,"SEE905257392765","BNA0025","Cosun Beet Company GmbH & Co. KG","Kesselhaus","26.09.1993","GuD",13.05,55730.708204230112,386.37985687781605]
[null,null,"SEE906231810480","BNA0401","ADM Hamburg Aktiengesellschaft","GT1","25.11.2013","GuD",4.81806,55735.52626423011,386.37985687781605]
[null,null,"SEE911097916719","BNA0233","Model Sachsen Papier GmbH","Gasturbine Model Sachsen Papier","15.12.2009","GuD",25.640640000000001,55761.166904230107,386.37985687781605]
[null,null,"SEE945682618689","BNA0233","Model Sachsen Papier GmbH","Dampfturbine Model Sachsen Papier","31.08.1994","GuD",14.099282639999998,55775.266186870111,386.37985687781605]
[null,null,"SEE954367504490","BNA0401","ADM Hamburg Aktiengesellschaft","GT3","15.10.2008","GuD",4.4108999999999998,55779.677086870113,386.37985687781605]
[null,null,"SEE972598164399","BNA0401","ADM Hamburg Aktiengesellschaft","Dampfturbine","02.04.2009","GuD",1.7747999999999999,55781.451886870113,386.37985687781605]
[null,null,"SEE972612434835","BNA1400b","Südzucker AG","Dampfturbine V Südzucker Zeitz","23.12.2016","GuD",4.9076700000000004,55786.359556870113,386.37985687781605]
[null,null,"SEE975217906967","BNA0401","ADM Hamburg Aktiengesellschaft","GT4","05.02.2013","GuD",4.81806,55791.177616870111,386.37985687781605]
[null,null,"SEE991299080678","BNA0401","ADM Hamburg Aktiengesellschaft","GT2","10.07.2013","GuD",4.81806,55795.995676870109,386.37985687781605]
[null,null,"SEE910951087138","BNA1406","MM Neuss GmbH","MM Neuss GmbH GT1","01.07.1992","GuD",4.1760000000000002,55800.171676870108,387.50523657628924]
[null,null,"SEE957488519732","BNA1406","MM Neuss GmbH","MM Neuss GmbH DT","01.01.1971","GuD",8.2650000000000006,55808.436676870107,387.50523657628924]
[null,null,"SEE900100287427","BNA1284","Grace GmbH","GT2","27.08.1991","GuD",5.5766999999999998,55814.013376870105,388.6372167422021]
[null,null,"SEE924235173530","BNA1284","Grace GmbH","GT1","27.08.1991","GuD",5.5766999999999998,55819.590076870103,388.6372167422021]
[null,null,"SEE999756197518","BNA1523c","Moritz J. Weig GmbH & Co. KG","Dampfturbine 2","01.10.2015","GuD",15.137999999999998,55834.728076870102,389.7758556149733]
[null,null,"SEE903702464654","BNA1335a","Papier- u. Kartonfabrik Varel GmbH & Co. KG","PKV Dampfsammelschienen-KWK-Anlage Generator / Turbine GT 5","01.01.1989","GuD",4.5570600000000008,55839.285136870101,390.92121212121214]
[null,null,"SEE927766801477","BNA1335a","Papier- u. Kartonfabrik Varel GmbH & Co. KG","PKV Dampfsammelschienen-KWK-Anlage Generator / Turbine DT 11","25.08.1965","GuD",3.1728899999999998,55842.458026870103,390.92121212121214]
[null,null,"SEE953784241926","BNA1335a","Papier- u. Kartonfabrik Varel GmbH & Co. KG","PKV Dampfsammelschienen-KWK-Anlage Generator / Turbine DT 9","09.09.2011","GuD",11.45529,55853.913316870101,390.92121212121214]
[null,null,"SEE957723162266","BNA0510a","SWK Stadtwerke Kaiserslautern Versorgungs-AG","HKW Karcherstraße","31.12.1899","GuD",21.75,55875.663316870101,390.92121212121214]
[null,null,"SEE961202959384","BNA1335a","Papier- u. Kartonfabrik Varel GmbH & Co. KG","PKV Dampfsammelschienen-KWK-Anlage Generator / Turbine GT 8b","29.06.2007","GuD",5.3304900000000002,55880.993806870101,390.92121212121214]
[null,null,"SEE980976424690","BNA1335a","Papier- u. Kartonfabrik Varel GmbH & Co. KG","PKV Dampfsammelschienen-KWK-Anlage Generator/ Turbine GT 6","01.06.2003","GuD",6.66594,55887.6597468701,390.92121212121214]
[null,null,"SEE987913244618","BNA1335a","Papier- u. Kartonfabrik Varel GmbH & Co. KG","PKV Dampfsammelschienen-KWK-Anlage Generator / Turbine DT 7","01.06.2003","GuD",10.46175,55898.121496870102,390.92121212121214]
[null,null,"SEE995754822537","BNA1335a","Papier- u. Kartonfabrik Varel GmbH & Co. KG","PKV Dampfsammelschienen-KWK-Anlage Generator / Turbine GT 8a","29.06.2007","GuD",5.3304900000000002,55903.451986870103,390.92121212121214]
[null,null,"SEE997216629753","BNA1335a","Papier- u. Kartonfabrik Varel GmbH & Co. KG","PKV Dampfsammelschienen-KWK-Anlage Generator / Turbine DT 13","29.03.1973","GuD",6.1430699999999998,55909.595056870101,390.92121212121214]
[null,null,"SEE906061539261","BNA1333a","Universität Stuttgart","HKW Pfaffenwald, Generator 42","01.01.1988","GuD",4.2629999999999999,55913.8580568701,392.07334588488436]
[null,null,"SEE961687984079","BNA1333a","Universität Stuttgart","HKW Pfaffenwald, Generator 41","01.01.1988","GuD",4.2629999999999999,55918.121056870099,392.07334588488436]
[null,null,"SEE963192915654","BNA1333a","Universität Stuttgart","HKW Pfaffenwald, Generator 43","01.01.1963","GuD",2.0880000000000001,55920.209056870102,392.07334588488436]
[null,null,"SEE982127973149","BNA0521","Städtische Werke Energie + Wärme GmbH","Kombi-HKW GT2","05.12.2005","GuD",30.475230000000003,55950.684286870099,392.07334588488436]
[null,null,"SEE994210380116","BNA0521","Städtische Werke Energie + Wärme GmbH","Kombi-HKW DT","18.07.1988","GuD",8.8287599999999991,55959.513046870095,392.07334588488436]
[null,null,"SEE974045584156","BNA0156b","EGGER Holzwerkstoffe Brilon GmbH & Co. KG","GT6","01.06.1998","Gasturbine",4.3499999999999996,55963.863046870094,393.89818722943727]
[null,null,"SEE975248607116",null,"LEIPA Georg Leinfelder GmbH","Dampfturbine GWK Kuhheide 34","01.09.2005","GuD",4.0890000000000004,55967.952046870094,393.97343243243245]
[null,null,"SEE980608407671",null,"N-ERGIE Kraftwerke GmbH","HKW Sandreuth (DT1)","05.01.2010","GuD",13.98612,55981.938166870095,393.97343243243245]
[null,null,"SEE905229048430","BNA0156b","EGGER Holzwerkstoffe Brilon GmbH & Co. KG","GT8","01.06.1998","GuD",4.3499999999999996,55986.288166870094,394.39818722943727]
[null,null,"SEE915945252462","BNA0360","Stadtwerke Greifswald GmbH","HKW Gasturbine 1","01.01.1996","GuD",4.2577800000000003,55990.545946870094,394.39818722943727]
[null,null,"SEE964447287038","BNA0360","Stadtwerke Greifswald GmbH","HKW Gasturbine 2","01.01.1996","GuD",4.2577800000000003,55994.803726870094,394.39818722943727]
[null,null,"SEE971914041024","BNA1279","Basell Polyolefine GmbH","Gasturbine Basell Wesseling","03.07.1996","GuD",45.152999999999999,56039.956726870092,394.39818722943727]
[null,null,"SEE976858964187","BNA0360","Stadtwerke Greifswald GmbH","HKW Gasturbine 3","01.01.1996","GuD",4.2577800000000003,56044.214506870092,394.39818722943727]
[null,null,"SEE940039139749","BNA0515","Stadtwerke Karlsruhe GmbH","SW Karlsruhe Heizkraftwerk West Generator 3","01.02.1984","GuD",28.71,56072.924506870091,396.75087098530213]
[null,null,"SEE925631744058","BNA1492b","Papierfabrik Adolf Jass GmbH & Co. KG","G20","30.03.1982","GuD",6.5093399999999999,56079.433846870088,399.13190032858705]
[null,null,"SEE968234156613","BNA0600a","Currenta GmbH & Co. OHG","LEV KWX G20","01.03.1981","GuD",21.75,56101.183846870088,400.33320516341672]
[null,null,"SEE997242656822","BNA0256a","SWE Energie GmbH","GT 3","26.09.2014","GuD",28.71,56129.893846870087,400.44277472527472]
[null,null,"SEE929068766096","BNA1249","UPM GmbH","UPM Schongau HKW 2 T1","01.01.1979","GuD",2.4795000000000003,56132.373346870088,401.54179063360885]
[null,null,"SEE939218038409","BNA1249","UPM GmbH","UPM Schongau HKW 2 T2","21.01.1989","GuD",5.4375,56137.810846870088,401.54179063360885]
[null,null,"SEE983807255883","BNA1458","Buchmann Karton","KWK Anlage","24.01.1976","GuD",20.706,56158.516846870087,401.54179063360885]
[null,null,"SEE903050601572","BNA0172b","Wacker Chemie AG","Turbine/Generator 9","01.01.1987","GuD",11.744999999999999,56170.261846870089,402.75772312793589]
[null,null,"SEE913556136355","BNA1408","Evonik Operations GmbH","Rheinfelden Dampfturbine","01.01.2006","GuD",5.5941000000000001,56175.855946870091,402.75772312793589]
[null,null,"SEE921503407342","BNA0172b","Wacker Chemie AG","Turbine/Generator 10","17.07.2014","GuD",32.712000000000003,56208.567946870091,402.75772312793589]
[null,null,"SEE929198153032","BNA1408","Evonik Operations GmbH","Rheinfelden Gasturbine","13.08.1979","GuD",8.0474999999999994,56216.615446870092,402.75772312793589]
[null,null,"SEE956085205437","BNA0172b","Wacker Chemie AG","Turbine/Generator 8","14.05.1979","GuD",39.845999999999997,56256.461446870089,402.75772312793589]
[null,null,"SEE945038569870","BNA0232c","Sappi Ehingen GmbH","Turbinengenerator4-SiemensT5471","01.07.1977","GuD",2.9579999999999997,56259.419446870088,405.21189880455933]
[null,null,"SEE985796237000","BNA0098","Stadtwerke Bielefeld","HKW Schildescher Str GT","20.05.1977","GuD",20.445,56279.864446870088,405.21189880455933]
[null,null,"SEE923480721565","BNA0614a","BASF SE","A855 GT1","29.02.1992","GuD",40.89,56320.754446870087,405.77385857461024]
[null,null,"SEE982512881400","BNA1104","Stadtwerke Augsburg Energie GmbH","HKW, Dampfturbine 2","15.12.1976","GuD",17.747999999999998,56338.502446870087,406.4502788622421]
[null,null,"SEE926090463146","BNA0074","Vattenfall Wärme Berlin AG","HKW Charlottenburg Gasturbine 4","03.02.1976","GuD",62.64,56401.142446870086,407.69627972027979]
[null,null,"SEE962934119541","BNA0074","Vattenfall Wärme Berlin AG","HKW Charlottenburg Gasturbine 5","20.08.1976","GuD",62.64,56463.782446870086,407.69627972027979]
[null,null,"SEE910102553963","BNA1120","Rain Carbon Germany GmbH","Gasturbinenanlage Castrop-Rauxel","15.06.1992","GuD",8.6999999999999993,56472.482446870083,408.72145260796412]
[null,null,"SEE950309975076","BNA1285","K+S Minerals and Agriculture GmbH","Kraftwerk SI DT3","02.07.1997","GuD",6.5250000000000004,56479.007446870084,408.94997194163864]
[null,null,null,null,"Nicht-EEG-Anlagen < 10 MW",null,null,"Gasturbine",3257.6433041700025,59736.650751040084,411.21234463276841]
[null,null,"SEE908238702164","BNA1821","Bayer AG Berlin","Turboeinheit 1 Dampfturbine 60 t Gen 10 MW","01.06.1973","GuD",8.3520000000000003,59745.002751040083,411.48071710897796]
[null,null,"SEE971801168636","BNA1821","Bayer AG Berlin","Turboeinheit 2 Dampfturbine 40 t Gen 6 MW","01.06.1973","GuD",4.9590000000000005,59749.961751040086,411.48071710897796]
[null,null,"SEE922153723905","BNA0752","Energieversorgung Oberhausen","Heizkraftwerk I","20.01.1971","GuD",18.6615,59768.623251040088,412.75791560464461]
[null,null,"SEE917033307511","BNA0557b","Currenta GmbH & Co. OHG","UER N230 VST4","03.07.1967","GuD",11.571,59780.194251040091,413.45792907801422]
[null,null,"SEE980525088564","BNA0557b","Currenta GmbH & Co. OHG","UER N230 NST3","15.01.1971","GuD",28.014000000000003,59808.208251040094,413.45792907801422]
[null,null,"SEE993301547841","BNA0557b","Currenta GmbH & Co. OHG","UER N230 NST4","03.07.1967","GuD",25.23,59833.438251040097,413.45792907801422]
[null,null,"SEE916437209445","BNA0500","Boehringer Ingelheim Pharma GmbH&Co.KG","Boehringer Ingelheim - 2334 - K7/T6","03.11.1970","GuD",8.0474999999999994,59841.485751040098,414.04309659090916]
[null,null,"SEE916877868585","BNA0396","thyssenkrupp Steel Europe AG","Hamborn 4","01.01.1976","GuD",88.131,59929.616751040099,414.04309659090916]
[null,null,"SEE914931712744","BNA1524","EnBW Contracting GmbH","HK_001_Industrieheizkraftwerk-Walsrode_BHKW-GM1","01.01.2019","GuD",2.7840000000000003,59932.400751040099,415.33633513821604]
[null,null,"SEE955802157592","BNA1524","EnBW Contracting GmbH","HK_001_Industrieheizkraftwerk-Walsrode_BHKW-GM2","01.01.2019","GuD",2.7840000000000003,59935.184751040098,415.33633513821604]
[null,null,"SEE960507530304","BNA1333b","Universität Stuttgart","HKW Pfaffenwald, Generator 50","01.01.1969","GuD",9.8310000000000013,59945.015751040097,415.33633513821604]
[null,null,"SEE963301495572","BNA1524","EnBW Contracting GmbH","HK_001_Industrieheizkraftwerk-Walsrode_GT6","01.06.2004","GuD",5.5244999999999997,59950.540251040096,415.33633513821604]
[null,null,"SEE901516014812",null,"Smurfit Kappa Herzberg Solid Board GmbH","Dampfturbine 1","01.01.1955","GuD",2.2968000000000002,59952.837051040093,416.40048571428576]
[null,null,"SEE908658611688",null,"H&R Chemisch Pharmazeutische Spezialitäten GmbH","HuR-IKW-G4","14.01.1977","GuD",5.2373999999999992,59958.074451040091,416.40048571428576]
[null,null,"SEE911507913505",null,"Kelheim Fibres GmbH","Turbine 2","18.07.1990","GuD",2.3681399999999999,59960.44259104009,416.40048571428576]
[null,null,"SEE931044787582",null,"Nordzucker AG Werk Schladen","Generator 3","01.09.1978","GuD",2.61,59963.05259104009,416.40048571428576]
[null,null,"SEE935809614632",null,"Celanese Production Germany","IPH Strom GT4","01.01.1956","GuD",5.35311,59968.405701040087,416.40048571428576]
[null,null,"SEE948869114622",null,"Gebr. Lang GmbH Papierfabrik","Turbosatz 4","17.12.1999","GuD",5.7510393000000004,59974.156740340084,416.40048571428576]
[null,null,"SEE980794086872",null,"Nordzucker AG Werk Schladen","Generator 4","01.09.1978","GuD",7.3949999999999996,59981.551740340081,416.40048571428576]
[null,null,"SEE994477053693",null,"Gebr. Lang GmbH Papierfabrik","Turbosatz 3","14.02.1985","GuD",4.2029700000000005,59985.754710340079,416.40048571428576]
[null,null,"SEE994422897143","BNA1333c","Universität Stuttgart","HKW Pfaffenwald, Generator 60","01.01.1968","GuD",10.092000000000001,59995.846710340076,416.63770726129223]
[null,null,"SEE914128531905","BNA1141","Pfeifer & Langen GmbH ＆ Co. KG","Euskirchen Generator 2","01.09.1981","GuD",5.4218400000000004,60001.268550340079,416.87520022883291]
[null,null,"SEE953718174887","BNA1007a","Allgäuer Überlandwerk GmbH","Spitzenlastkraftwerk Veits Gasturbine","29.06.1988","Gasturbine",17.399999999999999,60018.66855034008,417.32789564220184]
[null,null,"SEE958518628752","BNA0101","Stadtwerke Bielefeld","HKW Schildescher Straße DT 3","01.12.1966","GuD",17.399999999999999,60036.068550340082,419.26516110471806]
[null,null,"SEE995462815548","BNA0101","Stadtwerke Bielefeld","HKW Schildescher Straße DT 4","07.12.1980","GuD",24.36,60060.428550340082,419.26516110471806]
[null,null,"SEE952058615067","BNA0834","Solvay Chemicals GmbH","Solvay Rb TA1","31.12.1996","GuD",46.98,60107.408550340086,425.98164279450452]
[null,null,"SEE969051180959","BNA1516","Südzucker AG","Dampfturbine I Südzucker Offstein","01.01.1981","GuD",10.521084000000002,60117.929634340086,425.98164279450452]
[null,null,"SEE900341307519","BNA1451","Venator Germany GmbH","HKW Venator Germany","20.05.1960","GuD",12.347909999999999,60130.277544340082,427.35093841642231]
[null,null,"SEE936262825863","BNA0219","thyssenkrupp Steel Europe AG","Ruhrort 4","01.01.1969","GuD",143.28899999999999,60273.566544340079,427.35093841642231]
[null,null,"SEE944148486770","BNA1870","ORION Engineered Carbons GmbH","Generator 4","21.12.2017","GuD",19.14,60292.706544340079,427.35093841642231]
[null,null,"SEE949799257847","BNA0218","thyssenkrupp Steel Europe AG","Ruhrort 3","01.01.1963","GuD",81.78,60374.486544340078,427.35093841642231]
[null,null,"SEE957163765348","BNA1870","ORION Engineered Carbons GmbH","Generator 3","03.07.2020","GuD",11.657999999999999,60386.144544340081,427.35093841642231]
[null,null,"SEE964242179781","BNA1046b","RWE Generation SE","Gersteinwerk K","01.06.1984","Gasturbine",97.44,60483.584544340083,430.12284278959817]
[null,null,"SEE930751125922","BNA1498","Nordzucker AG Werk Nordstemmen","Generator 2","23.11.1993","GuD",11.31,60494.894544340081,437.1890789078908]
[null,null,"SEE948481095354","BNA1498","Nordzucker AG Werk Nordstemmen","Generator 1","28.09.1988","GuD",11.31,60506.204544340078,437.1890789078908]
[null,null,"SEE904364883227","BNA1447b","Röhm GmbH","KonTu","12.03.2012","GuD",6.0030000000000001,60512.207544340075,441.54596969696973]
[null,null,"SEE912020488365","BNA0217","thyssenkrupp Steel Europe AG","Ruhrort 2","01.01.1955","GuD",51.852000000000004,60564.059544340074,441.54596969696973]
[null,null,"SEE912994271871","BNA0395","thyssenkrupp Steel Europe AG","Hamborn 3","01.01.1958","GuD",51.852000000000004,60615.911544340073,441.54596969696973]
[null,null,"SEE918857857947","BNA1197","Technische Werke Ludwigshafen am Rhein","FHKW GT4","26.08.1995","GuD",3.8186649000000004,60619.730209240071,441.54596969696973]
[null,null,"SEE945462188876","BNA0600b","Currenta GmbH & Co. OHG","LEV KWG G19","10.09.1971","GuD",23.898899999999998,60643.629109240072,441.54596969696973]
[null,null,"SEE956884287917","BNA1447a","Röhm GmbH","Generator 2","20.11.1990","GuD",10.353,60653.982109240074,441.54596969696973]
[null,null,"SEE987512757786","BNA0238a","ArcelorMittal Eisenhüttenstadt GmbH","IKW GuD Block","01.01.1954","GuD",53.591999999999999,60707.574109240071,441.54596969696973]
[null,null,"SEE990015251552","BNA1465b","DS Smith Paper Deutschland GmbH","ABR990388771138","01.07.1975","GuD",11.136000000000001,60718.71010924007,441.54596969696973]
[null,null,"SEE996548424685","BNA0238a","ArcelorMittal Eisenhüttenstadt GmbH","IKW Block 4","14.10.1998","GuD",30.189000000000004,60748.899109240068,441.54596969696973]
[null,null,"SEE907828499484","BNA1336","Henkel AG & Co. KGaA","F13G6","01.01.1983","GuD",15.66,60764.559109240072,444.49929835265408]
[null,null,"SEE945580171361","BNA1336","Henkel AG & Co. KGaA","F13G5","01.01.1980","GuD",15.66,60780.219109240075,444.49929835265408]
[null,null,"SEE949722134498","BNA1336","Henkel AG & Co. KGaA","F03G2","01.01.1965","GuD",10.335600000000001,60790.554709240074,444.49929835265408]
[null,null,"SEE952807166543","BNA1336","Henkel AG & Co. KGaA","F03G3","01.01.1965","GuD",10.335600000000001,60800.890309240072,444.49929835265408]
[null,null,"SEE956631893736","BNA1336","Henkel AG & Co. KGaA","F03G1","01.01.1963","GuD",7.83,60808.720309240074,444.49929835265408]
[null,null,"SEE964215288830","BNA1336","BASF Personal Care and Nutrition GmbH","Generator Pacht-Gasturbine","24.02.2012","GuD",7.4819999999999993,60816.202309240078,444.49929835265408]
[null,null,"SEE992491089179","BNA1336","Henkel AG & Co. KGaA","F18BHKW","22.07.2016","GuD",1.7121599999999999,60817.914469240081,444.49929835265408]
[null,null,"SEE902796244388","BNA0012b","Sappi Alfeld","Turbine 4","21.09.1970","GuD",9.57,60827.48446924008,445.9908784817876]
[null,null,"SEE904161631090","BNA0018","EnBW Energie Baden-Württemberg AG","Heizkraftwerk Altbach/Deizisau GT C","01.09.1975","Gasturbine",70.47,60897.954469240081,462.00053968253968]
[null,null,"SEE972458947407","BNA0221a","Stadtwerke Düsseldorf AG","SWD KWL GTE2","21.02.1975","Gasturbine",56.289000000000001,60954.243469240078,462.00053968253968]
[null,null,"SEE973793127974","BNA0142","ArcelorMittal Bremen GmbH","KW Mittelsbüren Block 4","15.12.1975","GuD",139.19999999999999,61093.443469240076,462.50053968253968]
[null,null,"SEE989503748513","BNA0221b","Stadtwerke Düsseldorf AG","SWD KWL GTE1","19.11.1974","Gasturbine",58.029000000000003,61151.472469240078,465.83729193341867]
[null,null,"SEE963975943188","BNA0017","EnBW Energie Baden-Württemberg AG","Heizkraftwerk Altbach/Deizisau GT B","01.11.1973","Gasturbine",49.589999999999996,61201.062469240074,469.73844415752097]
[null,null,"SEE971282697380","BNA0016","EnBW Energie Baden-Württemberg AG","Heizkraftwerk Altbach/Deizisau Block 4 GT A (solo)","01.09.1971","Gasturbine",39.15,61240.212469240076,477.74054497701911]
[null,null,"SEE963817764100","BNA0137","Braunschweiger Versorgungs-AG & Co. KG","HKW Nord GT","18.12.1990","GuD",21.75,61261.962469240076,503.9746366782008]
[null,null,"SEE918056935682","BNA0662b","Evonik Operations GmbH","Kraftwerk III, DT310","01.08.1973","GuD",30.841500000000003,61292.803969240078,539.33396296296291]
[null,null,"SEE910471578864","BNA1086","Stadtwerke Würzburg AG","Heizkraftwerk an der Friedensbrücke DampfturbineII","26.10.1993","GuD",21.75,61314.553969240078,582.36068]
[null,null,"SEE972526098451","BNA1085","Stadtwerke Würzburg AG","Heizkraftwerk an der Friedensbrücke DampfturbineIII","08.10.1971","GuD",20.010000000000002,61334.56396924008,582.36068]

{"sheet":"Kraftwerksliste","index":3,"n_rows":1194,"n_cols":26,"rows_kept":1194,"cut":false,"hidden":false,"merged":[[6,2,6,10]]}
[]
[]
[null,null," EWI Merit-Order Tool 2022"]
[]
[null,null," Kraftwerksliste",null,null,null,null,null,null,null,null,null,null,null,null,null,null,null,null,null,null,null,null,null,null,{"$f":"Impressum!F5","v":"Version 2022_Nov.0 "}]
[]
[null,null," Die Kraftwerksliste basiert auf der Kraftwerksliste der Bundesnetzagentur (BNetzA, 2022). In die Kraftwerksliste eingegangen sind alle konventionellen Kraftwerke, die am 31.05.2022\n in Betrieb waren. Die in dunkelgelb eingefärben Spalten sind unverändert aus BNetzA (2022) übernommen. Die hellgelben Spalten enthalten zusätzliche Informationen, basierend auf \n eigenen Annahmen, Berechnungen und weiteren Quellen. Die Annahmen zur Effizienz der Kraftwerke sind beispielsweise größtenteils aus OPSD (2020) entnommen. Die weiß hinterlegten\n Felder können von den Nutzer*innen angepasst werden. So können Kraftwerke aus der Merit-Order entfernt und bis zu 10 neue Kraftwerke hinzugefügt werden. \n Darüber hinaus gibt es die Möglichkeit, die Stein- und Braunkohle Kraftwerke, die vorraussichtlich im Zuge der Energiekrise 2022 zurück an den Markt kommen, zu der Kraftwerksliste \n hinzuzufügen. Diese sind zu Anfang deaktiviert."]
[]
[]
[null,null,"Teil der Merit-Order?","MaStR-Nr. ","Kraftwerksnummer Bundesnetzagentur","Anlagenbetreiber","Anzeige-Name","PLZ der Einheit","Ort der Einheit","Straße und Hausnummer\nder Einheit","Bundesland der Einheit","Datum der erstmaligen Inbetriebnahme der Einheit","Energieträger","Hauptbrennstoff","Auswertung Energieträger","Wärmeauskopplung (KW) ja/nein","Technologie der Stromerzeugung","Angenommener Hauptenergieträger ","Zuordnung Kraftwerkstyp","Effizienz","Quelle Effizienz","Bruttoleistung [MW]","Netto-Nennleistung\n(elektrische Wirkleistung) [MW]","Mittlere verfügbare\nNetto-Nennleistung [MW]","Brennstoffkosten (inkl. Transport) [EUR/MWHth]","Grenzkosten [EUR/MWHel]"]
[null,null,"Nein","(optional)","(optional)","(optional)","(optional)","(optional)","(optional)","(optional)","(optional)","(optional)","(optional)",null,"(optional)",null,"(optional)","(notwendig)","(notwendig)","(notwendig)","(optional)","(optional)","(notwendig)",{"$f":"IF(ISNUMBER((1-VLOOKUP(S11,Start!$H$33:$I$40,2,FALSE)/100)*W11),(1-VLOOKUP(S11,Start!$H$33:$I$40,2,FALSE)/100)*W11,0)","v":0},{"$f":"IF(ISNUMBER(VLOOKUP(R11,Start!$C$9:$D$15,2,FALSE)+VLOOKUP(R11,Start!$C$23:$D$29,2,FALSE)),VLOOKUP(R11,Start!$C$9:$D$15,2,FALSE)+VLOOKUP(R11,Start!$C$23:$D$29,2,FALSE),0)","v":0},{"$f":"IF(ISNUMBER((Y11/T11)+Start!$D$19*(VLOOKUP(R11,Start!$M$33:$N$39,2,FALSE)/T11)+VLOOKUP(S11,Start!$C$33:$D$40,2,FALSE)),(Y11/T11)+Start!$D$19*(VLOOKUP(R11,Start!$M$33:$N$39,2,FALSE)/T11)+VLOOKUP(S11,Start!$C$33:$D$40,2,FALSE),0)","v":0}]
[null,null,"Nein","(optional)","(optional)","(optional)","(optional)","(optional)","(optional)","(optional)","(optional)","(optional)","(optional)",null,"(optional)",null,"(optional)","(notwendig)","(notwendig)","(notwendig)","(optional)","(optional)","(notwendig)",{"$f":"IF(ISNUMBER((1-VLOOKUP(S12,Start!$H$33:$I$40,2,FALSE)/100)*W12),(1-VLOOKUP(S12,Start!$H$33:$I$40,2,FALSE)/100)*W12,0)","v":0},{"$f":"IF(ISNUMBER(VLOOKUP(R12,Start!$C$9:$D$15,2,FALSE)+VLOOKUP(R12,Start!$C$23:$D$29,2,FALSE)),VLOOKUP(R12,Start!$C$9:$D$15,2,FALSE)+VLOOKUP(R12,Start!$C$23:$D$29,2,FALSE),0)","v":0},{"$f":"IF(ISNUMBER((Y12/T12)+Start!$D$19*(VLOOKUP(R12,Start!$M$33:$N$39,2,FALSE)/T12)+VLOOKUP(S12,Start!$C$33:$D$40,2,FALSE)),(Y12/T12)+Start!$D$19*(VLOOKUP(R12,Start!$M$33:$N$39,2,FALSE)/T12)+VLOOKUP(S12,Start!$C$33:$D$40,2,FALSE),0)","v":0}]
[null,null,"Nein","(optional)","(optional)","(optional)","(optional)","(optional)","(optional)","(optional)","(optional)","(optional)","(optional)",null,"(optional)",null,"(optional)","(notwendig)","(notwendig)","(notwendig)","(optional)","(optional)","(notwendig)",{"$f":"IF(ISNUMBER((1-VLOOKUP(S13,Start!$H$33:$I$40,2,FALSE)/100)*W13),(1-VLOOKUP(S13,Start!$H$33:$I$40,2,FALSE)/100)*W13,0)","v":0},{"$f":"IF(ISNUMBER(VLOOKUP(R13,Start!$C$9:$D$15,2,FALSE)+VLOOKUP(R13,Start!$C$23:$D$29,2,FALSE)),VLOOKUP(R13,Start!$C$9:$D$15,2,FALSE)+VLOOKUP(R13,Start!$C$23:$D$29,2,FALSE),0)","v":0},{"$f":"IF(ISNUMBER((Y13/T13)+Start!$D$19*(VLOOKUP(R13,Start!$M$33:$N$39,2,FALSE)/T13)+VLOOKUP(S13,Start!$C$33:$D$40,2,FALSE)),(Y13/T13)+Start!$D$19*(VLOOKUP(R13,Start!$M$33:$N$39,2,FALSE)/T13)+VLOOKUP(S13,Start!$C$33:$D$40,2,FALSE),0)","v":0}]
[null,null,"Nein","(optional)","(optional)","(optional)","(optional)","(optional)","(optional)","(optional)","(optional)","(optional)","(optional)",null,"(optional)",null,"(optional)","(notwendig)","(notwendig)","(notwendig)","(optional)","(optional)","(notwendig)",{"$f":"IF(ISNUMBER((1-VLOOKUP(S14,Start!$H$33:$I$40,2,FALSE)/100)*W14),(1-VLOOKUP(S14,Start!$H$33:$I$40,2,FALSE)/100)*W14,0)","v":0},{"$f":"IF(ISNUMBER(VLOOKUP(R14,Start!$C$9:$D$15,2,FALSE)+VLOOKUP(R14,Start!$C$23:$D$29,2,FALSE)),VLOOKUP(R14,Start!$C$9:$D$15,2,FALSE)+VLOOKUP(R14,Start!$C$23:$D$29,2,FALSE),0)","v":0},{"$f":"IF(ISNUMBER((Y14/T14)+Start!$D$19*(VLOOKUP(R14,Start!$M$33:$N$39,2,FALSE)/T14)+VLOOKUP(S14,Start!$C$33:$D$40,2,FALSE)),(Y14/T14)+Start!$D$19*(VLOOKUP(R14,Start!$M$33:$N$39,2,FALSE)/T14)+VLOOKUP(S14,Start!$C$33:$D$40,2,FALSE),0)","v":0}]
[null,null,"Nein","(optional)","(optional)","(optional)","(optional)","(optional)","(optional)","(optional)","(optional)","(optional)","(optional)",null,"(optional)",null,"(optional)","(notwendig)","(notwendig)","(notwendig)","(optional)","(optional)","(notwendig)",{"$f":"IF(ISNUMBER((1-VLOOKUP(S15,Start!$H$33:$I$40,2,FALSE)/100)*W15),(1-VLOOKUP(S15,Start!$H$33:$I$40,2,FALSE)/100)*W15,0)","v":0},{"$f":"IF(ISNUMBER(VLOOKUP(R15,Start!$C$9:$D$15,2,FALSE)+VLOOKUP(R15,Start!$C$23:$D$29,2,FALSE)),VLOOKUP(R15,Start!$C$9:$D$15,2,FALSE)+VLOOKUP(R15,Start!$C$23:$D$29,2,FALSE),0)","v":0},{"$f":"IF(ISNUMBER((Y15/T15)+Start!$D$19*(VLOOKUP(R15,Start!$M$33:$N$39,2,FALSE)/T15)+VLOOKUP(S15,Start!$C$33:$D$40,2,FALSE)),(Y15/T15)+Start!$D$19*(VLOOKUP(R15,Start!$M$33:$N$39,2,FALSE)/T15)+VLOOKUP(S15,Start!$C$33:$D$40,2,FALSE),0)","v":0}]
[null,null,"Nein","(optional)","(optional)","(optional)","(optional)","(optional)","(optional)","(optional)","(optional)","(optional)","(optional)",null,"(optional)",null,"(optional)","(notwendig)","(notwendig)","(notwendig)","(optional)","(optional)","(notwendig)",{"$f":"IF(ISNUMBER((1-VLOOKUP(S16,Start!$H$33:$I$40,2,FALSE)/100)*W16),(1-VLOOKUP(S16,Start!$H$33:$I$40,2,FALSE)/100)*W16,0)","v":0},{"$f":"IF(ISNUMBER(VLOOKUP(R16,Start!$C$9:$D$15,2,FALSE)+VLOOKUP(R16,Start!$C$23:$D$29,2,FALSE)),VLOOKUP(R16,Start!$C$9:$D$15,2,FALSE)+VLOOKUP(R16,Start!$C$23:$D$29,2,FALSE),0)","v":0},{"$f":"IF(ISNUMBER((Y16/T16)+Start!$D$19*(VLOOKUP(R16,Start!$M$33:$N$39,2,FALSE)/T16)+VLOOKUP(S16,Start!$C$33:$D$40,2,FALSE)),(Y16/T16)+Start!$D$19*(VLOOKUP(R16,Start!$M$33:$N$39,2,FALSE)/T16)+VLOOKUP(S16,Start!$C$33:$D$40,2,FALSE),0)","v":0}]
[null,null,"Nein","(optional)","(optional)","(optional)","(optional)","(optional)","(optional)","(optional)","(optional)","(optional)","(optional)",null,"(optional)",null,"(optional)","(notwendig)","(notwendig)","(notwendig)","(optional)","(optional)","(notwendig)",{"$f":"IF(ISNUMBER((1-VLOOKUP(S17,Start!$H$33:$I$40,2,FALSE)/100)*W17),(1-VLOOKUP(S17,Start!$H$33:$I$40,2,FALSE)/100)*W17,0)","v":0},{"$f":"IF(ISNUMBER(VLOOKUP(R17,Start!$C$9:$D$15,2,FALSE)+VLOOKUP(R17,Start!$C$23:$D$29,2,FALSE)),VLOOKUP(R17,Start!$C$9:$D$15,2,FALSE)+VLOOKUP(R17,Start!$C$23:$D$29,2,FALSE),0)","v":0},{"$f":"IF(ISNUMBER((Y17/T17)+Start!$D$19*(VLOOKUP(R17,Start!$M$33:$N$39,2,FALSE)/T17)+VLOOKUP(S17,Start!$C$33:$D$40,2,FALSE)),(Y17/T17)+Start!$D$19*(VLOOKUP(R17,Start!$M$33:$N$39,2,FALSE)/T17)+VLOOKUP(S17,Start!$C$33:$D$40,2,FALSE),0)","v":0}]
[null,null,"Nein","(optional)","(optional)","(optional)","(optional)","(optional)","(optional)","(optional)","(optional)","(optional)","(optional)",null,"(optional)",null,"(optional)","(notwendig)","(notwendig)","(notwendig)","(optional)","(optional)","(notwendig)",{"$f":"IF(ISNUMBER((1-VLOOKUP(S18,Start!$H$33:$I$40,2,FALSE)/100)*W18),(1-VLOOKUP(S18,Start!$H$33:$I$40,2,FALSE)/100)*W18,0)","v":0},{"$f":"IF(ISNUMBER(VLOOKUP(R18,Start!$C$9:$D$15,2,FALSE)+VLOOKUP(R18,Start!$C$23:$D$29,2,FALSE)),VLOOKUP(R18,Start!$C$9:$D$15,2,FALSE)+VLOOKUP(R18,Start!$C$23:$D$29,2,FALSE),0)","v":0},{"$f":"IF(ISNUMBER((Y18/T18)+Start!$D$19*(VLOOKUP(R18,Start!$M$33:$N$39,2,FALSE)/T18)+VLOOKUP(S18,Start!$C$33:$D$40,2,FALSE)),(Y18/T18)+Start!$D$19*(VLOOKUP(R18,Start!$M$33:$N$39,2,FALSE)/T18)+VLOOKUP(S18,Start!$C$33:$D$40,2,FALSE),0)","v":0}]
[null,null,"Nein","(optional)","(optional)","(optional)","(optional)","(optional)","(optional)","(optional)","(optional)","(optional)","(optional)",null,"(optional)",null,"(optional)","(notwendig)","(notwendig)","(notwendig)","(optional)","(optional)","(notwendig)",{"$f":"IF(ISNUMBER((1-VLOOKUP(S19,Start!$H$33:$I$40,2,FALSE)/100)*W19),(1-VLOOKUP(S19,Start!$H$33:$I$40,2,FALSE)/100)*W19,0)","v":0},{"$f":"IF(ISNUMBER(VLOOKUP(R19,Start!$C$9:$D$15,2,FALSE)+VLOOKUP(R19,Start!$C$23:$D$29,2,FALSE)),VLOOKUP(R19,Start!$C$9:$D$15,2,FALSE)+VLOOKUP(R19,Start!$C$23:$D$29,2,FALSE),0)","v":0},{"$f":"IF(ISNUMBER((Y19/T19)+Start!$D$19*(VLOOKUP(R19,Start!$M$33:$N$39,2,FALSE)/T19)+VLOOKUP(S19,Start!$C$33:$D$40,2,FALSE)),(Y19/T19)+Start!$D$19*(VLOOKUP(R19,Start!$M$33:$N$39,2,FALSE)/T19)+VLOOKUP(S19,Start!$C$33:$D$40,2,FALSE),0)","v":0}]
[null,null,"Nein","(optional)","(optional)","(optional)","(optional)","(optional)","(optional)","(optional)","(optional)","(optional)","(optional)",null,"(optional)",null,"(optional)","(notwendig)","(notwendig)","(notwendig)","(optional)","(optional)","(notwendig)",{"$f":"IF(ISNUMBER((1-VLOOKUP(S20,Start!$H$33:$I$40,2,FALSE)/100)*W20),(1-VLOOKUP(S20,Start!$H$33:$I$40,2,FALSE)/100)*W20,0)","v":0},{"$f":"IF(ISNUMBER(VLOOKUP(R20,Start!$C$9:$D$15,2,FALSE)+VLOOKUP(R20,Start!$C$23:$D$29,2,FALSE)),VLOOKUP(R20,Start!$C$9:$D$15,2,FALSE)+VLOOKUP(R20,Start!$C$23:$D$29,2,FALSE),0)","v":0},{"$f":"IF(ISNUMBER((Y20/T20)+Start!$D$19*(VLOOKUP(R20,Start!$M$33:$N$39,2,FALSE)/T20)+VLOOKUP(S20,Start!$C$33:$D$40,2,FALSE)),(Y20/T20)+Start!$D$19*(VLOOKUP(R20,Start!$M$33:$N$39,2,FALSE)/T20)+VLOOKUP(S20,Start!$C$33:$D$40,2,FALSE),0)","v":0}]
[null,null,"Nein","Braunkohle 1 ","BNA0789","Lausitz Energie Kraftwerke AG","Kraftwerk Jänschwalde Block E",3185,"Teichland","Am Kraftwerk ","Brandenburg","1987-10-06","Braunkohle","Rohbraunkohlen","Braunkohle","Nein","Kondensationsmaschine mit Entnahme","Braunkohle","Braunkohle",0.36880000000000002,"OPSD (2020)",535,500,{"$f":"(1-VLOOKUP(S21,Start!$H$33:$I$40,2,FALSE)/100)*W21","v":435},{"$f":"VLOOKUP(R21,Start!$C$9:$D$15,2,FALSE)+VLOOKUP(R21,Start!$C$23:$D$29,2,FALSE)","v":3.1},{"$f":"(Y21/T21)+Start!$D$19*(VLOOKUP(R21,Start!$M$33:$N$39,2,FALSE)/T21)+VLOOKUP(S21,Start!$C$33:$D$40,2,FALSE)","v":99.022885032537971}]
[null,null,"Nein","Braunkohle 2 ","BNA0790","Lausitz Energie Kraftwerke AG","Kraftwerk Jänschwalde Block F",3185,"Teichland","Am Kraftwerk ","Brandenburg","1989-03-09","Braunkohle","Rohbraunkohlen","Braunkohle","Nein","Kondensationsmaschine mit Entnahme","Braunkohle","Braunkohle",0.37359999999999999,"OPSD (2020)",535,500,{"$f":"(1-VLOOKUP(S22,Start!$H$33:$I$40,2,FALSE)/100)*W22","v":435},{"$f":"VLOOKUP(R22,Start!$C$9:$D$15,2,FALSE)+VLOOKUP(R22,Start!$C$23:$D$29,2,FALSE)","v":3.1},{"$f":"(Y22/T22)+Start!$D$19*(VLOOKUP(R22,Start!$M$33:$N$39,2,FALSE)/T22)+VLOOKUP(S22,Start!$C$33:$D$40,2,FALSE)","v":97.772483940042846}]
[null,null,"Nein","Braunkohle 3","BNA0713","RWE Power AG","Niederaußem E",50129,"Bergheim","Werkstr. ","Nordrhein-Westfalen","1970-04-12","Braunkohle","Rohbraunkohlen","Braunkohle","Nein","Kondensationsmaschine mit Entnahme","Braunkohle","Braunkohle",0.32800000000000001,"OPSD (2020)",324,295,{"$f":"(1-VLOOKUP(S23,Start!$H$33:$I$40,2,FALSE)/100)*W23","v":256.64999999999998},{"$f":"VLOOKUP(R23,Start!$C$9:$D$15,2,FALSE)+VLOOKUP(R23,Start!$C$23:$D$29,2,FALSE)","v":3.1},{"$f":"(Y23/T23)+Start!$D$19*(VLOOKUP(R23,Start!$M$33:$N$39,2,FALSE)/T23)+VLOOKUP(S23,Start!$C$33:$D$40,2,FALSE)","v":111.1289024390244}]
[null,null,"Nein","Braunkohle 4","BNA0706","RWE Power AG","Niederaußem F",50129,"Bergheim","Werkstr. ","Nordrhein-Westfalen","1971-02-03","Braunkohle","Rohbraunkohlen","Braunkohle","Nein","Kondensationsmaschine mit Entnahme","Braunkohle","Braunkohle",0.33040000000000003,"OPSD (2020)",334,299,{"$f":"(1-VLOOKUP(S24,Start!$H$33:$I$40,2,FALSE)/100)*W24","v":260.13},{"$f":"VLOOKUP(R24,Start!$C$9:$D$15,2,FALSE)+VLOOKUP(R24,Start!$C$23:$D$29,2,FALSE)","v":3.1},{"$f":"(Y24/T24)+Start!$D$19*(VLOOKUP(R24,Start!$M$33:$N$39,2,FALSE)/T24)+VLOOKUP(S24,Start!$C$33:$D$40,2,FALSE)","v":110.33401937046004}]
[null,null,"Nein","Braunkohle 5","BNA0698","RWE Power AG","Neurath C",41517,"Grevenbroich","Energiestraße 101","Nordrhein-Westfalen","1973-03-21","Braunkohle","Rohbraunkohlen","Braunkohle","Nein","Kondensationsmaschine mit Entnahme","Braunkohle","Braunkohle",0.3352,"OPSD (2020)",316,292,{"$f":"(1-VLOOKUP(S25,Start!$H$33:$I$40,2,FALSE)/100)*W25","v":254.04},{"$f":"VLOOKUP(R25,Start!$C$9:$D$15,2,FALSE)+VLOOKUP(R25,Start!$C$23:$D$29,2,FALSE)","v":3.1},{"$f":"(Y25/T25)+Start!$D$19*(VLOOKUP(R25,Start!$M$33:$N$39,2,FALSE)/T25)+VLOOKUP(S25,Start!$C$33:$D$40,2,FALSE)","v":108.77840095465395}]
[null,null,"Nein","Steinkohle 1 ","BNA0464","Kraftwerk Mehrum GmbH","KWM Block 3",31249,"Hohenhameln","Triftstraße 25","Niedersachsen","1979-08-24","Steinkohle","Steinkohlen","Steinkohle","Nein","Sonstige","Steinkohle","Steinkohle",0.4325,"OPSD (2020)",750,690,{"$f":"(1-VLOOKUP(S26,Start!$H$33:$I$40,2,FALSE)/100)*W26","v":552},{"$f":"VLOOKUP(R26,Start!$C$9:$D$15,2,FALSE)+VLOOKUP(R26,Start!$C$23:$D$29,2,FALSE)","v":42.45},{"$f":"(Y26/T26)+Start!$D$19*(VLOOKUP(R26,Start!$M$33:$N$39,2,FALSE)/T26)+VLOOKUP(S26,Start!$C$33:$D$40,2,FALSE)","v":162.69720231213876}]
[null,null,"Nein","Steinkohle 2 ","BNA0793","Uniper Kraftwerke GmbH","Heyden 4",32469,"Petershagen","Kraftwerksiedlung 2","Nordrhein-Westfalen","1987-01-01","Steinkohle","Steinkohlen","Steinkohle","Nein","Kondensationsmaschine mit Entnahme","Steinkohle","Steinkohle",0.39250000000000002,"OPSD (2020)",920,875,{"$f":"(1-VLOOKUP(S27,Start!$H$33:$I$40,2,FALSE)/100)*W27","v":700},{"$f":"VLOOKUP(R27,Start!$C$9:$D$15,2,FALSE)+VLOOKUP(R27,Start!$C$23:$D$29,2,FALSE)","v":42.45},{"$f":"(Y27/T27)+Start!$D$19*(VLOOKUP(R27,Start!$M$33:$N$39,2,FALSE)/T27)+VLOOKUP(S27,Start!$C$33:$D$40,2,FALSE)","v":179.14532484076435}]
[null,null,"Nein","Steinkohle 3","BNA0093","STEAG","Bexbach",66450,"Bexbach","Grubenstraße ","Saarland","1983-10-01","Steinkohle","Steinkohlen","Steinkohle","Nein","Kondensationsmaschine mit Entnahme","Steinkohle","Steinkohle",0.38250000000000001,"OPSD (2020)",780,726,{"$f":"(1-VLOOKUP(S28,Start!$H$33:$I$40,2,FALSE)/100)*W28","v":580.80000000000007},{"$f":"VLOOKUP(R28,Start!$C$9:$D$15,2,FALSE)+VLOOKUP(R28,Start!$C$23:$D$29,2,FALSE)","v":42.45},{"$f":"(Y28/T28)+Start!$D$19*(VLOOKUP(R28,Start!$M$33:$N$39,2,FALSE)/T28)+VLOOKUP(S28,Start!$C$33:$D$40,2,FALSE)","v":183.79487581699348}]
[null,null,"Nein","Steinkohle 4","BNA0820","STEAG","Weiher 3",66287,"Quierschied","Holzer Straße ","Saarland","1976-09-24","Steinkohle","Steinkohlen","Steinkohle","Nein","Kondensationsmaschine mit Entnahme","Steinkohle","Steinkohle",0.36499999999999999,"OPSD (2020)",724,655.6,{"$f":"(1-VLOOKUP(S29,Start!$H$33:$I$40,2,FALSE)/100)*W29","v":524.48},{"$f":"VLOOKUP(R29,Start!$C$9:$D$15,2,FALSE)+VLOOKUP(R29,Start!$C$23:$D$29,2,FALSE)","v":42.45},{"$f":"(Y29/T29)+Start!$D$19*(VLOOKUP(R29,Start!$M$33:$N$39,2,FALSE)/T29)+VLOOKUP(S29,Start!$C$33:$D$40,2,FALSE)","v":192.54463013698631}]
[null,null,"Ja","SEE900040609433","BNA1331","R.D.M. Arnsberg GmbH","SSW-NT",59821,"Arnsberg","Hellefelder Straße 51","Nordrhein-Westfalen","1957-02-27","Steinkohle","Steinkohlen","Steinkohle","Ja","Kondensationsmaschine mit Entnahme","Steinkohle","Steinkohle",0.23250000000000001,"OPSD (2020)",7,6.14,{"$f":"(1-VLOOKUP(S30,Start!$H$33:$I$40,2,FALSE)/100)*W30","v":4.9119999999999999},{"$f":"VLOOKUP(R30,Start!$C$9:$D$15,2,FALSE)+VLOOKUP(R30,Start!$C$23:$D$29,2,FALSE)","v":42.45},{"$f":"(Y30/T30)+Start!$D$19*(VLOOKUP(R30,Start!$M$33:$N$39,2,FALSE)/T30)+VLOOKUP(S30,Start!$C$33:$D$40,2,FALSE)","v":301.53350537634412}]
[null,null,"Ja","SEE900100287427","BNA1284","Grace GmbH","GT2",67547,"Worms","In der Hollerhecke 1","Rheinland-Pfalz","1991-08-27","Erdgas","Erdgas, Erdölgas","Erdgas","Ja","Gasturbinen mit Abhitzekessel","Erdgas","GuD",0.37509999999999999,"OPSD (2020)",6.5,6.41,{"$f":"(1-VLOOKUP(S31,Start!$H$33:$I$40,2,FALSE)/100)*W31","v":5.5766999999999998},{"$f":"VLOOKUP(R31,Start!$C$9:$D$15,2,FALSE)+VLOOKUP(R31,Start!$C$23:$D$29,2,FALSE)","v":128.9},{"$f":"(Y31/T31)+Start!$D$19*(VLOOKUP(R31,Start!$M$33:$N$39,2,FALSE)/T31)+VLOOKUP(S31,Start!$C$33:$D$40,2,FALSE)","v":388.6372167422021}]
[null,null,"Ja","SEE900128586359","BNA0746","N-ERGIE Kraftwerke GmbH","HKW-Sandreuth (Müll)",90441,"Nürnberg","Sandreuthstraße 55","Bayern","1992-07-17","Wärme","Dampf (fremdbezogen)","Abfall","Ja","Kondensationsmaschine mit Entnahme","Abfall","Abfall",0.33,"OPSD (2020)",23.7,18.8,{"$f":"(1-VLOOKUP(S32,Start!$H$33:$I$40,2,FALSE)/100)*W32","v":15.98},{"$f":"VLOOKUP(R32,Start!$C$9:$D$15,2,FALSE)+VLOOKUP(R32,Start!$C$23:$D$29,2,FALSE)","v":0},{"$f":"(Y32/T32)+Start!$D$19*(VLOOKUP(R32,Start!$M$33:$N$39,2,FALSE)/T32)+VLOOKUP(S32,Start!$C$33:$D$40,2,FALSE)","v":1}]
[null,null,"Ja","SEE900240101683","BNA1504","Daimler Truck AG","129870 Modul 3",76744,"Wörth","Daimlerstraße 1","Rheinland-Pfalz","2013-02-20","Erdgas","Erdgas, Erdölgas","Erdgas","Ja","Verbrennungsmotor","Erdgas","GuD",0.39929999999999999,"OPSD (2020)",4.49,4.4400000000000004,{"$f":"(1-VLOOKUP(S33,Start!$H$33:$I$40,2,FALSE)/100)*W33","v":3.8628000000000005},{"$f":"VLOOKUP(R33,Start!$C$9:$D$15,2,FALSE)+VLOOKUP(R33,Start!$C$23:$D$29,2,FALSE)","v":128.9},{"$f":"(Y33/T33)+Start!$D$19*(VLOOKUP(R33,Start!$M$33:$N$39,2,FALSE)/T33)+VLOOKUP(S33,Start!$C$33:$D$40,2,FALSE)","v":365.17435512146261}]
[null,null,"Ja","SEE900252837358",null,"Baden Board GmbH","Gasturbine",76593,"Gernsbach","Fabrikstraße 1","Baden-Württemberg","2000-04-01","Erdgas","Erdgas, Erdölgas","Erdgas","Ja","Gasturbinen mit Abhitzekessel","Erdgas","GuD",0.4,"eigene Annahme",4.5,4.3499999999999996,{"$f":"(1-VLOOKUP(S34,Start!$H$33:$I$40,2,FALSE)/100)*W34","v":3.7844999999999995},{"$f":"VLOOKUP(R34,Start!$C$9:$D$15,2,FALSE)+VLOOKUP(R34,Start!$C$23:$D$29,2,FALSE)","v":128.9},{"$f":"(Y34/T34)+Start!$D$19*(VLOOKUP(R34,Start!$M$33:$N$39,2,FALSE)/T34)+VLOOKUP(S34,Start!$C$33:$D$40,2,FALSE)","v":364.53792499999997}]
[null,null,"Ja","SEE900295294101","BNA0957","Stadtwerke Tübingen GmbH","BHKW Obere Viehweide M4 (Waldhäuser Str 100)",72076,"Tübingen","Waldhäuser Straße 100","Baden-Württemberg","2013-11-07","Erdgas","Erdgas, Erdölgas","Erdgas","Ja","Verbrennungsmotor","Erdgas","GuD",0.38500000000000001,"OPSD (2020)",3.3519999999999999,3.2330000000000001,{"$f":"(1-VLOOKUP(S35,Start!$H$33:$I$40,2,FALSE)/100)*W35","v":2.81271},{"$f":"VLOOKUP(R35,Start!$C$9:$D$15,2,FALSE)+VLOOKUP(R35,Start!$C$23:$D$29,2,FALSE)","v":128.9},{"$f":"(Y35/T35)+Start!$D$19*(VLOOKUP(R35,Start!$M$33:$N$39,2,FALSE)/T35)+VLOOKUP(S35,Start!$C$33:$D$40,2,FALSE)","v":378.68225974025972}]
[null,null,"Ja","SEE900341307519","BNA1451","Venator Germany GmbH","HKW Venator Germany",47198,"Duisburg","Dr.-Rudolf-Sachtleben-Str. 4","Nordrhein-Westfalen","1960-05-20","Erdgas","Erdgas, Erdölgas","Erdgas","Ja","Gegendruckmaschine mit Entnahme","Erdgas","GuD",0.34100000000000003,"Annahme basierend auf DIW (2014)",15.77,14.193,{"$f":"(1-VLOOKUP(S36,Start!$H$33:$I$40,2,FALSE)/100)*W36","v":12.347909999999999},{"$f":"VLOOKUP(R36,Start!$C$9:$D$15,2,FALSE)+VLOOKUP(R36,Start!$C$23:$D$29,2,FALSE)","v":128.9},{"$f":"(Y36/T36)+Start!$D$19*(VLOOKUP(R36,Start!$M$33:$N$39,2,FALSE)/T36)+VLOOKUP(S36,Start!$C$33:$D$40,2,FALSE)","v":427.35093841642231}]
[null,null,"Ja","SEE900348277440",null,"Jäckering Mühlen- und Nährmittelwerke GmbH","BHKW Hafen - Modul 4",59067,"Hamm","Speicherstraße 15","Nordrhein-Westfalen","2013-04-01","Erdgas","Erdgas, Erdölgas","Erdgas","Ja","Verbrennungsmotor","Erdgas","GuD",0.4,"eigene Annahme",2.19,2.173,{"$f":"(1-VLOOKUP(S37,Start!$H$33:$I$40,2,FALSE)/100)*W37","v":1.8905100000000001},{"$f":"VLOOKUP(R37,Start!$C$9:$D$15,2,FALSE)+VLOOKUP(R37,Start!$C$23:$D$29,2,FALSE)","v":128.9},{"$f":"(Y37/T37)+Start!$D$19*(VLOOKUP(R37,Start!$M$33:$N$39,2,FALSE)/T37)+VLOOKUP(S37,Start!$C$33:$D$40,2,FALSE)","v":364.53792499999997}]
[null,null,"Ja","SEE900364034072",null,"EnBW Energie Baden-Württemberg AG","Heizkraftwerk Heilbronn FHT 1",74076,"Heilbronn","Lichtenbergerstraße 23","Baden-Württemberg","2015-05-01","Erdgas","Erdgas, Erdölgas","Erdgas","Ja","Gegendruckmaschine mit Entnahme","Erdgas","GuD",0.4,"eigene Annahme",6.5,6.5,{"$f":"(1-VLOOKUP(S38,Start!$H$33:$I$40,2,FALSE)/100)*W38","v":5.6550000000000002},{"$f":"VLOOKUP(R38,Start!$C$9:$D$15,2,FALSE)+VLOOKUP(R38,Start!$C$23:$D$29,2,FALSE)","v":128.9},{"$f":"(Y38/T38)+Start!$D$19*(VLOOKUP(R38,Start!$M$33:$N$39,2,FALSE)/T38)+VLOOKUP(S38,Start!$C$33:$D$40,2,FALSE)","v":364.53792499999997}]
[null,null,"Ja","SEE900452778307",null,"Salzgitter Flachstahl GmbH","GGT HO B",38239,"Salzgitter","Eisenhüttenstraße 99","Niedersachsen","2012-04-15","Druck aus Gasleitungen","","Sonstige Energieträger (nicht erneuerbar)","Nein","Sonstige","Sonstige","Sonstige",0.4,"eigene Annahme",12,8.1999999999999993,{"$f":"(1-VLOOKUP(S39,Start!$H$33:$I$40,2,FALSE)/100)*W39","v":6.9699999999999989},{"$f":"VLOOKUP(R39,Start!$C$9:$D$15,2,FALSE)+VLOOKUP(R39,Start!$C$23:$D$29,2,FALSE)","v":58.47},{"$f":"(Y39/T39)+Start!$D$19*(VLOOKUP(R39,Start!$M$33:$N$39,2,FALSE)/T39)+VLOOKUP(S39,Start!$C$33:$D$40,2,FALSE)","v":190.60094999999998}]
[null,null,"Ja","SEE900527375523",null,"AG der Dillinger Hüttenwerke","T2",66763,"Dillingen","Werkstraße 1","Saarland","1960-01-01","andere Gase","Hochofengas, Konvertergas","Sonstige Energieträger (nicht erneuerbar)","Nein","Kondensationsmaschine ohne Entnahme","Erdgas","GuD",0.4,"eigene Annahme",6,5.5,{"$f":"(1-VLOOKUP(S40,Start!$H$33:$I$40,2,FALSE)/100)*W40","v":4.7850000000000001},{"$f":"VLOOKUP(R40,Start!$C$9:$D$15,2,FALSE)+VLOOKUP(R40,Start!$C$23:$D$29,2,FALSE)","v":128.9},{"$f":"(Y40/T40)+Start!$D$19*(VLOOKUP(R40,Start!$M$33:$N$39,2,FALSE)/T40)+VLOOKUP(S40,Start!$C$33:$D$40,2,FALSE)","v":364.53792499999997}]
[null,null,"Ja","SEE900534814473",null,"Covestro Brunsbüttel Energie GmbH","Stromgenerator 2 (SE2)",25541,"Brunsbüttel","Fährstraße 51","Schleswig-Holstein","2020-05-13","Wärme","Dampf (fremdbezogen)","Wärme","Nein","Gegendruckmaschine ohne Entnahme","Sonstige","Sonstige",0.4,"eigene Annahme",3.5,3.5,{"$f":"(1-VLOOKUP(S41,Start!$H$33:$I$40,2,FALSE)/100)*W41","v":2.9750000000000001},{"$f":"VLOOKUP(R41,Start!$C$9:$D$15,2,FALSE)+VLOOKUP(R41,Start!$C$23:$D$29,2,FALSE)","v":58.47},{"$f":"(Y41/T41)+Start!$D$19*(VLOOKUP(R41,Start!$M$33:$N$39,2,FALSE)/T41)+VLOOKUP(S41,Start!$C$33:$D$40,2,FALSE)","v":190.60094999999998}]
[null,null,"Ja","SEE900549498521",null,"Stadtwerke Frankfurt (Oder) GmbH","HKW FFO GM4",15236,"Frankfurt","Am Hohen Feld 4","Brandenburg","2022-04-01","Erdgas","Erdgas, Erdölgas","Erdgas","Ja","Verbrennungsmotor","Erdgas","GuD",0.48,"https://www.man-es.com/energy-storage/products/gas-fuel-engines",10.6,10.1,{"$f":"(1-VLOOKUP(S42,Start!$H$33:$I$40,2,FALSE)/100)*W42","v":8.786999999999999},{"$f":"VLOOKUP(R42,Start!$C$9:$D$15,2,FALSE)+VLOOKUP(R42,Start!$C$23:$D$29,2,FALSE)","v":128.9},{"$f":"(Y42/T42)+Start!$D$19*(VLOOKUP(R42,Start!$M$33:$N$39,2,FALSE)/T42)+VLOOKUP(S42,Start!$C$33:$D$40,2,FALSE)","v":304.03160416666668}]
[null,null,"Ja","SEE900559860912",null,"WUN Pellets GmbH","WUN Pellets - BHKW - Modul II",95632,"Wunsiedel","Am Energiepark 1","Bayern","2018-10-01","Erdgas","Erdgas, Erdölgas","Erdgas","Ja","Verbrennungsmotor","Erdgas","GuD",0.4,"eigene Annahme",4.5,4.41,{"$f":"(1-VLOOKUP(S43,Start!$H$33:$I$40,2,FALSE)/100)*W43","v":3.8367},{"$f":"VLOOKUP(R43,Start!$C$9:$D$15,2,FALSE)+VLOOKUP(R43,Start!$C$23:$D$29,2,FALSE)","v":128.9},{"$f":"(Y43/T43)+Start!$D$19*(VLOOKUP(R43,Start!$M$33:$N$39,2,FALSE)/T43)+VLOOKUP(S43,Start!$C$33:$D$40,2,FALSE)","v":364.53792499999997}]
[null,null,"Ja","SEE900628853036","BNA0411","Trianel Gaskraftwerk Hamm","Trianel Gaskraftwerk Hamm Block 20",59071,"Hamm","Trianelstraße 1","Nordrhein-Westfalen","2007-12-23","Erdgas","Erdgas, Erdölgas","Erdgas","Nein","Gasturbinen mit nachgeschalteter Dampfturbine","Erdgas","GuD",0.57699999999999996,"OPSD (2020)",418,410,{"$f":"(1-VLOOKUP(S44,Start!$H$33:$I$40,2,FALSE)/100)*W44","v":356.7},{"$f":"VLOOKUP(R44,Start!$C$9:$D$15,2,FALSE)+VLOOKUP(R44,Start!$C$23:$D$29,2,FALSE)","v":128.9},{"$f":"(Y44/T44)+Start!$D$19*(VLOOKUP(R44,Start!$M$33:$N$39,2,FALSE)/T44)+VLOOKUP(S44,Start!$C$33:$D$40,2,FALSE)","v":253.17273830155983}]
[null,null,"Ja","SEE900664653232","BNA1289","AMK-Abfallentsorgungsgesellschaft des Märkischen Kreises mbH","Turbine 1",58636,"Iserlohn","Giesestraße 10","Nordrhein-Westfalen","1996-08-01","nicht biogener Abfall","nicht biogener Abfall (Hausmüll, Siedlungsabfälle)","Abfall","Ja","Kondensationsmaschine mit Entnahme","Abfall","Abfall",0.33,"OPSD (2020)",13,10.7,{"$f":"(1-VLOOKUP(S45,Start!$H$33:$I$40,2,FALSE)/100)*W45","v":9.0949999999999989},{"$f":"VLOOKUP(R45,Start!$C$9:$D$15,2,FALSE)+VLOOKUP(R45,Start!$C$23:$D$29,2,FALSE)","v":0},{"$f":"(Y45/T45)+Start!$D$19*(VLOOKUP(R45,Start!$M$33:$N$39,2,FALSE)/T45)+VLOOKUP(S45,Start!$C$33:$D$40,2,FALSE)","v":1}]
[null,null,"Ja","SEE900758207372","BNA1505","Opel Automobile GmbH / Werk Eisenach","HKW Wiesengrund",99817,"Eisenach","Adam-Opel-Straße 101","Thüringen","1993-10-13","Erdgas","Erdgas, Erdölgas","Erdgas","Ja","Gasturbinen mit nachgeschalteter Dampfturbine","Erdgas","GuD",0.37730000000000002,"OPSD (2020)",22.7,22.1,{"$f":"(1-VLOOKUP(S46,Start!$H$33:$I$40,2,FALSE)/100)*W46","v":19.227},{"$f":"VLOOKUP(R46,Start!$C$9:$D$15,2,FALSE)+VLOOKUP(R46,Start!$C$23:$D$29,2,FALSE)","v":128.9},{"$f":"(Y46/T46)+Start!$D$19*(VLOOKUP(R46,Start!$M$33:$N$39,2,FALSE)/T46)+VLOOKUP(S46,Start!$C$33:$D$40,2,FALSE)","v":386.37985687781605}]
[null,null,"Ja","SEE900838448145","BNA1254","Zweckverband Müllverwertung Schwandorf","MKW SAD Turbine 3",92421,"Schwandorf","Alustraße 7","Bayern","1982-08-31","nicht biogener Abfall","nicht biogener Abfall (Hausmüll, Siedlungsabfälle)","Abfall","Ja","Kondensationsmaschine mit Entnahme","Abfall","Abfall",0.33,"OPSD (2020)",14.5,11.6,{"$f":"(1-VLOOKUP(S47,Start!$H$33:$I$40,2,FALSE)/100)*W47","v":9.86},{"$f":"VLOOKUP(R47,Start!$C$9:$D$15,2,FALSE)+VLOOKUP(R47,Start!$C$23:$D$29,2,FALSE)","v":0},{"$f":"(Y47/T47)+Start!$D$19*(VLOOKUP(R47,Start!$M$33:$N$39,2,FALSE)/T47)+VLOOKUP(S47,Start!$C$33:$D$40,2,FALSE)","v":1}]
[null,null,"Ja","SEE900953976684","BNA1528","Stadtwerke Kempen GmbH","0042 - STW - BHKW - KWK",47906,"Kempen","Otto-Schott-Straße 4","Nordrhein-Westfalen","2010-01-01","Erdgas","Erdgas, Erdölgas","Erdgas","Ja","Verbrennungsmotor","Erdgas","GuD",0.45600000000000002,"Annahme basierend auf DIW (2014)",2.427,2.391,{"$f":"(1-VLOOKUP(S48,Start!$H$33:$I$40,2,FALSE)/100)*W48","v":2.0801699999999999},{"$f":"VLOOKUP(R48,Start!$C$9:$D$15,2,FALSE)+VLOOKUP(R48,Start!$C$23:$D$29,2,FALSE)","v":128.9},{"$f":"(Y48/T48)+Start!$D$19*(VLOOKUP(R48,Start!$M$33:$N$39,2,FALSE)/T48)+VLOOKUP(S48,Start!$C$33:$D$40,2,FALSE)","v":319.95432017543862}]
[null,null,"Ja","SEE900957573537","BNA0598b","InfraLeuna GmbH","KT1",6237,"Leuna"," ","Sachsen-Anhalt","2010-04-30","Wärme","Dampf (fremdbezogen)","Sonstige Energieträger (nicht erneuerbar)","Nein","Kondensationsmaschine ohne Entnahme","Sonstige","Sonstige",0.39600000000000002,"Annahme basierend auf DIW (2014)",21.6,20,{"$f":"(1-VLOOKUP(S49,Start!$H$33:$I$40,2,FALSE)/100)*W49","v":17},{"$f":"VLOOKUP(R49,Start!$C$9:$D$15,2,FALSE)+VLOOKUP(R49,Start!$C$23:$D$29,2,FALSE)","v":58.47},{"$f":"(Y49/T49)+Start!$D$19*(VLOOKUP(R49,Start!$M$33:$N$39,2,FALSE)/T49)+VLOOKUP(S49,Start!$C$33:$D$40,2,FALSE)","v":192.51611111111112}]
[null,null,"Ja","SEE901050642113","BNA1989","EVH GmbH","Heizkraftwerk Dieselstraße Block C",6130,"Halle","Dieselstraße 141","Sachsen-Anhalt","2020-10-01","Erdgas","Erdgas, Erdölgas","Erdgas","Ja","Gasturbinen mit Abhitzekessel","Erdgas","GuD",0.44,"https://evh.de/privatkunden/unternehmen/energiepark/dieselstra%C3%9Fe",57.332000000000001,57.322000000000003,{"$f":"(1-VLOOKUP(S50,Start!$H$33:$I$40,2,FALSE)/100)*W50","v":49.870139999999999},{"$f":"VLOOKUP(R50,Start!$C$9:$D$15,2,FALSE)+VLOOKUP(R50,Start!$C$23:$D$29,2,FALSE)","v":128.9},{"$f":"(Y50/T50)+Start!$D$19*(VLOOKUP(R50,Start!$M$33:$N$39,2,FALSE)/T50)+VLOOKUP(S50,Start!$C$33:$D$40,2,FALSE)","v":331.53447727272726}]
[null,null,"Ja","SEE901120268069","BNA0662b","Evonik Operations GmbH","Kraftwerk I, GT11",45772,"Marl","Paul-Baumann-Straße 1","Nordrhein-Westfalen","1942-02-22","Steinkohle","Steinkohlen","Steinkohle","Ja","Gegendruckmaschine ohne Entnahme","Steinkohle","Steinkohle",0.27,"OPSD (2020)",18.399999999999999,18.399999999999999,{"$f":"(1-VLOOKUP(S51,Start!$H$33:$I$40,2,FALSE)/100)*W51","v":14.719999999999999},{"$f":"VLOOKUP(R51,Start!$C$9:$D$15,2,FALSE)+VLOOKUP(R51,Start!$C$23:$D$29,2,FALSE)","v":42.45},{"$f":"(Y51/T51)+Start!$D$19*(VLOOKUP(R51,Start!$M$33:$N$39,2,FALSE)/T51)+VLOOKUP(S51,Start!$C$33:$D$40,2,FALSE)","v":259.83440740740747}]
[null,null,"Ja","SEE901196452256",null,"essity Operations Mainz-Kostheim GmbH","Turbine 4",55246,"Mainz-Kostheim","Kommerzienrat-Disch-Brücke 1","Hessen","1983-06-30","Erdgas","Erdgas, Erdölgas","Erdgas","Ja","Gegendruckmaschine mit Entnahme","Erdgas","GuD",0.4,"eigene Annahme",7.18,6.71,{"$f":"(1-VLOOKUP(S52,Start!$H$33:$I$40,2,FALSE)/100)*W52","v":5.8376999999999999},{"$f":"VLOOKUP(R52,Start!$C$9:$D$15,2,FALSE)+VLOOKUP(R52,Start!$C$23:$D$29,2,FALSE)","v":128.9},{"$f":"(Y52/T52)+Start!$D$19*(VLOOKUP(R52,Start!$M$33:$N$39,2,FALSE)/T52)+VLOOKUP(S52,Start!$C$33:$D$40,2,FALSE)","v":364.53792499999997}]
[null,null,"Ja","SEE901246020381","BNA1927","TEAG Thüringer Energie AG","Gasmotor Bad Salzungen",36433,"Bad Salzungen","Langenfelder Straße 82","Thüringen","2018-12-04","Erdgas","Erdgas, Erdölgas","Erdgas","Ja","Verbrennungsmotor","Erdgas","GuD",0.40479999999999999,"OPSD (2020)",10.051,10.003,{"$f":"(1-VLOOKUP(S53,Start!$H$33:$I$40,2,FALSE)/100)*W53","v":8.70261},{"$f":"VLOOKUP(R53,Start!$C$9:$D$15,2,FALSE)+VLOOKUP(R53,Start!$C$23:$D$29,2,FALSE)","v":128.9},{"$f":"(Y53/T53)+Start!$D$19*(VLOOKUP(R53,Start!$M$33:$N$39,2,FALSE)/T53)+VLOOKUP(S53,Start!$C$33:$D$40,2,FALSE)","v":360.23312747035578}]
[null,null,"Ja","SEE901410470721","BNA0207","DREWAG - Stadtwerke Dresden GmbH","GT3",1159,"Dresden","Oederaner Straße 21","Sachsen","1995-03-29","Erdgas","Erdgas, Erdölgas","Erdgas","Ja","Gasturbinen mit nachgeschalteter Dampfturbine","Erdgas","GuD",0.51749999999999996,"OPSD (2020)",65,62,{"$f":"(1-VLOOKUP(S54,Start!$H$33:$I$40,2,FALSE)/100)*W54","v":53.94},{"$f":"VLOOKUP(R54,Start!$C$9:$D$15,2,FALSE)+VLOOKUP(R54,Start!$C$23:$D$29,2,FALSE)","v":128.9},{"$f":"(Y54/T54)+Start!$D$19*(VLOOKUP(R54,Start!$M$33:$N$39,2,FALSE)/T54)+VLOOKUP(S54,Start!$C$33:$D$40,2,FALSE)","v":282.10902415458941}]
[null,null,"Ja","SEE901516014812",null,"Smurfit Kappa Herzberg Solid Board GmbH","Dampfturbine 1",37412,"Herzberg","Andreasberger Straße 1","Niedersachsen","1955-01-01","Erdgas","Erdgas, Erdölgas","Erdgas","Ja","Gegendruckmaschine ohne Entnahme","Erdgas","GuD",0.35,"eigene Annahme",2.84,2.64,{"$f":"(1-VLOOKUP(S55,Start!$H$33:$I$40,2,FALSE)/100)*W55","v":2.2968000000000002},{"$f":"VLOOKUP(R55,Start!$C$9:$D$15,2,FALSE)+VLOOKUP(R55,Start!$C$23:$D$29,2,FALSE)","v":128.9},{"$f":"(Y55/T55)+Start!$D$19*(VLOOKUP(R55,Start!$M$33:$N$39,2,FALSE)/T55)+VLOOKUP(S55,Start!$C$33:$D$40,2,FALSE)","v":416.40048571428576}]
[null,null,"Ja","SEE901789931854","BNA0683c","SWM Services GmbH","SWM HKW Sued GuD1 GT2",81371,"München","Schäftlarnstraße 15","Bayern","1980-10-01","Erdgas","Erdgas, Erdölgas","Erdgas","Ja","Gasturbinen mit Abhitzekessel","Erdgas","GuD",0.45,"OPSD (2020)",98.9,97.9,{"$f":"(1-VLOOKUP(S56,Start!$H$33:$I$40,2,FALSE)/100)*W56","v":85.173000000000002},{"$f":"VLOOKUP(R56,Start!$C$9:$D$15,2,FALSE)+VLOOKUP(R56,Start!$C$23:$D$29,2,FALSE)","v":128.9},{"$f":"(Y56/T56)+Start!$D$19*(VLOOKUP(R56,Start!$M$33:$N$39,2,FALSE)/T56)+VLOOKUP(S56,Start!$C$33:$D$40,2,FALSE)","v":324.20037777777782}]
[null,null,"Ja","SEE901884895389","BNA1315","Universitätsklinikum Freiburg","Dampfturbine 1",79106,"Freiburg","Hartmannstraße 1","Baden-Württemberg","2012-12-01","Erdgas","Erdgas, Erdölgas","Erdgas","Ja","Gegendruckmaschine mit Entnahme","Erdgas","GuD",0.3861,"OPSD (2020)",12.988,12.8,{"$f":"(1-VLOOKUP(S57,Start!$H$33:$I$40,2,FALSE)/100)*W57","v":11.136000000000001},{"$f":"VLOOKUP(R57,Start!$C$9:$D$15,2,FALSE)+VLOOKUP(R57,Start!$C$23:$D$29,2,FALSE)","v":128.9},{"$f":"(Y57/T57)+Start!$D$19*(VLOOKUP(R57,Start!$M$33:$N$39,2,FALSE)/T57)+VLOOKUP(S57,Start!$C$33:$D$40,2,FALSE)","v":377.60766640766644}]
[null,null,"Ja","SEE901925227438","BNA0386","Mohn Media Mohndruck GmbH","DT",33332,"Gütersloh","Carl-Bertelsmann-Straße 161","Nordrhein-Westfalen","1994-03-28","Wärme","","Erdgas","Ja","Gegendruckmaschine ohne Entnahme","Erdgas","GuD",0.37840000000000001,"OPSD (2020)",6.46,6.3579999999999997,{"$f":"(1-VLOOKUP(S58,Start!$H$33:$I$40,2,FALSE)/100)*W58","v":5.53146},{"$f":"VLOOKUP(R58,Start!$C$9:$D$15,2,FALSE)+VLOOKUP(R58,Start!$C$23:$D$29,2,FALSE)","v":128.9},{"$f":"(Y58/T58)+Start!$D$19*(VLOOKUP(R58,Start!$M$33:$N$39,2,FALSE)/T58)+VLOOKUP(S58,Start!$C$33:$D$40,2,FALSE)","v":385.26102008456661}]
[null,null,"Ja","SEE901927360195","BNA1295","AVA Abfallverwertung Augsburg Kommunalunternehmen","VT NSD",86167,"Augsburg","Am Mittleren Moos 60","Bayern","1994-09-16","Mineralölprodukte","","Mineralölprodukte","Ja","Verbrennungsmotor","Öl","Öl",0.33,"OPSD (2020)",3.9,2.34,{"$f":"(1-VLOOKUP(S59,Start!$H$33:$I$40,2,FALSE)/100)*W59","v":1.9889999999999999},{"$f":"VLOOKUP(R59,Start!$C$9:$D$15,2,FALSE)+VLOOKUP(R59,Start!$C$23:$D$29,2,FALSE)","v":58.769999999999996},{"$f":"(Y59/T59)+Start!$D$19*(VLOOKUP(R59,Start!$M$33:$N$39,2,FALSE)/T59)+VLOOKUP(S59,Start!$C$33:$D$40,2,FALSE)","v":247.96242424242422}]
[null,null,"Ja","SEE901935169124",null,"Salzgitter Flachstahl GmbH","SSD2",38239,"Salzgitter","Eisenhüttenstraße 99","Niedersachsen","2013-11-12","Mineralölprodukte","Heizöl, leicht","Mineralölprodukte","Nein","Verbrennungsmotor","Öl","Öl",0.4,"eigene Annahme",2.48,2.4780000000000002,{"$f":"(1-VLOOKUP(S60,Start!$H$33:$I$40,2,FALSE)/100)*W60","v":2.1063000000000001},{"$f":"VLOOKUP(R60,Start!$C$9:$D$15,2,FALSE)+VLOOKUP(R60,Start!$C$23:$D$29,2,FALSE)","v":58.769999999999996},{"$f":"(Y60/T60)+Start!$D$19*(VLOOKUP(R60,Start!$M$33:$N$39,2,FALSE)/T60)+VLOOKUP(S60,Start!$C$33:$D$40,2,FALSE)","v":204.744}]
[null,null,"Ja","SEE902096864651","BNA0516","Mineraloelraffinerie Oberrhein","Maschine 1",76187,"Karlsruhe","Nördliche Raffineriestraße 1","Baden-Württemberg","1995-06-17","Mineralölprodukte","Raffineriegas","Mineralölprodukte","Ja","Kondensationsmaschine mit Entnahme","Öl","Öl",0.3795,"OPSD (2020)",12.5,11.3,{"$f":"(1-VLOOKUP(S61,Start!$H$33:$I$40,2,FALSE)/100)*W61","v":9.6050000000000004},{"$f":"VLOOKUP(R61,Start!$C$9:$D$15,2,FALSE)+VLOOKUP(R61,Start!$C$23:$D$29,2,FALSE)","v":58.769999999999996},{"$f":"(Y61/T61)+Start!$D$19*(VLOOKUP(R61,Start!$M$33:$N$39,2,FALSE)/T61)+VLOOKUP(S61,Start!$C$33:$D$40,2,FALSE)","v":215.74993412384717}]
[null,null,"Ja","SEE902114639810",null,"envia THERM GmbH","Bitterfeld BHKW",6749,"Bitterfeld-Wolfen","Parsevalstraße 3 B","Sachsen-Anhalt","2016-04-11","Erdgas","Erdgas, Erdölgas","Erdgas","Ja","Verbrennungsmotor","Erdgas","GuD",0.4,"eigene Annahme",2.4780000000000002,2,{"$f":"(1-VLOOKUP(S62,Start!$H$33:$I$40,2,FALSE)/100)*W62","v":1.74},{"$f":"VLOOKUP(R62,Start!$C$9:$D$15,2,FALSE)+VLOOKUP(R62,Start!$C$23:$D$29,2,FALSE)","v":128.9},{"$f":"(Y62/T62)+Start!$D$19*(VLOOKUP(R62,Start!$M$33:$N$39,2,FALSE)/T62)+VLOOKUP(S62,Start!$C$33:$D$40,2,FALSE)","v":364.53792499999997}]
[null,null,"Ja","SEE902267138956","BNA0130","Uniper Kraftwerke GmbH","Kirchmöser GT 2",14774,"Brandenburg","Bahntechnikerring 17","Brandenburg","1994-01-01","Erdgas","Erdgas, Erdölgas","Erdgas","Nein","Gasturbinen mit nachgeschalteter Dampfturbine","Erdgas","GuD",0.51300000000000001,"OPSD (2020)",63,60,{"$f":"(1-VLOOKUP(S63,Start!$H$33:$I$40,2,FALSE)/100)*W63","v":52.2},{"$f":"VLOOKUP(R63,Start!$C$9:$D$15,2,FALSE)+VLOOKUP(R63,Start!$C$23:$D$29,2,FALSE)","v":128.9},{"$f":"(Y63/T63)+Start!$D$19*(VLOOKUP(R63,Start!$M$33:$N$39,2,FALSE)/T63)+VLOOKUP(S63,Start!$C$33:$D$40,2,FALSE)","v":284.57050682261212}]
[null,null,"Ja","SEE902329484380",null,"Südzucker AG","Dampfturbine I Südzucker Wabern",34590,"Wabern","Homberger Straße 1","Hessen","1976-10-08","Wärme","Prozessdampf","Wärme","Ja","Gegendruckmaschine ohne Entnahme","Sonstige","Sonstige",0.35,"eigene Annahme",12.54,11.875399999999999,{"$f":"(1-VLOOKUP(S64,Start!$H$33:$I$40,2,FALSE)/100)*W64","v":10.09409},{"$f":"VLOOKUP(R64,Start!$C$9:$D$15,2,FALSE)+VLOOKUP(R64,Start!$C$23:$D$29,2,FALSE)","v":58.47},{"$f":"(Y64/T64)+Start!$D$19*(VLOOKUP(R64,Start!$M$33:$N$39,2,FALSE)/T64)+VLOOKUP(S64,Start!$C$33:$D$40,2,FALSE)","v":217.68680000000001}]
[null,null,"Ja","SEE902418917676","BNA1336","Henkel AG & Co. KGaA","Z39NEA",40589,"Düsseldorf","Henkelstraße 67","Nordrhein-Westfalen","2004-01-01","Mineralölprodukte","Heizöl, leicht","Mineralölprodukte","Nein","Verbrennungsmotor","Öl","Öl",0.442,"Annahme basierend auf DIW (2014)",1.4,1.4,{"$f":"(1-VLOOKUP(S65,Start!$H$33:$I$40,2,FALSE)/100)*W65","v":1.19},{"$f":"VLOOKUP(R65,Start!$C$9:$D$15,2,FALSE)+VLOOKUP(R65,Start!$C$23:$D$29,2,FALSE)","v":58.769999999999996},{"$f":"(Y65/T65)+Start!$D$19*(VLOOKUP(R65,Start!$M$33:$N$39,2,FALSE)/T65)+VLOOKUP(S65,Start!$C$33:$D$40,2,FALSE)","v":185.38371040723982}]
[null,null,"Ja","SEE902686859227","BNA1500","Nordzucker AG Werk Uelzen","Generator 2",29525,"Uelzen","An der Zuckerfabrik 1","Niedersachsen","1965-09-01","Steinkohle","Steinkohlen","Steinkohle","Ja","Gegendruckmaschine mit Entnahme","Steinkohle","Steinkohle",0.33750000000000002,"OPSD (2020)",17.100000000000001,14.9,{"$f":"(1-VLOOKUP(S66,Start!$H$33:$I$40,2,FALSE)/100)*W66","v":11.920000000000002},{"$f":"VLOOKUP(R66,Start!$C$9:$D$15,2,FALSE)+VLOOKUP(R66,Start!$C$23:$D$29,2,FALSE)","v":42.45},{"$f":"(Y66/T66)+Start!$D$19*(VLOOKUP(R66,Start!$M$33:$N$39,2,FALSE)/T66)+VLOOKUP(S66,Start!$C$33:$D$40,2,FALSE)","v":208.12752592592591}]
[null,null,"Ja","SEE902725989434","BNA1861","BMW AG Niederlassung Stuttgart","Regensburg KWK 4",93055,"Regensburg","Herbert-Quandt-Allee 1","Bayern","2012-10-29","Erdgas","Erdgas, Erdölgas","Erdgas","Ja","Verbrennungsmotor","Erdgas","GuD",0.3982,"OPSD (2020)",2.6779999999999999,2.6240000000000001,{"$f":"(1-VLOOKUP(S67,Start!$H$33:$I$40,2,FALSE)/100)*W67","v":2.28288},{"$f":"VLOOKUP(R67,Start!$C$9:$D$15,2,FALSE)+VLOOKUP(R67,Start!$C$23:$D$29,2,FALSE)","v":128.9},{"$f":"(Y67/T67)+Start!$D$19*(VLOOKUP(R67,Start!$M$33:$N$39,2,FALSE)/T67)+VLOOKUP(S67,Start!$C$33:$D$40,2,FALSE)","v":366.17898041185339}]
[null,null,"Ja","SEE902796244388","BNA0012b","Sappi Alfeld","Turbine 4",31061,"Alfeld","Mühlenmasch 1","Niedersachsen","1970-09-21","Erdgas","Erdgas, Erdölgas","Erdgas","Ja","Gegendruckmaschine mit Entnahme","Erdgas","GuD",0.32669999999999999,"OPSD (2020)",14,11,{"$f":"(1-VLOOKUP(S68,Start!$H$33:$I$40,2,FALSE)/100)*W68","v":9.57},{"$f":"VLOOKUP(R68,Start!$C$9:$D$15,2,FALSE)+VLOOKUP(R68,Start!$C$23:$D$29,2,FALSE)","v":128.9},{"$f":"(Y68/T68)+Start!$D$19*(VLOOKUP(R68,Start!$M$33:$N$39,2,FALSE)/T68)+VLOOKUP(S68,Start!$C$33:$D$40,2,FALSE)","v":445.9908784817876}]
[null,null,"Ja","SEE902840312209","BNA0616b","BASF SE","S300 NKT",67063,"Ludwigshafen","Carl-Bosch-Straße 38","Rheinland-Pfalz","1964-05-11","Wärme","Prozessdampf","Sonstige Energieträger (nicht erneuerbar)","Ja","Kondensationsmaschine mit Entnahme","Sonstige","Sonstige",0.34499999999999997,"Annahme basierend auf DIW (2014)",40,39,{"$f":"(1-VLOOKUP(S69,Start!$H$33:$I$40,2,FALSE)/100)*W69","v":33.15},{"$f":"VLOOKUP(R69,Start!$C$9:$D$15,2,FALSE)+VLOOKUP(R69,Start!$C$23:$D$29,2,FALSE)","v":58.47},{"$f":"(Y69/T69)+Start!$D$19*(VLOOKUP(R69,Start!$M$33:$N$39,2,FALSE)/T69)+VLOOKUP(S69,Start!$C$33:$D$40,2,FALSE)","v":220.8271884057971}]
[null,null,"Ja","SEE902845037787","BNA1946","BMW AG Niederlassung Stuttgart","Werk 1.1 KWK 3",80809,"München","Lerchenauer Straße 76","Bayern","2019-02-20","Erdgas","Erdgas, Erdölgas","Erdgas","Ja","Verbrennungsmotor","Erdgas","GuD",0.40589999999999998,"OPSD (2020)",4.6100000000000003,4.5,{"$f":"(1-VLOOKUP(S70,Start!$H$33:$I$40,2,FALSE)/100)*W70","v":3.915},{"$f":"VLOOKUP(R70,Start!$C$9:$D$15,2,FALSE)+VLOOKUP(R70,Start!$C$23:$D$29,2,FALSE)","v":128.9},{"$f":"(Y70/T70)+Start!$D$19*(VLOOKUP(R70,Start!$M$33:$N$39,2,FALSE)/T70)+VLOOKUP(S70,Start!$C$33:$D$40,2,FALSE)","v":359.26095097314612}]
[null,null,"Ja","SEE903050015065",null,"Hamburger Energiewerke GmbH","HW Hafen",20457,"Hamburg","Am Dalmannkai 1","Hamburg","2005-09-14","Erdgas","Erdgas, Erdölgas","Erdgas","Ja","Gasturbinen mit Abhitzekessel","Erdgas","GuD",0.4,"eigene Annahme",2,1.915,{"$f":"(1-VLOOKUP(S71,Start!$H$33:$I$40,2,FALSE)/100)*W71","v":1.66605},{"$f":"VLOOKUP(R71,Start!$C$9:$D$15,2,FALSE)+VLOOKUP(R71,Start!$C$23:$D$29,2,FALSE)","v":128.9},{"$f":"(Y71/T71)+Start!$D$19*(VLOOKUP(R71,Start!$M$33:$N$39,2,FALSE)/T71)+VLOOKUP(S71,Start!$C$33:$D$40,2,FALSE)","v":364.53792499999997}]
[null,null,"Ja","SEE903050601572","BNA0172b","Wacker Chemie AG","Turbine/Generator 9",84489,"Burghausen","Johannes-Hess-Straße 24","Bayern","1987-01-01","Erdgas","Erdgas, Erdölgas","Erdgas","Ja","Gegendruckmaschine mit Entnahme","Erdgas","GuD",0.3619,"OPSD (2020)",13.6,13.5,{"$f":"(1-VLOOKUP(S72,Start!$H$33:$I$40,2,FALSE)/100)*W72","v":11.744999999999999},{"$f":"VLOOKUP(R72,Start!$C$9:$D$15,2,FALSE)+VLOOKUP(R72,Start!$C$23:$D$29,2,FALSE)","v":128.9},{"$f":"(Y72/T72)+Start!$D$19*(VLOOKUP(R72,Start!$M$33:$N$39,2,FALSE)/T72)+VLOOKUP(S72,Start!$C$33:$D$40,2,FALSE)","v":402.75772312793589}]
[null,null,"Ja","SEE903153060207","BNA0293","Cerdia Produktions GmbH","Dampfturbine9",79108,"Freiburg","Engesserstraße 8","Baden-Württemberg","2020-04-18","Erdgas","Erdgas, Erdölgas","Erdgas","Ja","Gegendruckmaschine mit Entnahme","Erdgas","GuD",0.53100000000000003,"OPSD (2020)",19.016999999999999,18.338999999999999,{"$f":"(1-VLOOKUP(S73,Start!$H$33:$I$40,2,FALSE)/100)*W73","v":15.954929999999999},{"$f":"VLOOKUP(R73,Start!$C$9:$D$15,2,FALSE)+VLOOKUP(R73,Start!$C$23:$D$29,2,FALSE)","v":128.9},{"$f":"(Y73/T73)+Start!$D$19*(VLOOKUP(R73,Start!$M$33:$N$39,2,FALSE)/T73)+VLOOKUP(S73,Start!$C$33:$D$40,2,FALSE)","v":274.97489642184559}]
[null,null,"Ja","SEE903406002589","BNA1396","GLOBALFOUNDRIES Dresden Module Two LLC & Co. KG","Gasmotoren-Blockheizkraftwerk I (Generator 5)",1468,"Moritzburg","Ringstraße 3","Sachsen","1998-09-01","Erdgas","Erdgas, Erdölgas","Erdgas","Ja","Verbrennungsmotor","Erdgas","GuD",0.38279999999999997,"OPSD (2020)",3.8839999999999999,3.879,{"$f":"(1-VLOOKUP(S74,Start!$H$33:$I$40,2,FALSE)/100)*W74","v":3.37473},{"$f":"VLOOKUP(R74,Start!$C$9:$D$15,2,FALSE)+VLOOKUP(R74,Start!$C$23:$D$29,2,FALSE)","v":128.9},{"$f":"(Y74/T74)+Start!$D$19*(VLOOKUP(R74,Start!$M$33:$N$39,2,FALSE)/T74)+VLOOKUP(S74,Start!$C$33:$D$40,2,FALSE)","v":380.84997387669807}]
[null,null,"Ja","SEE903508467828","BNA0832","FairEnergie GmbH","BHKW Hauffstraße",72762,"Reutlingen","Hauffstraße 89","Baden-Württemberg","2011-02-21","Erdgas","Erdgas, Erdölgas","Erdgas","Ja","Verbrennungsmotor","Erdgas","GuD",0.45739999999999997,"OPSD (2020)",2.016,1.968,{"$f":"(1-VLOOKUP(S75,Start!$H$33:$I$40,2,FALSE)/100)*W75","v":1.7121599999999999},{"$f":"VLOOKUP(R75,Start!$C$9:$D$15,2,FALSE)+VLOOKUP(R75,Start!$C$23:$D$29,2,FALSE)","v":128.9},{"$f":"(Y75/T75)+Start!$D$19*(VLOOKUP(R75,Start!$M$33:$N$39,2,FALSE)/T75)+VLOOKUP(S75,Start!$C$33:$D$40,2,FALSE)","v":318.97960209881944}]
[null,null,"Ja","SEE903702464654","BNA1335a","Papier- u. Kartonfabrik Varel GmbH & Co. KG","PKV Dampfsammelschienen-KWK-Anlage Generator / Turbine GT 5",26316,"Varel","Dangaster Straße 38","Niedersachsen","1989-01-01","Erdgas","Erdgas, Erdölgas","Erdgas","Ja","Gasturbinen mit nachgeschalteter Dampfturbine","Erdgas","GuD",0.37290000000000001,"OPSD (2020)",5.4,5.2380000000000004,{"$f":"(1-VLOOKUP(S76,Start!$H$33:$I$40,2,FALSE)/100)*W76","v":4.5570600000000008},{"$f":"VLOOKUP(R76,Start!$C$9:$D$15,2,FALSE)+VLOOKUP(R76,Start!$C$23:$D$29,2,FALSE)","v":128.9},{"$f":"(Y76/T76)+Start!$D$19*(VLOOKUP(R76,Start!$M$33:$N$39,2,FALSE)/T76)+VLOOKUP(S76,Start!$C$33:$D$40,2,FALSE)","v":390.92121212121214}]
[null,null,"Ja","SEE903983424590","BNA0548b","Statkraft Markets GmbH","Kraftwerk Knapsack II",50354,"Hürth","Industriestraße 300","Nordrhein-Westfalen","2013-06-01","Erdgas","Erdgas, Erdölgas","Erdgas","Nein","Gasturbinen mit Abhitzekessel","Erdgas","GuD",0.59199999999999997,"OPSD (2020)",450,430,{"$f":"(1-VLOOKUP(S77,Start!$H$33:$I$40,2,FALSE)/100)*W77","v":374.1},{"$f":"VLOOKUP(R77,Start!$C$9:$D$15,2,FALSE)+VLOOKUP(R77,Start!$C$23:$D$29,2,FALSE)","v":128.9},{"$f":"(Y77/T77)+Start!$D$19*(VLOOKUP(R77,Start!$M$33:$N$39,2,FALSE)/T77)+VLOOKUP(S77,Start!$C$33:$D$40,2,FALSE)","v":246.79589527027031}]
[null,null,"Ja","SEE904017020009",null,"ROGESA Roheisengesellschaft Saar mbH","ET HO5",66763,"Dillingen","Werkstraße 1","Saarland","1984-01-01","Druck aus Gasleitungen","","Sonstige Energieträger (nicht erneuerbar)","Nein","Sonstige","Sonstige","Sonstige",0.35,"eigene Annahme",9.52,9.52,{"$f":"(1-VLOOKUP(S78,Start!$H$33:$I$40,2,FALSE)/100)*W78","v":8.0919999999999987},{"$f":"VLOOKUP(R78,Start!$C$9:$D$15,2,FALSE)+VLOOKUP(R78,Start!$C$23:$D$29,2,FALSE)","v":58.47},{"$f":"(Y78/T78)+Start!$D$19*(VLOOKUP(R78,Start!$M$33:$N$39,2,FALSE)/T78)+VLOOKUP(S78,Start!$C$33:$D$40,2,FALSE)","v":217.68680000000001}]
[null,null,"Ja","SEE904076796426","BNA1945","Stadtwerke Kiel AG","Küstenkraftwerk K.I.E.L Motor 4",24149,"Kiel","Hasselfelde 30","Schleswig-Holstein","2018-11-23","Erdgas","Erdgas, Erdölgas","Erdgas","Ja","Verbrennungsmotor","Erdgas","GuD",0.40589999999999998,"OPSD (2020)",9.5709999999999997,9.4559999999999995,{"$f":"(1-VLOOKUP(S79,Start!$H$33:$I$40,2,FALSE)/100)*W79","v":8.2267200000000003},{"$f":"VLOOKUP(R79,Start!$C$9:$D$15,2,FALSE)+VLOOKUP(R79,Start!$C$23:$D$29,2,FALSE)","v":128.9},{"$f":"(Y79/T79)+Start!$D$19*(VLOOKUP(R79,Start!$M$33:$N$39,2,FALSE)/T79)+VLOOKUP(S79,Start!$C$33:$D$40,2,FALSE)","v":359.26095097314612}]
[null,null,"Ja","SEE904161631090","BNA0018","EnBW Energie Baden-Württemberg AG","Heizkraftwerk Altbach/Deizisau GT C",73776,"Altbach","Industriestraße 11","Baden-Württemberg","1975-09-01","Erdgas","Erdgas, Erdölgas","Erdgas","Nein","Gasturbinen ohne Abhitzekessel","Erdgas","Gasturbine",0.315,"OPSD (2020)",87,81,{"$f":"(1-VLOOKUP(S80,Start!$H$33:$I$40,2,FALSE)/100)*W80","v":70.47},{"$f":"VLOOKUP(R80,Start!$C$9:$D$15,2,FALSE)+VLOOKUP(R80,Start!$C$23:$D$29,2,FALSE)","v":128.9},{"$f":"(Y80/T80)+Start!$D$19*(VLOOKUP(R80,Start!$M$33:$N$39,2,FALSE)/T80)+VLOOKUP(S80,Start!$C$33:$D$40,2,FALSE)","v":462.00053968253968}]
[null,null,"Ja","SEE904165703137","BNA0893","BASF Schwarzheide GmbH","GT1",1987,"Schwarzheide","Schipkauer Straße 1","Brandenburg","1994-11-28","Erdgas","Erdgas, Erdölgas","Erdgas","Ja","Gasturbinen mit nachgeschalteter Dampfturbine","Erdgas","GuD",0.51300000000000001,"OPSD (2020)",41.5,41.173000000000002,{"$f":"(1-VLOOKUP(S81,Start!$H$33:$I$40,2,FALSE)/100)*W81","v":35.820509999999999},{"$f":"VLOOKUP(R81,Start!$C$9:$D$15,2,FALSE)+VLOOKUP(R81,Start!$C$23:$D$29,2,FALSE)","v":128.9},{"$f":"(Y81/T81)+Start!$D$19*(VLOOKUP(R81,Start!$M$33:$N$39,2,FALSE)/T81)+VLOOKUP(S81,Start!$C$33:$D$40,2,FALSE)","v":284.57050682261212}]
[null,null,"Ja","SEE904364883227","BNA1447b","Röhm GmbH","KonTu",67547,"Worms","Im Pfaffenwinkel 6","Rheinland-Pfalz","2012-03-12","Erdgas","Erdgas, Erdölgas","Erdgas","Nein","Kondensationsmaschine ohne Entnahme","Erdgas","GuD",0.33,"eigene Annahme",7.1,6.9,{"$f":"(1-VLOOKUP(S82,Start!$H$33:$I$40,2,FALSE)/100)*W82","v":6.0030000000000001},{"$f":"VLOOKUP(R82,Start!$C$9:$D$15,2,FALSE)+VLOOKUP(R82,Start!$C$23:$D$29,2,FALSE)","v":128.9},{"$f":"(Y82/T82)+Start!$D$19*(VLOOKUP(R82,Start!$M$33:$N$39,2,FALSE)/T82)+VLOOKUP(S82,Start!$C$33:$D$40,2,FALSE)","v":441.54596969696973}]
[null,null,"Ja","SEE904604163027","BNA0519","RWE Generation SE","Karnap B",45329,"Essen","Arenbergstr. 45","Nordrhein-Westfalen","1987-02-14","nicht biogener Abfall","nicht biogener Abfall (Hausmüll, Siedlungsabfälle)","Abfall","Nein","Kondensationsmaschine mit Entnahme","Abfall","Abfall",0.33,"OPSD (2020)",48,38,{"$f":"(1-VLOOKUP(S83,Start!$H$33:$I$40,2,FALSE)/100)*W83","v":32.299999999999997},{"$f":"VLOOKUP(R83,Start!$C$9:$D$15,2,FALSE)+VLOOKUP(R83,Start!$C$23:$D$29,2,FALSE)","v":0},{"$f":"(Y83/T83)+Start!$D$19*(VLOOKUP(R83,Start!$M$33:$N$39,2,FALSE)/T83)+VLOOKUP(S83,Start!$C$33:$D$40,2,FALSE)","v":1}]
[null,null,"Ja","SEE904662075126","BNA1556","Sachsenmilch Leppersdorf GmbH","7712MKA10-GT2",1454,"Wachau","An den Breiten ","Sachsen","2014-05-14","Erdgas","Erdgas, Erdölgas","Erdgas","Ja","Gasturbinen mit Abhitzekessel","Erdgas","GuD",0.45600000000000002,"Annahme basierend auf DIW (2014)",15.45,14.885,{"$f":"(1-VLOOKUP(S84,Start!$H$33:$I$40,2,FALSE)/100)*W84","v":12.949949999999999},{"$f":"VLOOKUP(R84,Start!$C$9:$D$15,2,FALSE)+VLOOKUP(R84,Start!$C$23:$D$29,2,FALSE)","v":128.9},{"$f":"(Y84/T84)+Start!$D$19*(VLOOKUP(R84,Start!$M$33:$N$39,2,FALSE)/T84)+VLOOKUP(S84,Start!$C$33:$D$40,2,FALSE)","v":319.95432017543862}]
[null,null,"Ja","SEE904748267797","BNA1925","ENGIE Deutschland AG","70001314.01",7549,"Gera","Vogtlandstraße 11","Thüringen","2018-11-20","Erdgas","Erdgas, Erdölgas","Erdgas","Ja","Verbrennungsmotor","Erdgas","GuD",0.40479999999999999,"OPSD (2020)",4.4039999999999999,4.3869999999999996,{"$f":"(1-VLOOKUP(S85,Start!$H$33:$I$40,2,FALSE)/100)*W85","v":3.8166899999999995},{"$f":"VLOOKUP(R85,Start!$C$9:$D$15,2,FALSE)+VLOOKUP(R85,Start!$C$23:$D$29,2,FALSE)","v":128.9},{"$f":"(Y85/T85)+Start!$D$19*(VLOOKUP(R85,Start!$M$33:$N$39,2,FALSE)/T85)+VLOOKUP(S85,Start!$C$33:$D$40,2,FALSE)","v":360.23312747035578}]
[null,null,"Ja","SEE904819420762","BNA0073","Vattenfall Wärme Berlin AG","HKW Mitte Gasturbine 1",10179,"Berlin","Köpenicker Straße 60","Berlin","1997-09-08","Erdgas","Erdgas, Erdölgas","Erdgas","Ja","Gasturbinen mit Abhitzekessel","Erdgas","GuD",0.49,"OPSD (2020)",172,164,{"$f":"(1-VLOOKUP(S86,Start!$H$33:$I$40,2,FALSE)/100)*W86","v":142.68},{"$f":"VLOOKUP(R86,Start!$C$9:$D$15,2,FALSE)+VLOOKUP(R86,Start!$C$23:$D$29,2,FALSE)","v":128.9},{"$f":"(Y86/T86)+Start!$D$19*(VLOOKUP(R86,Start!$M$33:$N$39,2,FALSE)/T86)+VLOOKUP(S86,Start!$C$33:$D$40,2,FALSE)","v":297.85748979591841}]
[null,null,"Ja","SEE904887370686","BNA0597","InfraLeuna GmbH","DT1",6237,"Leuna"," ","Sachsen-Anhalt","1994-07-01","Wärme","Prozessdampf","Sonstige Energieträger (nicht erneuerbar)","Ja","Gegendruckmaschine mit Entnahme","Sonstige","Sonstige",0.374,"Annahme basierend auf DIW (2014)",9.1,8.6999999999999993,{"$f":"(1-VLOOKUP(S87,Start!$H$33:$I$40,2,FALSE)/100)*W87","v":7.3949999999999996},{"$f":"VLOOKUP(R87,Start!$C$9:$D$15,2,FALSE)+VLOOKUP(R87,Start!$C$23:$D$29,2,FALSE)","v":58.47},{"$f":"(Y87/T87)+Start!$D$19*(VLOOKUP(R87,Start!$M$33:$N$39,2,FALSE)/T87)+VLOOKUP(S87,Start!$C$33:$D$40,2,FALSE)","v":203.78176470588235}]
[null,null,"Ja","SEE904968236689","BNA0147","Onyx Kraftwerk Farge GmbH & Co. KGaA","Kraftwerk Farge",28777,"Bremen","Wilhelmshavener Straße 6","Bremen","1969-01-01","Steinkohle","Steinkohlen","Steinkohle","Nein","Kondensationsmaschine ohne Entnahme","Steinkohle","Steinkohle",0.4425,"OPSD (2020)",380,350,{"$f":"(1-VLOOKUP(S88,Start!$H$33:$I$40,2,FALSE)/100)*W88","v":280},{"$f":"VLOOKUP(R88,Start!$C$9:$D$15,2,FALSE)+VLOOKUP(R88,Start!$C$23:$D$29,2,FALSE)","v":42.45},{"$f":"(Y88/T88)+Start!$D$19*(VLOOKUP(R88,Start!$M$33:$N$39,2,FALSE)/T88)+VLOOKUP(S88,Start!$C$33:$D$40,2,FALSE)","v":159.04980790960454}]
[null,null,"Ja","SEE904983741502","BNA0641a","MVV Umwelt Asset GmbH","MHKW Mannheim Generator T60",68169,"Mannheim","Otto-Hahn-Straße 1","Baden-Württemberg","2010-01-07","nicht biogener Abfall","nicht biogener Abfall (Hausmüll, Siedlungsabfälle)","Abfall","Ja","Kondensationsmaschine mit Entnahme","Abfall","Abfall",0.33,"OPSD (2020)",27.6,25.6,{"$f":"(1-VLOOKUP(S89,Start!$H$33:$I$40,2,FALSE)/100)*W89","v":21.76},{"$f":"VLOOKUP(R89,Start!$C$9:$D$15,2,FALSE)+VLOOKUP(R89,Start!$C$23:$D$29,2,FALSE)","v":0},{"$f":"(Y89/T89)+Start!$D$19*(VLOOKUP(R89,Start!$M$33:$N$39,2,FALSE)/T89)+VLOOKUP(S89,Start!$C$33:$D$40,2,FALSE)","v":1}]
[null,null,"Ja","SEE905023260298",null,"Stadtwerke Rosenheim GmbH & Co. KG","GM7",83026,"Rosenheim","Oberaustraße 12","Bayern","2022-04-04","Erdgas","Erdgas, Erdölgas","Erdgas","Ja","Verbrennungsmotor","Erdgas","GuD",0.47,"Annahme basierend auf DIW (2014)",4.5019999999999998,4.4569999999999999,{"$f":"(1-VLOOKUP(S90,Start!$H$33:$I$40,2,FALSE)/100)*W90","v":3.8775899999999996},{"$f":"VLOOKUP(R90,Start!$C$9:$D$15,2,FALSE)+VLOOKUP(R90,Start!$C$23:$D$29,2,FALSE)","v":128.9},{"$f":"(Y90/T90)+Start!$D$19*(VLOOKUP(R90,Start!$M$33:$N$39,2,FALSE)/T90)+VLOOKUP(S90,Start!$C$33:$D$40,2,FALSE)","v":310.46844680851069}]
[null,null,"Ja","SEE905035807238","BNA0130","Uniper Kraftwerke GmbH","Kirchmöser GT 1",14774,"Brandenburg","Bahntechnikerring 17","Brandenburg","1994-01-01","Erdgas","Erdgas, Erdölgas","Erdgas","Nein","Gasturbinen mit nachgeschalteter Dampfturbine","Erdgas","GuD",0.51300000000000001,"OPSD (2020)",63,60,{"$f":"(1-VLOOKUP(S91,Start!$H$33:$I$40,2,FALSE)/100)*W91","v":52.2},{"$f":"VLOOKUP(R91,Start!$C$9:$D$15,2,FALSE)+VLOOKUP(R91,Start!$C$23:$D$29,2,FALSE)","v":128.9},{"$f":"(Y91/T91)+Start!$D$19*(VLOOKUP(R91,Start!$M$33:$N$39,2,FALSE)/T91)+VLOOKUP(S91,Start!$C$33:$D$40,2,FALSE)","v":284.57050682261212}]
[null,null,"Ja","SEE905054165586","BNA1866","GLOBALFOUNDRIES Dresden Module One LLC & Co. KG","Gasmotoren-Blockheizkraftwerk II (Generator 7)",1468,"Moritzburg","Ringstraße 3","Sachsen","2004-11-10","Erdgas","Erdgas, Erdölgas","Erdgas","Ja","Verbrennungsmotor","Erdgas","GuD",0.442,"Annahme basierend auf DIW (2014)",3.8319999999999999,3.7719999999999998,{"$f":"(1-VLOOKUP(S92,Start!$H$33:$I$40,2,FALSE)/100)*W92","v":3.2816399999999999},{"$f":"VLOOKUP(R92,Start!$C$9:$D$15,2,FALSE)+VLOOKUP(R92,Start!$C$23:$D$29,2,FALSE)","v":128.9},{"$f":"(Y92/T92)+Start!$D$19*(VLOOKUP(R92,Start!$M$33:$N$39,2,FALSE)/T92)+VLOOKUP(S92,Start!$C$33:$D$40,2,FALSE)","v":330.04110859728507}]
[null,null,"Ja","SEE905192478234","BNA0548a","Knapsack Power GmbH & Co. KG","Knapsack I",50354,"Hürth","Industriestraße 300","Nordrhein-Westfalen","2007-10-17","Erdgas","Erdgas, Erdölgas","Erdgas","Nein","Gasturbinen mit nachgeschalteter Dampfturbine","Erdgas","GuD",0.57150000000000001,"OPSD (2020)",820,800,{"$f":"(1-VLOOKUP(S93,Start!$H$33:$I$40,2,FALSE)/100)*W93","v":696},{"$f":"VLOOKUP(R93,Start!$C$9:$D$15,2,FALSE)+VLOOKUP(R93,Start!$C$23:$D$29,2,FALSE)","v":128.9},{"$f":"(Y93/T93)+Start!$D$19*(VLOOKUP(R93,Start!$M$33:$N$39,2,FALSE)/T93)+VLOOKUP(S93,Start!$C$33:$D$40,2,FALSE)","v":255.59478565179356}]
[null,null,"Ja","SEE905229048430","BNA0156b","EGGER Holzwerkstoffe Brilon GmbH & Co. KG","GT8",59929,"Brilon","Im Kissen 19","Nordrhein-Westfalen","1998-06-01","Erdgas","Erdgas, Erdölgas","Erdgas","Ja","Gasturbinen mit Abhitzekessel","Erdgas","GuD",0.36959999999999998,"OPSD (2020)",5,5,{"$f":"(1-VLOOKUP(S94,Start!$H$33:$I$40,2,FALSE)/100)*W94","v":4.3499999999999996},{"$f":"VLOOKUP(R94,Start!$C$9:$D$15,2,FALSE)+VLOOKUP(R94,Start!$C$23:$D$29,2,FALSE)","v":128.9},{"$f":"(Y94/T94)+Start!$D$19*(VLOOKUP(R94,Start!$M$33:$N$39,2,FALSE)/T94)+VLOOKUP(S94,Start!$C$33:$D$40,2,FALSE)","v":394.39818722943727}]
[null,null,"Ja","SEE905257392765","BNA0025","Cosun Beet Company GmbH & Co. KG","Kesselhaus",17389,"Anklam","Bluthsluster Straße 24","Mecklenburg-Vorpommern","1993-09-26","Erdgas","Erdgas, Erdölgas","Erdgas","Ja","Gegendruckmaschine mit Entnahme","Erdgas","GuD",0.37730000000000002,"OPSD (2020)",16,15,{"$f":"(1-VLOOKUP(S95,Start!$H$33:$I$40,2,FALSE)/100)*W95","v":13.05},{"$f":"VLOOKUP(R95,Start!$C$9:$D$15,2,FALSE)+VLOOKUP(R95,Start!$C$23:$D$29,2,FALSE)","v":128.9},{"$f":"(Y95/T95)+Start!$D$19*(VLOOKUP(R95,Start!$M$33:$N$39,2,FALSE)/T95)+VLOOKUP(S95,Start!$C$33:$D$40,2,FALSE)","v":386.37985687781605}]
[null,null,"Ja","SEE905270326723","BNA0373","envia THERM GmbH","Großkayna GT3",6242,"Großkayna","Werkstraße 1","Sachsen-Anhalt","1994-01-17","Mineralölprodukte","Heizöl, leicht","Mineralölprodukte","Nein","Gasturbinen ohne Abhitzekessel","Öl","Öl",0.3644,"OPSD (2020)",45.625,45.625,{"$f":"(1-VLOOKUP(S96,Start!$H$33:$I$40,2,FALSE)/100)*W96","v":38.78125},{"$f":"VLOOKUP(R96,Start!$C$9:$D$15,2,FALSE)+VLOOKUP(R96,Start!$C$23:$D$29,2,FALSE)","v":58.769999999999996},{"$f":"(Y96/T96)+Start!$D$19*(VLOOKUP(R96,Start!$M$33:$N$39,2,FALSE)/T96)+VLOOKUP(S96,Start!$C$33:$D$40,2,FALSE)","v":224.64873765093301}]
[null,null,"Ja","SEE905366486355","BNA0499","Infraserv GmbH & Co. Höchst KG","IPH Strom VT4",65929,"Frankfurt","Brüningstraße 50","Hessen","2021-09-15","Erdgas","Erdgas, Erdölgas","Erdgas","Ja","Gegendruckmaschine ohne Entnahme","Erdgas","GuD",0.40699999999999997,"Annahme basierend auf DIW (2014)",27,26.8,{"$f":"(1-VLOOKUP(S97,Start!$H$33:$I$40,2,FALSE)/100)*W97","v":23.315999999999999},{"$f":"VLOOKUP(R97,Start!$C$9:$D$15,2,FALSE)+VLOOKUP(R97,Start!$C$23:$D$29,2,FALSE)","v":128.9},{"$f":"(Y97/T97)+Start!$D$19*(VLOOKUP(R97,Start!$M$33:$N$39,2,FALSE)/T97)+VLOOKUP(S97,Start!$C$33:$D$40,2,FALSE)","v":358.29402948402952}]
[null,null,"Ja","SEE905714722562","BNA0936","EnBW Energie Baden-Württemberg AG","Heizkraftwerk Stuttgart-Münster DT 15",70376,"Stuttgart","Voltastraße 45","Baden-Württemberg","1984-01-01","Steinkohle","Steinkohlen","Steinkohle","Ja","Gegendruckmaschine mit Entnahme","Steinkohle","Steinkohle",0.38500000000000001,"OPSD (2020)",47.2,45,{"$f":"(1-VLOOKUP(S98,Start!$H$33:$I$40,2,FALSE)/100)*W98","v":36},{"$f":"VLOOKUP(R98,Start!$C$9:$D$15,2,FALSE)+VLOOKUP(R98,Start!$C$23:$D$29,2,FALSE)","v":42.45},{"$f":"(Y98/T98)+Start!$D$19*(VLOOKUP(R98,Start!$M$33:$N$39,2,FALSE)/T98)+VLOOKUP(S98,Start!$C$33:$D$40,2,FALSE)","v":182.6098441558442}]
[null,null,"Ja","SEE905714982744",null,"GKS-Gemeinschaftskraftwerk Schweinfurt GmbH","VMA 2",97424,"Schweinfurt","Hafenstraße 30","Bayern","1997-07-23","Mineralölprodukte","Heizöl, leicht","Mineralölprodukte","Nein","Verbrennungsmotor","Öl","Öl",0.38,"eigene Annahme",4.2,4.0999999999999996,{"$f":"(1-VLOOKUP(S99,Start!$H$33:$I$40,2,FALSE)/100)*W99","v":3.4849999999999994},{"$f":"VLOOKUP(R99,Start!$C$9:$D$15,2,FALSE)+VLOOKUP(R99,Start!$C$23:$D$29,2,FALSE)","v":58.769999999999996},{"$f":"(Y99/T99)+Start!$D$19*(VLOOKUP(R99,Start!$M$33:$N$39,2,FALSE)/T99)+VLOOKUP(S99,Start!$C$33:$D$40,2,FALSE)","v":215.46736842105261}]
[null,null,"Ja","SEE905721866655","BNA0292","RWE Power AG","Fab Frechen",50226,"Frechen","Ludwigstraße ","Nordrhein-Westfalen","1962-12-23","Braunkohle","Rohbraunkohlen","Braunkohle","Ja","Kondensationsmaschine mit Entnahme","Braunkohle","Braunkohle",0.37119999999999997,"OPSD (2020)",202,176,{"$f":"(1-VLOOKUP(S100,Start!$H$33:$I$40,2,FALSE)/100)*W100","v":153.12},{"$f":"VLOOKUP(R100,Start!$C$9:$D$15,2,FALSE)+VLOOKUP(R100,Start!$C$23:$D$29,2,FALSE)","v":3.1},{"$f":"(Y100/T100)+Start!$D$19*(VLOOKUP(R100,Start!$M$33:$N$39,2,FALSE)/T100)+VLOOKUP(S100,Start!$C$33:$D$40,2,FALSE)","v":98.393642241379325}]
[null,null,"Ja","SEE905937514456","BNA0430","Peissenberger Kraftwerksgesellschaft","GT 4",83734,"Hausham","Brentenstraße 3","Bayern","1982-11-01","Mineralölprodukte","Heizöl, leicht","Mineralölprodukte","Nein","Gasturbinen ohne Abhitzekessel","Öl","Öl",0.3332,"OPSD (2020)",23.2,23.2,{"$f":"(1-VLOOKUP(S101,Start!$H$33:$I$40,2,FALSE)/100)*W101","v":19.72},{"$f":"VLOOKUP(R101,Start!$C$9:$D$15,2,FALSE)+VLOOKUP(R101,Start!$C$23:$D$29,2,FALSE)","v":58.769999999999996},{"$f":"(Y101/T101)+Start!$D$19*(VLOOKUP(R101,Start!$M$33:$N$39,2,FALSE)/T101)+VLOOKUP(S101,Start!$C$33:$D$40,2,FALSE)","v":245.59063625450182}]
[null,null,"Ja","SEE905939296770","BNA1945","Stadtwerke Kiel AG","Küstenkraftwerk K.I.E.L Motor 13",24149,"Kiel","Hasselfelde 30","Schleswig-Holstein","2018-08-21","Erdgas","Erdgas, Erdölgas","Erdgas","Ja","Verbrennungsmotor","Erdgas","GuD",0.40589999999999998,"OPSD (2020)",9.5709999999999997,9.4559999999999995,{"$f":"(1-VLOOKUP(S102,Start!$H$33:$I$40,2,FALSE)/100)*W102","v":8.2267200000000003},{"$f":"VLOOKUP(R102,Start!$C$9:$D$15,2,FALSE)+VLOOKUP(R102,Start!$C$23:$D$29,2,FALSE)","v":128.9},{"$f":"(Y102/T102)+Start!$D$19*(VLOOKUP(R102,Start!$M$33:$N$39,2,FALSE)/T102)+VLOOKUP(S102,Start!$C$33:$D$40,2,FALSE)","v":359.26095097314612}]
[null,null,"Ja","SEE906061539261","BNA1333a","Universität Stuttgart","HKW Pfaffenwald, Generator 42",70569,"Stuttgart","Pfaffenwaldring 8","Baden-Württemberg","1988-01-01","Erdgas","Erdgas, Erdölgas","Erdgas","Ja","Gasturbinen mit nachgeschalteter Dampfturbine","Erdgas","GuD",0.37180000000000002,"OPSD (2020)",5.2,4.9000000000000004,{"$f":"(1-VLOOKUP(S103,Start!$H$33:$I$40,2,FALSE)/100)*W103","v":4.2629999999999999},{"$f":"VLOOKUP(R103,Start!$C$9:$D$15,2,FALSE)+VLOOKUP(R103,Start!$C$23:$D$29,2,FALSE)","v":128.9},{"$f":"(Y103/T103)+Start!$D$19*(VLOOKUP(R103,Start!$M$33:$N$39,2,FALSE)/T103)+VLOOKUP(S103,Start!$C$33:$D$40,2,FALSE)","v":392.07334588488436}]
[null,null,"Ja","SEE906120609386","BNA0637","Essity Operations Mannheim GmbH","DTS 2",68305,"Mannheim","Sandhofer Straße 176","Baden-Württemberg","1969-11-21","Erdgas","Erdgas, Erdölgas","Erdgas","Ja","Gegendruckmaschine mit Entnahme","Erdgas","GuD",0.38,"OPSD (2020)",28.5,28.448,{"$f":"(1-VLOOKUP(S104,Start!$H$33:$I$40,2,FALSE)/100)*W104","v":24.749760000000002},{"$f":"VLOOKUP(R104,Start!$C$9:$D$15,2,FALSE)+VLOOKUP(R104,Start!$C$23:$D$29,2,FALSE)","v":128.9},{"$f":"(Y104/T104)+Start!$D$19*(VLOOKUP(R104,Start!$M$33:$N$39,2,FALSE)/T104)+VLOOKUP(S104,Start!$C$33:$D$40,2,FALSE)","v":383.64518421052634}]
[null,null,"Ja","SEE906215229154","BNA0438","EEW Energy from Waste Helmstedt GmbH","MVA EEW Helmstedt",38372,"Büddenstedt","Am Kraftwerk 2","Niedersachsen","2014-01-01","nicht biogener Abfall","nicht biogener Abfall (Hausmüll, Siedlungsabfälle)","Abfall","Nein","Kondensationsmaschine ohne Entnahme","Abfall","Abfall",0.33,"OPSD (2020)",42.3,37.5,{"$f":"(1-VLOOKUP(S105,Start!$H$33:$I$40,2,FALSE)/100)*W105","v":31.875},{"$f":"VLOOKUP(R105,Start!$C$9:$D$15,2,FALSE)+VLOOKUP(R105,Start!$C$23:$D$29,2,FALSE)","v":0},{"$f":"(Y105/T105)+Start!$D$19*(VLOOKUP(R105,Start!$M$33:$N$39,2,FALSE)/T105)+VLOOKUP(S105,Start!$C$33:$D$40,2,FALSE)","v":1}]
[null,null,"Ja","SEE906231810480","BNA0401","ADM Hamburg Aktiengesellschaft","GT1",21107,"Hamburg","Nippoldstraße 117","Hamburg","2013-11-25","Erdgas","Erdgas, Erdölgas","Erdgas","Ja","Gasturbinen mit Abhitzekessel","Erdgas","GuD",0.37730000000000002,"OPSD (2020)",5.6879999999999997,5.5380000000000003,{"$f":"(1-VLOOKUP(S106,Start!$H$33:$I$40,2,FALSE)/100)*W106","v":4.81806},{"$f":"VLOOKUP(R106,Start!$C$9:$D$15,2,FALSE)+VLOOKUP(R106,Start!$C$23:$D$29,2,FALSE)","v":128.9},{"$f":"(Y106/T106)+Start!$D$19*(VLOOKUP(R106,Start!$M$33:$N$39,2,FALSE)/T106)+VLOOKUP(S106,Start!$C$33:$D$40,2,FALSE)","v":386.37985687781605}]
[null,null,"Ja","SEE906257837416","BNA0894a","PCK Raffinerie GmbH","5MKA",16303,"Schwedt","Passower Chaussee 111","Brandenburg","1972-01-27","Mineralölprodukte","Andere Mineralölprodukte","Mineralölprodukte","Nein","Gegendruckmaschine mit Entnahme","Öl","Öl",0.35420000000000001,"OPSD (2020)",30,28,{"$f":"(1-VLOOKUP(S107,Start!$H$33:$I$40,2,FALSE)/100)*W107","v":23.8},{"$f":"VLOOKUP(R107,Start!$C$9:$D$15,2,FALSE)+VLOOKUP(R107,Start!$C$23:$D$29,2,FALSE)","v":58.769999999999996},{"$f":"(Y107/T107)+Start!$D$19*(VLOOKUP(R107,Start!$M$33:$N$39,2,FALSE)/T107)+VLOOKUP(S107,Start!$C$33:$D$40,2,FALSE)","v":231.08921513269337}]
[null,null,"Ja","SEE906331863386",null,"GSB Sonderabfall-Entsorgung Bayern GmbH","Turbine VA3",85107,"Baar-Ebenhausen","Äußerer Ring 50","Bayern","1995-12-20","nicht biogener Abfall","nicht biogener Industrieabfall","Abfall","Nein","Kondensationsmaschine mit Entnahme","Abfall","Abfall",0.33,"OPSD (2020)",7.0609999999999999,7.0609999999999999,{"$f":"(1-VLOOKUP(S108,Start!$H$33:$I$40,2,FALSE)/100)*W108","v":6.0018500000000001},{"$f":"VLOOKUP(R108,Start!$C$9:$D$15,2,FALSE)+VLOOKUP(R108,Start!$C$23:$D$29,2,FALSE)","v":0},{"$f":"(Y108/T108)+Start!$D$19*(VLOOKUP(R108,Start!$M$33:$N$39,2,FALSE)/T108)+VLOOKUP(S108,Start!$C$33:$D$40,2,FALSE)","v":1}]
[null,null,"Ja","SEE906385906152","BNA1503","Mercedes-Benz AG","Gebäude 120 / BHKW Modul 04",40476,"Düsseldorf","Rather Straße 51","Nordrhein-Westfalen","2012-10-31","Erdgas","Erdgas, Erdölgas","Erdgas","Ja","Gasturbinen mit Abhitzekessel","Erdgas","GuD",0.3982,"OPSD (2020)",4.3,4.2,{"$f":"(1-VLOOKUP(S109,Start!$H$33:$I$40,2,FALSE)/100)*W109","v":3.6539999999999999},{"$f":"VLOOKUP(R109,Start!$C$9:$D$15,2,FALSE)+VLOOKUP(R109,Start!$C$23:$D$29,2,FALSE)","v":128.9},{"$f":"(Y109/T109)+Start!$D$19*(VLOOKUP(R109,Start!$M$33:$N$39,2,FALSE)/T109)+VLOOKUP(S109,Start!$C$33:$D$40,2,FALSE)","v":366.17898041185339}]
[null,null,"Ja","SEE906462907775",null,"K+S Minerals and Agriculture GmbH","Kraftwerk HA GT2",36269,"Philippsthal","Hattorfer Straße 1","Hessen","2017-07-02","Erdgas","Erdgas, Erdölgas","Erdgas","Ja","Gasturbinen mit Abhitzekessel","Erdgas","GuD",0.4,"eigene Annahme",5.7649999999999997,5.67,{"$f":"(1-VLOOKUP(S110,Start!$H$33:$I$40,2,FALSE)/100)*W110","v":4.9329000000000001},{"$f":"VLOOKUP(R110,Start!$C$9:$D$15,2,FALSE)+VLOOKUP(R110,Start!$C$23:$D$29,2,FALSE)","v":128.9},{"$f":"(Y110/T110)+Start!$D$19*(VLOOKUP(R110,Start!$M$33:$N$39,2,FALSE)/T110)+VLOOKUP(S110,Start!$C$33:$D$40,2,FALSE)","v":364.53792499999997}]
[null,null,"Ja","SEE906681939748",null,"Jäckering Mühlen- und Nährmittelwerke GmbH","BHKW Hafen - Modul 1",59067,"Hamm","Speicherstraße 15","Nordrhein-Westfalen","2013-04-01","Erdgas","Erdgas, Erdölgas","Erdgas","Ja","Verbrennungsmotor","Erdgas","GuD",0.4,"eigene Annahme",2.19,2.173,{"$f":"(1-VLOOKUP(S111,Start!$H$33:$I$40,2,FALSE)/100)*W111","v":1.8905100000000001},{"$f":"VLOOKUP(R111,Start!$C$9:$D$15,2,FALSE)+VLOOKUP(R111,Start!$C$23:$D$29,2,FALSE)","v":128.9},{"$f":"(Y111/T111)+Start!$D$19*(VLOOKUP(R111,Start!$M$33:$N$39,2,FALSE)/T111)+VLOOKUP(S111,Start!$C$33:$D$40,2,FALSE)","v":364.53792499999997}]
[null,null,"Ja","SEE906722372718","BNA1329","Kübler & Niethammer Papierfabrik Kriebstein GmbH","Gegendruckturbine 3 MW",9648,"Kriebstein","Bauhofstraße 1","Sachsen","1993-04-08","Wärme","Prozessdampf","Erdgas","Ja","Gegendruckmaschine mit Entnahme","Erdgas","GuD",0.50849999999999995,"OPSD (2020)",3,2.9750000000000001,{"$f":"(1-VLOOKUP(S112,Start!$H$33:$I$40,2,FALSE)/100)*W112","v":2.5882499999999999},{"$f":"VLOOKUP(R112,Start!$C$9:$D$15,2,FALSE)+VLOOKUP(R112,Start!$C$23:$D$29,2,FALSE)","v":128.9},{"$f":"(Y112/T112)+Start!$D$19*(VLOOKUP(R112,Start!$M$33:$N$39,2,FALSE)/T112)+VLOOKUP(S112,Start!$C$33:$D$40,2,FALSE)","v":287.07555555555564}]
[null,null,"Ja","SEE906830618081","BNA0714","RWE Power AG","Fab Fortuna",50129,"Bergheim","Auenheimer Straße ","Nordrhein-Westfalen","1948-06-01","Braunkohle","Rohbraunkohlen","Braunkohle","Ja","Kondensationsmaschine mit Entnahme","Braunkohle","Braunkohle",0.25359999999999999,"OPSD (2020)",30,15,{"$f":"(1-VLOOKUP(S113,Start!$H$33:$I$40,2,FALSE)/100)*W113","v":13.05},{"$f":"VLOOKUP(R113,Start!$C$9:$D$15,2,FALSE)+VLOOKUP(R113,Start!$C$23:$D$29,2,FALSE)","v":3.1},{"$f":"(Y113/T113)+Start!$D$19*(VLOOKUP(R113,Start!$M$33:$N$39,2,FALSE)/T113)+VLOOKUP(S113,Start!$C$33:$D$40,2,FALSE)","v":143.23264984227129}]
[null,null,"Ja","SEE906834978235","BNA1187","Pfeifer & Langen GmbH ＆ Co. KG","Lage Generator 2",32791,"Lage","Heidensche Straße 70","Nordrhein-Westfalen","1962-08-27","Steinkohle","Steinkohlen","Steinkohle","Ja","Gegendruckmaschine ohne Entnahme","Steinkohle","Steinkohle",0.4037,"OPSD (2020)",4.4800000000000004,4.077,{"$f":"(1-VLOOKUP(S114,Start!$H$33:$I$40,2,FALSE)/100)*W114","v":3.2616000000000001},{"$f":"VLOOKUP(R114,Start!$C$9:$D$15,2,FALSE)+VLOOKUP(R114,Start!$C$23:$D$29,2,FALSE)","v":42.45},{"$f":"(Y114/T114)+Start!$D$19*(VLOOKUP(R114,Start!$M$33:$N$39,2,FALSE)/T114)+VLOOKUP(S114,Start!$C$33:$D$40,2,FALSE)","v":174.21129551647266}]
[null,null,"Ja","SEE906899424722","BNA0616b","BASF SE","S300 NT7",67063,"Ludwigshafen","Carl-Bosch-Straße 38","Rheinland-Pfalz","2001-11-21","Wärme","Prozessdampf","Sonstige Energieträger (nicht erneuerbar)","Ja","Gegendruckmaschine mit Entnahme","Sonstige","Sonstige",0.38500000000000001,"Annahme basierend auf DIW (2014)",24.5,24,{"$f":"(1-VLOOKUP(S115,Start!$H$33:$I$40,2,FALSE)/100)*W115","v":20.399999999999999},{"$f":"VLOOKUP(R115,Start!$C$9:$D$15,2,FALSE)+VLOOKUP(R115,Start!$C$23:$D$29,2,FALSE)","v":58.47},{"$f":"(Y115/T115)+Start!$D$19*(VLOOKUP(R115,Start!$M$33:$N$39,2,FALSE)/T115)+VLOOKUP(S115,Start!$C$33:$D$40,2,FALSE)","v":197.988}]
[null,null,"Ja","SEE907064154956",null,"K+S Minerals and Agriculture GmbH","Kraftwerk HA GT1",36269,"Philippsthal","Hattorfer Straße 1","Hessen","2017-07-02","Erdgas","Erdgas, Erdölgas","Erdgas","Ja","Gasturbinen mit Abhitzekessel","Erdgas","GuD",0.4,"eigene Annahme",6.7649999999999997,5.67,{"$f":"(1-VLOOKUP(S116,Start!$H$33:$I$40,2,FALSE)/100)*W116","v":4.9329000000000001},{"$f":"VLOOKUP(R116,Start!$C$9:$D$15,2,FALSE)+VLOOKUP(R116,Start!$C$23:$D$29,2,FALSE)","v":128.9},{"$f":"(Y116/T116)+Start!$D$19*(VLOOKUP(R116,Start!$M$33:$N$39,2,FALSE)/T116)+VLOOKUP(S116,Start!$C$33:$D$40,2,FALSE)","v":364.53792499999997}]
[null,null,"Ja","SEE907222955227","BNA0369","envia THERM GmbH","Sermuth BHKW 3",4680,"Colditz","Am Umspannwerk 2","Sachsen","1995-10-01","Mineralölprodukte","Heizöl, leicht","Mineralölprodukte","Nein","Verbrennungsmotor","Öl","Öl",0.3795,"OPSD (2020)",7.2,5.7,{"$f":"(1-VLOOKUP(S117,Start!$H$33:$I$40,2,FALSE)/100)*W117","v":4.8449999999999998},{"$f":"VLOOKUP(R117,Start!$C$9:$D$15,2,FALSE)+VLOOKUP(R117,Start!$C$23:$D$29,2,FALSE)","v":58.769999999999996},{"$f":"(Y117/T117)+Start!$D$19*(VLOOKUP(R117,Start!$M$33:$N$39,2,FALSE)/T117)+VLOOKUP(S117,Start!$C$33:$D$40,2,FALSE)","v":215.74993412384717}]
[null,null,"Ja","SEE907223904750","BNA0683a","SWM Services GmbH","SWM HKW Sued GuD1 DT1",81371,"München","Schäftlarnstraße 15","Bayern","1980-10-01","Erdgas","Erdgas, Erdölgas","Erdgas","Ja","Kondensationsmaschine mit Entnahme","Erdgas","GuD",0.45,"OPSD (2020)",82.7,79.7,{"$f":"(1-VLOOKUP(S118,Start!$H$33:$I$40,2,FALSE)/100)*W118","v":69.338999999999999},{"$f":"VLOOKUP(R118,Start!$C$9:$D$15,2,FALSE)+VLOOKUP(R118,Start!$C$23:$D$29,2,FALSE)","v":128.9},{"$f":"(Y118/T118)+Start!$D$19*(VLOOKUP(R118,Start!$M$33:$N$39,2,FALSE)/T118)+VLOOKUP(S118,Start!$C$33:$D$40,2,FALSE)","v":324.20037777777782}]
[null,null,"Ja","SEE907370296296","BNA1254","Zweckverband Müllverwertung Schwandorf","MKW SAD Turbine 5",92421,"Schwandorf","Alustraße 7","Bayern","1992-06-04","nicht biogener Abfall","nicht biogener Abfall (Hausmüll, Siedlungsabfälle)","Abfall","Ja","Kondensationsmaschine mit Entnahme","Abfall","Abfall",0.33,"OPSD (2020)",41,32.799999999999997,{"$f":"(1-VLOOKUP(S119,Start!$H$33:$I$40,2,FALSE)/100)*W119","v":27.879999999999995},{"$f":"VLOOKUP(R119,Start!$C$9:$D$15,2,FALSE)+VLOOKUP(R119,Start!$C$23:$D$29,2,FALSE)","v":0},{"$f":"(Y119/T119)+Start!$D$19*(VLOOKUP(R119,Start!$M$33:$N$39,2,FALSE)/T119)+VLOOKUP(S119,Start!$C$33:$D$40,2,FALSE)","v":1}]
[null,null,"Ja","SEE907389779292","BNA0124","Lausitz Energie Kraftwerke AG","Boxberg Block Q",2943,"Boxberg","Am Kraftwerk 1","Sachsen","2000-10-01","Braunkohle","Rohbraunkohlen","Braunkohle","Ja","Kondensationsmaschine mit Entnahme","Braunkohle","Braunkohle",0.42299999999999999,"OPSD (2020)",893,840,{"$f":"(1-VLOOKUP(S120,Start!$H$33:$I$40,2,FALSE)/100)*W120","v":730.8},{"$f":"VLOOKUP(R120,Start!$C$9:$D$15,2,FALSE)+VLOOKUP(R120,Start!$C$23:$D$29,2,FALSE)","v":3.1},{"$f":"(Y120/T120)+Start!$D$19*(VLOOKUP(R120,Start!$M$33:$N$39,2,FALSE)/T120)+VLOOKUP(S120,Start!$C$33:$D$40,2,FALSE)","v":86.552671394799063}]
[null,null,"Ja","SEE907508778663","BNA1196a","MVV Enamic Ludwigshafen GmbH","Motor 3",67065,"Ludwigshafen","Giulinistrasse 2","Rheinland-Pfalz","2007-11-23","Erdgas","Erdgas, Erdölgas","Erdgas","Ja","Verbrennungsmotor","Erdgas","GuD",0.39379999999999998,"OPSD (2020)",3.3330000000000002,3.2,{"$f":"(1-VLOOKUP(S121,Start!$H$33:$I$40,2,FALSE)/100)*W121","v":2.7840000000000003},{"$f":"VLOOKUP(R121,Start!$C$9:$D$15,2,FALSE)+VLOOKUP(R121,Start!$C$23:$D$29,2,FALSE)","v":128.9},{"$f":"(Y121/T121)+Start!$D$19*(VLOOKUP(R121,Start!$M$33:$N$39,2,FALSE)/T121)+VLOOKUP(S121,Start!$C$33:$D$40,2,FALSE)","v":370.25360589131537}]
[null,null,"Ja","SEE907524301289","BNA1399","OQ Chemicals Produktion GmbH & Co.KG","T/G 15",46147,"Oberhausen","Otto-Roelen-Strasse 3","Nordrhein-Westfalen","1954-01-01","Mineralölprodukte","Andere Mineralölprodukte","Mineralölprodukte","Ja","Gegendruckmaschine mit Entnahme","Öl","Öl",0.33,"Annahme basierend auf DIW (2014)",12,10,{"$f":"(1-VLOOKUP(S122,Start!$H$33:$I$40,2,FALSE)/100)*W122","v":8.5},{"$f":"VLOOKUP(R122,Start!$C$9:$D$15,2,FALSE)+VLOOKUP(R122,Start!$C$23:$D$29,2,FALSE)","v":58.769999999999996},{"$f":"(Y122/T122)+Start!$D$19*(VLOOKUP(R122,Start!$M$33:$N$39,2,FALSE)/T122)+VLOOKUP(S122,Start!$C$33:$D$40,2,FALSE)","v":247.96242424242422}]
[null,null,"Ja","SEE907667431027",null,"Volkswagen AG","011_DY01_USV-B-2",38440,"Wolfsburg","Berliner Ring 2","Niedersachsen","2016-12-01","Mineralölprodukte","Dieselkraftstoff","Mineralölprodukte","Nein","Verbrennungsmotor","Öl","Öl",0.4,"eigene Annahme",2.2000000000000002,2,{"$f":"(1-VLOOKUP(S123,Start!$H$33:$I$40,2,FALSE)/100)*W123","v":1.7},{"$f":"VLOOKUP(R123,Start!$C$9:$D$15,2,FALSE)+VLOOKUP(R123,Start!$C$23:$D$29,2,FALSE)","v":58.769999999999996},{"$f":"(Y123/T123)+Start!$D$19*(VLOOKUP(R123,Start!$M$33:$N$39,2,FALSE)/T123)+VLOOKUP(S123,Start!$C$33:$D$40,2,FALSE)","v":204.744}]
[null,null,"Ja","SEE907667929555","BNA1911","DREWAG - Stadtwerke Dresden GmbH","HKW Dresden-Nord",1099,"Dresden","Hermann-Mende-Straße 2","Sachsen","2018-12-07","Erdgas","Erdgas, Erdölgas","Erdgas","Ja","Gasturbinen mit Abhitzekessel","Erdgas","GuD",0.40479999999999999,"OPSD (2020)",12,11.5,{"$f":"(1-VLOOKUP(S124,Start!$H$33:$I$40,2,FALSE)/100)*W124","v":10.005000000000001},{"$f":"VLOOKUP(R124,Start!$C$9:$D$15,2,FALSE)+VLOOKUP(R124,Start!$C$23:$D$29,2,FALSE)","v":128.9},{"$f":"(Y124/T124)+Start!$D$19*(VLOOKUP(R124,Start!$M$33:$N$39,2,FALSE)/T124)+VLOOKUP(S124,Start!$C$33:$D$40,2,FALSE)","v":360.23312747035578}]
[null,null,"Ja","SEE907828499484","BNA1336","Henkel AG & Co. KGaA","F13G6",40589,"Düsseldorf","Henkelstraße 67","Nordrhein-Westfalen","1983-01-01","Erdgas","Erdgas, Erdölgas","Erdgas","Ja","Gegendruckmaschine mit Entnahme","Erdgas","GuD",0.32779999999999998,"OPSD (2020)",20,18,{"$f":"(1-VLOOKUP(S125,Start!$H$33:$I$40,2,FALSE)/100)*W125","v":15.66},{"$f":"VLOOKUP(R125,Start!$C$9:$D$15,2,FALSE)+VLOOKUP(R125,Start!$C$23:$D$29,2,FALSE)","v":128.9},{"$f":"(Y125/T125)+Start!$D$19*(VLOOKUP(R125,Start!$M$33:$N$39,2,FALSE)/T125)+VLOOKUP(S125,Start!$C$33:$D$40,2,FALSE)","v":444.49929835265408}]
[null,null,"Ja","SEE907892165506",null,"Mark-E Aktiengesellschaft","Cuno Heizkraftwerk Herdecke BHKW1",58313,"Herdecke","Wetterstraße 111","Nordrhein-Westfalen","2004-01-01","Erdgas","Erdgas, Erdölgas","Erdgas","Ja","Sonstige","Erdgas","GuD",0.4,"eigene Annahme",1.988,1.95,{"$f":"(1-VLOOKUP(S126,Start!$H$33:$I$40,2,FALSE)/100)*W126","v":1.6964999999999999},{"$f":"VLOOKUP(R126,Start!$C$9:$D$15,2,FALSE)+VLOOKUP(R126,Start!$C$23:$D$29,2,FALSE)","v":128.9},{"$f":"(Y126/T126)+Start!$D$19*(VLOOKUP(R126,Start!$M$33:$N$39,2,FALSE)/T126)+VLOOKUP(S126,Start!$C$33:$D$40,2,FALSE)","v":364.53792499999997}]
[null,null,"Ja","SEE908040387344",null,"DFS Energy GmbH","BHKW1",63225,"Langen","Am DFS-Campus 3","Hessen","2014-10-15","Erdgas","Erdgas, Erdölgas","Erdgas","Ja","Verbrennungsmotor","Erdgas","GuD",0.4,"eigene Annahme",2.0049999999999999,1.9804999999999999,{"$f":"(1-VLOOKUP(S127,Start!$H$33:$I$40,2,FALSE)/100)*W127","v":1.7230349999999999},{"$f":"VLOOKUP(R127,Start!$C$9:$D$15,2,FALSE)+VLOOKUP(R127,Start!$C$23:$D$29,2,FALSE)","v":128.9},{"$f":"(Y127/T127)+Start!$D$19*(VLOOKUP(R127,Start!$M$33:$N$39,2,FALSE)/T127)+VLOOKUP(S127,Start!$C$33:$D$40,2,FALSE)","v":364.53792499999997}]
[null,null,"Ja","SEE908070409573","BNA0997","STEAG Gasmotoren Fenne 3 GmbH","Gasmotor 5 Mod.",66333,"Völklingen","Saarbrücker Straße 135-137","Saarland","2021-11-05","Erdgas","Erdgas, Erdölgas","Erdgas","Ja","Verbrennungsmotor","Erdgas","GuD",0.45,"https://www.steag.com/de/leistungen/konventionelle-energieerzeugung",3.3519999999999999,3.2509999999999999,{"$f":"(1-VLOOKUP(S128,Start!$H$33:$I$40,2,FALSE)/100)*W128","v":2.8283700000000001},{"$f":"VLOOKUP(R128,Start!$C$9:$D$15,2,FALSE)+VLOOKUP(R128,Start!$C$23:$D$29,2,FALSE)","v":128.9},{"$f":"(Y128/T128)+Start!$D$19*(VLOOKUP(R128,Start!$M$33:$N$39,2,FALSE)/T128)+VLOOKUP(S128,Start!$C$33:$D$40,2,FALSE)","v":324.20037777777782}]
[null,null,"Ja","SEE908089235248","BNA0199","RWE Generation SE","Dormagen GT2",41540,"Dormagen","Alte Heerstraße 1","Nordrhein-Westfalen","2000-07-23","Erdgas","Erdgas, Erdölgas","Erdgas","Ja","Gasturbinen mit Abhitzekessel","Erdgas","GuD",0.54,"OPSD (2020)",189,184,{"$f":"(1-VLOOKUP(S129,Start!$H$33:$I$40,2,FALSE)/100)*W129","v":160.08000000000001},{"$f":"VLOOKUP(R129,Start!$C$9:$D$15,2,FALSE)+VLOOKUP(R129,Start!$C$23:$D$29,2,FALSE)","v":128.9},{"$f":"(Y129/T129)+Start!$D$19*(VLOOKUP(R129,Start!$M$33:$N$39,2,FALSE)/T129)+VLOOKUP(S129,Start!$C$33:$D$40,2,FALSE)","v":270.41698148148146}]
[null,null,"Ja","SEE908119179962","BNA1292b","J. M. Voith SE & Co. KG","HDH_004_Industrieheizkraftwerk-Heidenheim_GM4",89522,"Heidenheim","Alexanderstraße 8","Baden-Württemberg","1999-01-01","Erdgas","Erdgas, Erdölgas","Erdgas","Ja","Verbrennungsmotor","Erdgas","GuD",0.40039999999999998,"OPSD (2020)",3.8839999999999999,3.7250000000000001,{"$f":"(1-VLOOKUP(S130,Start!$H$33:$I$40,2,FALSE)/100)*W130","v":3.2407500000000002},{"$f":"VLOOKUP(R130,Start!$C$9:$D$15,2,FALSE)+VLOOKUP(R130,Start!$C$23:$D$29,2,FALSE)","v":128.9},{"$f":"(Y130/T130)+Start!$D$19*(VLOOKUP(R130,Start!$M$33:$N$39,2,FALSE)/T130)+VLOOKUP(S130,Start!$C$33:$D$40,2,FALSE)","v":364.1752497502498}]
[null,null,"Ja","SEE908125004449","BNA0123","Lausitz Energie Kraftwerke AG","Boxberg Block P",2943,"Boxberg","Am Kraftwerk 1","Sachsen","1980-07-01","Braunkohle","Rohbraunkohlen","Braunkohle","Ja","Kondensationsmaschine mit Entnahme","Braunkohle","Braunkohle",0.35,"OPSD (2020)",540,500,{"$f":"(1-VLOOKUP(S131,Start!$H$33:$I$40,2,FALSE)/100)*W131","v":435},{"$f":"VLOOKUP(R131,Start!$C$9:$D$15,2,FALSE)+VLOOKUP(R131,Start!$C$23:$D$29,2,FALSE)","v":3.1},{"$f":"(Y131/T131)+Start!$D$19*(VLOOKUP(R131,Start!$M$33:$N$39,2,FALSE)/T131)+VLOOKUP(S131,Start!$C$33:$D$40,2,FALSE)","v":104.2505142857143}]
[null,null,"Ja","SEE908154984538","BNA0386","Mohn Media Mohndruck GmbH","GT 1",33332,"Gütersloh","Carl-Bertelsmann-Straße 161","Nordrhein-Westfalen","1994-03-28","Erdgas","Erdgas, Erdölgas","Erdgas","Ja","Gasturbinen mit nachgeschalteter Dampfturbine","Erdgas","GuD",0.37840000000000001,"OPSD (2020)",5.25,5.1669999999999998,{"$f":"(1-VLOOKUP(S132,Start!$H$33:$I$40,2,FALSE)/100)*W132","v":4.4952899999999998},{"$f":"VLOOKUP(R132,Start!$C$9:$D$15,2,FALSE)+VLOOKUP(R132,Start!$C$23:$D$29,2,FALSE)","v":128.9},{"$f":"(Y132/T132)+Start!$D$19*(VLOOKUP(R132,Start!$M$33:$N$39,2,FALSE)/T132)+VLOOKUP(S132,Start!$C$33:$D$40,2,FALSE)","v":385.26102008456661}]
[null,null,"Ja","SEE908238702164","BNA1821","Bayer AG Berlin","Turboeinheit 1 Dampfturbine 60 t Gen 10 MW",13353,"Berlin","Müllerstraße 170","Berlin","1973-06-01","Erdgas","Erdgas, Erdölgas","Erdgas","Ja","Gegendruckmaschine mit Entnahme","Erdgas","GuD",0.35420000000000001,"OPSD (2020)",10,9.6,{"$f":"(1-VLOOKUP(S133,Start!$H$33:$I$40,2,FALSE)/100)*W133","v":8.3520000000000003},{"$f":"VLOOKUP(R133,Start!$C$9:$D$15,2,FALSE)+VLOOKUP(R133,Start!$C$23:$D$29,2,FALSE)","v":128.9},{"$f":"(Y133/T133)+Start!$D$19*(VLOOKUP(R133,Start!$M$33:$N$39,2,FALSE)/T133)+VLOOKUP(S133,Start!$C$33:$D$40,2,FALSE)","v":411.48071710897796}]
[null,null,"Ja","SEE908658611688",null,"H&R Chemisch Pharmazeutische Spezialitäten GmbH","HuR-IKW-G4",48499,"Salzbergen","Neuenkirchener Straße 8","Niedersachsen","1977-01-14","Erdgas","","Erdgas","Nein","Gegendruckmaschine ohne Entnahme","Erdgas","GuD",0.35,"eigene Annahme",6.0350000000000001,6.02,{"$f":"(1-VLOOKUP(S134,Start!$H$33:$I$40,2,FALSE)/100)*W134","v":5.2373999999999992},{"$f":"VLOOKUP(R134,Start!$C$9:$D$15,2,FALSE)+VLOOKUP(R134,Start!$C$23:$D$29,2,FALSE)","v":128.9},{"$f":"(Y134/T134)+Start!$D$19*(VLOOKUP(R134,Start!$M$33:$N$39,2,FALSE)/T134)+VLOOKUP(S134,Start!$C$33:$D$40,2,FALSE)","v":416.40048571428576}]
[null,null,"Ja","SEE908746529123","BNA0848","Stadtwerke Rostock Aktiengesellschaft","GuD-Block 3",18069,"Rostock","Schmarler Damm 5","Mecklenburg-Vorpommern","1996-10-01","Erdgas","Erdgas, Erdölgas","Erdgas","Ja","Gasturbinen mit nachgeschalteter Dampfturbine","Erdgas","GuD",0.52200000000000002,"OPSD (2020)",37,36,{"$f":"(1-VLOOKUP(S135,Start!$H$33:$I$40,2,FALSE)/100)*W135","v":31.32},{"$f":"VLOOKUP(R135,Start!$C$9:$D$15,2,FALSE)+VLOOKUP(R135,Start!$C$23:$D$29,2,FALSE)","v":128.9},{"$f":"(Y135/T135)+Start!$D$19*(VLOOKUP(R135,Start!$M$33:$N$39,2,FALSE)/T135)+VLOOKUP(S135,Start!$C$33:$D$40,2,FALSE)","v":279.68998084291189}]
[null,null,"Ja","SEE908836263777",null,"AUDI","IN_N19_KWKK_GT2",85057,"Ingolstadt","Ettinger Straße 105","Bayern","1998-08-05","Erdgas","Erdgas, Erdölgas","Erdgas","Ja","Gasturbinen mit Abhitzekessel","Erdgas","GuD",0.38,"eigene Annahme",5.0999999999999996,4.9850000000000003,{"$f":"(1-VLOOKUP(S136,Start!$H$33:$I$40,2,FALSE)/100)*W136","v":4.3369499999999999},{"$f":"VLOOKUP(R136,Start!$C$9:$D$15,2,FALSE)+VLOOKUP(R136,Start!$C$23:$D$29,2,FALSE)","v":128.9},{"$f":"(Y136/T136)+Start!$D$19*(VLOOKUP(R136,Start!$M$33:$N$39,2,FALSE)/T136)+VLOOKUP(S136,Start!$C$33:$D$40,2,FALSE)","v":383.64518421052634}]
[null,null,"Ja","SEE908927793930","BNA1861","BMW AG Niederlassung Stuttgart","Regensburg KWK 2",93055,"Regensburg","Herbert-Quandt-Allee 1","Bayern","2011-07-05","Erdgas","Erdgas, Erdölgas","Erdgas","Ja","Verbrennungsmotor","Erdgas","GuD",0.3982,"OPSD (2020)",2.6779999999999999,2.6240000000000001,{"$f":"(1-VLOOKUP(S137,Start!$H$33:$I$40,2,FALSE)/100)*W137","v":2.28288},{"$f":"VLOOKUP(R137,Start!$C$9:$D$15,2,FALSE)+VLOOKUP(R137,Start!$C$23:$D$29,2,FALSE)","v":128.9},{"$f":"(Y137/T137)+Start!$D$19*(VLOOKUP(R137,Start!$M$33:$N$39,2,FALSE)/T137)+VLOOKUP(S137,Start!$C$33:$D$40,2,FALSE)","v":366.17898041185339}]
[null,null,"Ja","SEE909002940690","BNA0644","Grosskraftwerk Mannheim","GKM Block 6",68199,"Mannheim","Marguerrestraße 1","Baden-Württemberg","2005-12-26","Steinkohle","","Steinkohle","Ja","Gegendruckmaschine mit Entnahme","Steinkohle","Steinkohle",0.4375,"OPSD (2020)",280,255,{"$f":"(1-VLOOKUP(S138,Start!$H$33:$I$40,2,FALSE)/100)*W138","v":204},{"$f":"VLOOKUP(R138,Start!$C$9:$D$15,2,FALSE)+VLOOKUP(R138,Start!$C$23:$D$29,2,FALSE)","v":42.45},{"$f":"(Y138/T138)+Start!$D$19*(VLOOKUP(R138,Start!$M$33:$N$39,2,FALSE)/T138)+VLOOKUP(S138,Start!$C$33:$D$40,2,FALSE)","v":160.85266285714289}]
[null,null,"Ja","SEE909031885047",null,"Müllverwertung Borsigstraße GmbH","MVB Borsigstraße Müll",22113,"Hamburg"," ","Hamburg","2010-07-16","nicht biogener Abfall","nicht biogener Abfall (Hausmüll, Siedlungsabfälle)","Abfall","Nein","Gegendruckmaschine mit Entnahme","Abfall","Abfall",0.33,"OPSD (2020)",3.05,1.0000000000000001E-5,{"$f":"(1-VLOOKUP(S139,Start!$H$33:$I$40,2,FALSE)/100)*W139","v":8.4999999999999999E-6},{"$f":"VLOOKUP(R139,Start!$C$9:$D$15,2,FALSE)+VLOOKUP(R139,Start!$C$23:$D$29,2,FALSE)","v":0},{"$f":"(Y139/T139)+Start!$D$19*(VLOOKUP(R139,Start!$M$33:$N$39,2,FALSE)/T139)+VLOOKUP(S139,Start!$C$33:$D$40,2,FALSE)","v":1}]
[null,null,"Ja","SEE909106315790","BNA0517","Mineraloelraffinerie Oberrhein","TG-1904",76187,"Karlsruhe","Nördliche Raffineriestraße 1","Baden-Württemberg","1995-06-17","Mineralölprodukte","Raffineriegas","Mineralölprodukte","Ja","Gegendruckmaschine mit Entnahme","Öl","Öl",0.3795,"OPSD (2020)",15,13.5,{"$f":"(1-VLOOKUP(S140,Start!$H$33:$I$40,2,FALSE)/100)*W140","v":11.475},{"$f":"VLOOKUP(R140,Start!$C$9:$D$15,2,FALSE)+VLOOKUP(R140,Start!$C$23:$D$29,2,FALSE)","v":58.769999999999996},{"$f":"(Y140/T140)+Start!$D$19*(VLOOKUP(R140,Start!$M$33:$N$39,2,FALSE)/T140)+VLOOKUP(S140,Start!$C$33:$D$40,2,FALSE)","v":215.74993412384717}]
[null,null,"Ja","SEE909297051026","BNA1509","BP Europa SE","GT2",49808,"Lingen","Raffineriestraße 1","Niedersachsen","1996-12-06","Mineralölprodukte","Erdgas, Erdölgas","Mineralölprodukte","Ja","Gasturbinen mit Abhitzekessel","Öl","Öl",0.38059999999999999,"OPSD (2020)",24.88,22.7,{"$f":"(1-VLOOKUP(S141,Start!$H$33:$I$40,2,FALSE)/100)*W141","v":19.294999999999998},{"$f":"VLOOKUP(R141,Start!$C$9:$D$15,2,FALSE)+VLOOKUP(R141,Start!$C$23:$D$29,2,FALSE)","v":58.769999999999996},{"$f":"(Y141/T141)+Start!$D$19*(VLOOKUP(R141,Start!$M$33:$N$39,2,FALSE)/T141)+VLOOKUP(S141,Start!$C$33:$D$40,2,FALSE)","v":215.12926957435627}]
[null,null,"Ja","SEE909339504022","BNA1331","R.D.M. Arnsberg GmbH","SSW-VT",59821,"Arnsberg","Hellefelder Straße 51","Nordrhein-Westfalen","1957-02-27","Steinkohle","Steinkohlen","Steinkohle","Ja","Gegendruckmaschine ohne Entnahme","Steinkohle","Steinkohle",0.23250000000000001,"OPSD (2020)",7,6.14,{"$f":"(1-VLOOKUP(S142,Start!$H$33:$I$40,2,FALSE)/100)*W142","v":4.9119999999999999},{"$f":"VLOOKUP(R142,Start!$C$9:$D$15,2,FALSE)+VLOOKUP(R142,Start!$C$23:$D$29,2,FALSE)","v":42.45},{"$f":"(Y142/T142)+Start!$D$19*(VLOOKUP(R142,Start!$M$33:$N$39,2,FALSE)/T142)+VLOOKUP(S142,Start!$C$33:$D$40,2,FALSE)","v":301.53350537634412}]
[null,null,"Ja","SEE909438607068","BNA0499","Infraserv GmbH & Co. Höchst KG","IPH Strom VT3",65929,"Frankfurt","Brüningstraße 50","Hessen","2021-09-15","Erdgas","Erdgas, Erdölgas","Erdgas","Ja","Gegendruckmaschine ohne Entnahme","Erdgas","GuD",0.40699999999999997,"Annahme basierend auf DIW (2014)",13,12.9,{"$f":"(1-VLOOKUP(S143,Start!$H$33:$I$40,2,FALSE)/100)*W143","v":11.223000000000001},{"$f":"VLOOKUP(R143,Start!$C$9:$D$15,2,FALSE)+VLOOKUP(R143,Start!$C$23:$D$29,2,FALSE)","v":128.9},{"$f":"(Y143/T143)+Start!$D$19*(VLOOKUP(R143,Start!$M$33:$N$39,2,FALSE)/T143)+VLOOKUP(S143,Start!$C$33:$D$40,2,FALSE)","v":358.29402948402952}]
[null,null,"Ja","SEE909553236495",null,"Arla Foods Deutschland GmbH","Turbine Pronsfeld",54597,"Pronsfeld","Im Scheid 1","Rheinland-Pfalz","2021-10-27","Erdgas","Erdgas, Erdölgas","Erdgas","Ja","Gasturbinen mit Abhitzekessel","Erdgas","GuD",0.47,"Annahme basierend auf DIW (2014)",12.981999999999999,12.255000000000001,{"$f":"(1-VLOOKUP(S144,Start!$H$33:$I$40,2,FALSE)/100)*W144","v":10.661850000000001},{"$f":"VLOOKUP(R144,Start!$C$9:$D$15,2,FALSE)+VLOOKUP(R144,Start!$C$23:$D$29,2,FALSE)","v":128.9},{"$f":"(Y144/T144)+Start!$D$19*(VLOOKUP(R144,Start!$M$33:$N$39,2,FALSE)/T144)+VLOOKUP(S144,Start!$C$33:$D$40,2,FALSE)","v":310.46844680851069}]
[null,null,"Ja","SEE909727831365","BNA1105","TEAG Thüringer Energie AG","Gasturbine Bad Salzungen",36433,"Bad Salzungen","Langenfelder Straße 82","Thüringen","1993-10-28","Erdgas","Erdgas, Erdölgas","Erdgas","Ja","Gasturbinen mit Abhitzekessel","Erdgas","GuD",0.37840000000000001,"OPSD (2020)",10.005000000000001,9.8290000000000006,{"$f":"(1-VLOOKUP(S145,Start!$H$33:$I$40,2,FALSE)/100)*W145","v":8.5512300000000003},{"$f":"VLOOKUP(R145,Start!$C$9:$D$15,2,FALSE)+VLOOKUP(R145,Start!$C$23:$D$29,2,FALSE)","v":128.9},{"$f":"(Y145/T145)+Start!$D$19*(VLOOKUP(R145,Start!$M$33:$N$39,2,FALSE)/T145)+VLOOKUP(S145,Start!$C$33:$D$40,2,FALSE)","v":385.26102008456661}]
[null,null,"Ja","SEE909886576275","BNA1023","RWE Power AG","Weißweiler G VGT",52249,"Eschweiler","Zum Hagelkreuz 22","Nordrhein-Westfalen","2006-08-04","Erdgas","Erdgas, Erdölgas","Erdgas","Nein","Kondensationsmaschine mit Entnahme","Erdgas","GuD",0.5,"OPSD (2020)",202,200,{"$f":"(1-VLOOKUP(S146,Start!$H$33:$I$40,2,FALSE)/100)*W146","v":174},{"$f":"VLOOKUP(R146,Start!$C$9:$D$15,2,FALSE)+VLOOKUP(R146,Start!$C$23:$D$29,2,FALSE)","v":128.9},{"$f":"(Y146/T146)+Start!$D$19*(VLOOKUP(R146,Start!$M$33:$N$39,2,FALSE)/T146)+VLOOKUP(S146,Start!$C$33:$D$40,2,FALSE)","v":291.93034}]
[null,null,"Ja","SEE909927513559","BNA0626","Kraftwerke Mainz-Wiesbaden AG","KW3 GT31",55120,"Mainz","Kraftwerkallee 1","Rheinland-Pfalz","2001-07-05","Erdgas","Erdgas, Erdölgas","Erdgas","Ja","Gasturbinen mit Abhitzekessel","Erdgas","GuD",0.57999999999999996,"OPSD (2020)",296.3,291.3,{"$f":"(1-VLOOKUP(S147,Start!$H$33:$I$40,2,FALSE)/100)*W147","v":253.43100000000001},{"$f":"VLOOKUP(R147,Start!$C$9:$D$15,2,FALSE)+VLOOKUP(R147,Start!$C$23:$D$29,2,FALSE)","v":128.9},{"$f":"(Y147/T147)+Start!$D$19*(VLOOKUP(R147,Start!$M$33:$N$39,2,FALSE)/T147)+VLOOKUP(S147,Start!$C$33:$D$40,2,FALSE)","v":251.87098275862073}]
[null,null,"Ja","SEE909963484639",null,"BMW AG Niederlassung Stuttgart","BMW Landshut KWK 3",84030,"Landshut","Ohmstraße 2","Bayern","2014-07-31","Erdgas","Erdgas, Erdölgas","Erdgas","Ja","Verbrennungsmotor","Erdgas","GuD",0.4,"eigene Annahme",2.6269999999999998,2.5499999999999998,{"$f":"(1-VLOOKUP(S148,Start!$H$33:$I$40,2,FALSE)/100)*W148","v":2.2184999999999997},{"$f":"VLOOKUP(R148,Start!$C$9:$D$15,2,FALSE)+VLOOKUP(R148,Start!$C$23:$D$29,2,FALSE)","v":128.9},{"$f":"(Y148/T148)+Start!$D$19*(VLOOKUP(R148,Start!$M$33:$N$39,2,FALSE)/T148)+VLOOKUP(S148,Start!$C$33:$D$40,2,FALSE)","v":364.53792499999997}]
[null,null,"Ja","SEE910080930862","BNA1866","GLOBALFOUNDRIES Dresden Module One LLC & Co. KG","Gasmotoren-Blockheizkraftwerk II (Generator 4)",1468,"Moritzburg","Ringstraße 3","Sachsen","2004-11-10","Erdgas","Erdgas, Erdölgas","Erdgas","Ja","Verbrennungsmotor","Erdgas","GuD",0.442,"Annahme basierend auf DIW (2014)",3.8319999999999999,3.7719999999999998,{"$f":"(1-VLOOKUP(S149,Start!$H$33:$I$40,2,FALSE)/100)*W149","v":3.2816399999999999},{"$f":"VLOOKUP(R149,Start!$C$9:$D$15,2,FALSE)+VLOOKUP(R149,Start!$C$23:$D$29,2,FALSE)","v":128.9},{"$f":"(Y149/T149)+Start!$D$19*(VLOOKUP(R149,Start!$M$33:$N$39,2,FALSE)/T149)+VLOOKUP(S149,Start!$C$33:$D$40,2,FALSE)","v":330.04110859728507}]
[null,null,"Ja","SEE910102553963","BNA1120","Rain Carbon Germany GmbH","Gasturbinenanlage Castrop-Rauxel",44579,"Castrop-Rauxel","Kekulestraße 30","Nordrhein-Westfalen","1992-06-15","Erdgas","Erdgas, Erdölgas","Erdgas","ja","Gasturbinen mit Abhitzekessel","Erdgas","GuD",0.35659999999999997,"OPSD (2020)",10.3,10,{"$f":"(1-VLOOKUP(S150,Start!$H$33:$I$40,2,FALSE)/100)*W150","v":8.6999999999999993},{"$f":"VLOOKUP(R150,Start!$C$9:$D$15,2,FALSE)+VLOOKUP(R150,Start!$C$23:$D$29,2,FALSE)","v":128.9},{"$f":"(Y150/T150)+Start!$D$19*(VLOOKUP(R150,Start!$M$33:$N$39,2,FALSE)/T150)+VLOOKUP(S150,Start!$C$33:$D$40,2,FALSE)","v":408.72145260796412}]
[null,null,"Ja","SEE910161577337","BNA0557a","Currenta GmbH & Co. OHG","UER L57 M1",47829,"Krefeld","Rheinuferstraße 7","Nordrhein-Westfalen","1993-12-15","Steinkohle","Steinkohlen","Steinkohle","Ja","Gegendruckmaschine mit Entnahme","Steinkohle","Steinkohle",0.3175,"OPSD (2020)",18.2,17.097000000000001,{"$f":"(1-VLOOKUP(S151,Start!$H$33:$I$40,2,FALSE)/100)*W151","v":13.677600000000002},{"$f":"VLOOKUP(R151,Start!$C$9:$D$15,2,FALSE)+VLOOKUP(R151,Start!$C$23:$D$29,2,FALSE)","v":42.45},{"$f":"(Y151/T151)+Start!$D$19*(VLOOKUP(R151,Start!$M$33:$N$39,2,FALSE)/T151)+VLOOKUP(S151,Start!$C$33:$D$40,2,FALSE)","v":221.15603149606301}]
[null,null,"Ja","SEE910326850336","BNA1861","BMW AG Niederlassung Stuttgart","Regensburg KWK 1",93055,"Regensburg","Herbert-Quandt-Allee 1","Bayern","2011-07-05","Erdgas","Erdgas, Erdölgas","Erdgas","Ja","Verbrennungsmotor","Erdgas","GuD",0.3982,"OPSD (2020)",2.6779999999999999,2.6240000000000001,{"$f":"(1-VLOOKUP(S152,Start!$H$33:$I$40,2,FALSE)/100)*W152","v":2.28288},{"$f":"VLOOKUP(R152,Start!$C$9:$D$15,2,FALSE)+VLOOKUP(R152,Start!$C$23:$D$29,2,FALSE)","v":128.9},{"$f":"(Y152/T152)+Start!$D$19*(VLOOKUP(R152,Start!$M$33:$N$39,2,FALSE)/T152)+VLOOKUP(S152,Start!$C$33:$D$40,2,FALSE)","v":366.17898041185339}]
[null,null,"Ja","SEE910471578864","BNA1086","Stadtwerke Würzburg AG","Heizkraftwerk an der Friedensbrücke DampfturbineII",97080,"Würzburg","Veitshöchheimer Straße 1","Bayern","1993-10-26","Erdgas","Erdgas, Erdölgas","Erdgas","Ja","Kondensationsmaschine mit Entnahme","Erdgas","GuD",0.25,"OPSD (2020)",25.5,25,{"$f":"(1-VLOOKUP(S153,Start!$H$33:$I$40,2,FALSE)/100)*W153","v":21.75},{"$f":"VLOOKUP(R153,Start!$C$9:$D$15,2,FALSE)+VLOOKUP(R153,Start!$C$23:$D$29,2,FALSE)","v":128.9},{"$f":"(Y153/T153)+Start!$D$19*(VLOOKUP(R153,Start!$M$33:$N$39,2,FALSE)/T153)+VLOOKUP(S153,Start!$C$33:$D$40,2,FALSE)","v":582.36068}]
[null,null,"Ja","SEE910623192382",null,"Südzucker AG","Dampfturbine II Südzucker Offstein",67283,"Obrigheim","Wormser Straße 11","Rheinland-Pfalz","1969-01-01","Wärme","Prozessdampf","Wärme","Ja","Gegendruckmaschine ohne Entnahme","Sonstige","Sonstige",0.33,"eigene Annahme",8.67,7.4891499999999995,{"$f":"(1-VLOOKUP(S154,Start!$H$33:$I$40,2,FALSE)/100)*W154","v":6.3657774999999992},{"$f":"VLOOKUP(R154,Start!$C$9:$D$15,2,FALSE)+VLOOKUP(R154,Start!$C$23:$D$29,2,FALSE)","v":58.47},{"$f":"(Y154/T154)+Start!$D$19*(VLOOKUP(R154,Start!$M$33:$N$39,2,FALSE)/T154)+VLOOKUP(S154,Start!$C$33:$D$40,2,FALSE)","v":230.8193333333333}]
[null,null,"Ja","SEE910806335483",null,"Stadtwerke Karlsruhe GmbH","Spitzenstromerzeuger 4 (Diesel 4 HKW-West)",76189,"Karlsruhe","Honsellstraße 35","Baden-Württemberg","1981-01-28","Mineralölprodukte","Dieselkraftstoff","Mineralölprodukte","Nein","Verbrennungsmotor","Öl","Öl",0.38,"eigene Annahme",3.3,3.3,{"$f":"(1-VLOOKUP(S155,Start!$H$33:$I$40,2,FALSE)/100)*W155","v":2.8049999999999997},{"$f":"VLOOKUP(R155,Start!$C$9:$D$15,2,FALSE)+VLOOKUP(R155,Start!$C$23:$D$29,2,FALSE)","v":58.769999999999996},{"$f":"(Y155/T155)+Start!$D$19*(VLOOKUP(R155,Start!$M$33:$N$39,2,FALSE)/T155)+VLOOKUP(S155,Start!$C$33:$D$40,2,FALSE)","v":215.46736842105261}]
[null,null,"Ja","SEE910823411191","BNA1946","BMW AG Niederlassung Stuttgart","Werk 1.1 KWK 1",80809,"München","Lerchenauer Straße 76","Bayern","2019-02-20","Erdgas","Erdgas, Erdölgas","Erdgas","Ja","Verbrennungsmotor","Erdgas","GuD",0.40589999999999998,"OPSD (2020)",4.5,4.5,{"$f":"(1-VLOOKUP(S156,Start!$H$33:$I$40,2,FALSE)/100)*W156","v":3.915},{"$f":"VLOOKUP(R156,Start!$C$9:$D$15,2,FALSE)+VLOOKUP(R156,Start!$C$23:$D$29,2,FALSE)","v":128.9},{"$f":"(Y156/T156)+Start!$D$19*(VLOOKUP(R156,Start!$M$33:$N$39,2,FALSE)/T156)+VLOOKUP(S156,Start!$C$33:$D$40,2,FALSE)","v":359.26095097314612}]
[null,null,"Ja","SEE910877433255",null,"ExxonMobil Production Deutschland GmbH","Expansionsturbinen S2",26197,"Großenkneten","vor dem esch 12","Niedersachsen","1992-01-01","Druck aus Wasserleitungen","","Sonstige Energieträger (nicht erneuerbar)","Nein","Sonstige","Sonstige","Sonstige",0.38500000000000001,"eigene Annahme",1.3,1.2,{"$f":"(1-VLOOKUP(S157,Start!$H$33:$I$40,2,FALSE)/100)*W157","v":1.02},{"$f":"VLOOKUP(R157,Start!$C$9:$D$15,2,FALSE)+VLOOKUP(R157,Start!$C$23:$D$29,2,FALSE)","v":58.47},{"$f":"(Y157/T157)+Start!$D$19*(VLOOKUP(R157,Start!$M$33:$N$39,2,FALSE)/T157)+VLOOKUP(S157,Start!$C$33:$D$40,2,FALSE)","v":197.988}]
[null,null,"Ja","SEE910951087138","BNA1406","MM Neuss GmbH","MM Neuss GmbH GT1",41460,"Neuss","Düsseldorfer Straße 182","Nordrhein-Westfalen","1992-07-01","Erdgas","Erdgas, Erdölgas","Erdgas","Ja","Gasturbinen mit Abhitzekessel","Erdgas","GuD",0.37619999999999998,"OPSD (2020)",6.2,4.8,{"$f":"(1-VLOOKUP(S158,Start!$H$33:$I$40,2,FALSE)/100)*W158","v":4.1760000000000002},{"$f":"VLOOKUP(R158,Start!$C$9:$D$15,2,FALSE)+VLOOKUP(R158,Start!$C$23:$D$29,2,FALSE)","v":128.9},{"$f":"(Y158/T158)+Start!$D$19*(VLOOKUP(R158,Start!$M$33:$N$39,2,FALSE)/T158)+VLOOKUP(S158,Start!$C$33:$D$40,2,FALSE)","v":387.50523657628924}]
[null,null,"Ja","SEE911097916719","BNA0233","Model Sachsen Papier GmbH","Gasturbine Model Sachsen Papier",4838,"Eilenburg","Am Schanzberg 1","Sachsen","2009-12-15","Erdgas","Erdgas, Erdölgas","Erdgas","Ja","Gasturbinen mit nachgeschalteter Dampfturbine","Erdgas","GuD",0.37730000000000002,"OPSD (2020)",30.649259999999998,29.472000000000001,{"$f":"(1-VLOOKUP(S159,Start!$H$33:$I$40,2,FALSE)/100)*W159","v":25.640640000000001},{"$f":"VLOOKUP(R159,Start!$C$9:$D$15,2,FALSE)+VLOOKUP(R159,Start!$C$23:$D$29,2,FALSE)","v":128.9},{"$f":"(Y159/T159)+Start!$D$19*(VLOOKUP(R159,Start!$M$33:$N$39,2,FALSE)/T159)+VLOOKUP(S159,Start!$C$33:$D$40,2,FALSE)","v":386.37985687781605}]
[null,null,"Ja","SEE911257641864","BNA1503","Mercedes-Benz AG","Gebäude 120 / BHKW Modul 02",40476,"Düsseldorf","Rather Straße 51","Nordrhein-Westfalen","2012-10-31","Erdgas","Erdgas, Erdölgas","Erdgas","Ja","Gasturbinen mit Abhitzekessel","Erdgas","GuD",0.3982,"OPSD (2020)",4.3,4.2,{"$f":"(1-VLOOKUP(S160,Start!$H$33:$I$40,2,FALSE)/100)*W160","v":3.6539999999999999},{"$f":"VLOOKUP(R160,Start!$C$9:$D$15,2,FALSE)+VLOOKUP(R160,Start!$C$23:$D$29,2,FALSE)","v":128.9},{"$f":"(Y160/T160)+Start!$D$19*(VLOOKUP(R160,Start!$M$33:$N$39,2,FALSE)/T160)+VLOOKUP(S160,Start!$C$33:$D$40,2,FALSE)","v":366.17898041185339}]
[null,null,"Ja","SEE911283118750","BNA1531","Industriekraftwerk Greifswald GmbH","Industriekraftwerk Greifswald GmbH",17509,"Lubmin","Am Hafen 2","Mecklenburg-Vorpommern","2013-12-17","Erdgas","Erdgas, Erdölgas","Erdgas","Ja","Gasturbinen mit Abhitzekessel","Erdgas","GuD",0.39929999999999999,"OPSD (2018)",39,38.200000000000003,{"$f":"(1-VLOOKUP(S161,Start!$H$33:$I$40,2,FALSE)/100)*W161","v":33.234000000000002},{"$f":"VLOOKUP(R161,Start!$C$9:$D$15,2,FALSE)+VLOOKUP(R161,Start!$C$23:$D$29,2,FALSE)","v":128.9},{"$f":"(Y161/T161)+Start!$D$19*(VLOOKUP(R161,Start!$M$33:$N$39,2,FALSE)/T161)+VLOOKUP(S161,Start!$C$33:$D$40,2,FALSE)","v":365.17435512146261}]
[null,null,"Ja","SEE911507913505",null,"Kelheim Fibres GmbH","Turbine 2",93309,"Kelheim","Regensburger Straße 109","Bayern","1990-07-18","Erdgas","Erdgas, Erdölgas","Erdgas","Ja","Gegendruckmaschine ohne Entnahme","Erdgas","GuD",0.35,"eigene Annahme",2.9430000000000001,2.722,{"$f":"(1-VLOOKUP(S162,Start!$H$33:$I$40,2,FALSE)/100)*W162","v":2.3681399999999999},{"$f":"VLOOKUP(R162,Start!$C$9:$D$15,2,FALSE)+VLOOKUP(R162,Start!$C$23:$D$29,2,FALSE)","v":128.9},{"$f":"(Y162/T162)+Start!$D$19*(VLOOKUP(R162,Start!$M$33:$N$39,2,FALSE)/T162)+VLOOKUP(S162,Start!$C$33:$D$40,2,FALSE)","v":416.40048571428576}]
[null,null,"Ja","SEE911567250299","BNA0759","Uniper Kraftwerke GmbH","Itzehoe GT",25588,"Oldendorf","Straße nach Huje 1","Schleswig-Holstein","1972-01-01","Mineralölprodukte","Heizöl, leicht","Mineralölprodukte","Nein","Gasturbinen ohne Abhitzekessel","Öl","Öl",0.35420000000000001,"OPSD (2020)",88,87,{"$f":"(1-VLOOKUP(S163,Start!$H$33:$I$40,2,FALSE)/100)*W163","v":73.95},{"$f":"VLOOKUP(R163,Start!$C$9:$D$15,2,FALSE)+VLOOKUP(R163,Start!$C$23:$D$29,2,FALSE)","v":58.769999999999996},{"$f":"(Y163/T163)+Start!$D$19*(VLOOKUP(R163,Start!$M$33:$N$39,2,FALSE)/T163)+VLOOKUP(S163,Start!$C$33:$D$40,2,FALSE)","v":231.08921513269337}]
[null,null,"Ja","SEE911613995433","BNA1004","EnBW Energie Baden-Württemberg AG","Kraftwerk Walheim GTD",74399,"Walheim","Mühlstraße 1","Baden-Württemberg","1981-05-13","Mineralölprodukte","Heizöl, leicht","Mineralölprodukte","Nein","Gasturbinen ohne Abhitzekessel","Öl","Öl",0.3306,"OPSD (2020)",143,136,{"$f":"(1-VLOOKUP(S164,Start!$H$33:$I$40,2,FALSE)/100)*W164","v":115.6},{"$f":"VLOOKUP(R164,Start!$C$9:$D$15,2,FALSE)+VLOOKUP(R164,Start!$C$23:$D$29,2,FALSE)","v":58.769999999999996},{"$f":"(Y164/T164)+Start!$D$19*(VLOOKUP(R164,Start!$M$33:$N$39,2,FALSE)/T164)+VLOOKUP(S164,Start!$C$33:$D$40,2,FALSE)","v":247.51421657592255}]
[null,null,"Ja","SEE911671792326","BNA0606","RWE Generation SE","Emsland D GT1",49808,"Lingen","Schüttorfer Straße 100","Niedersachsen","2010-09-08","Erdgas","Erdgas, Erdölgas","Erdgas","Ja","Gasturbinen mit nachgeschalteter Dampfturbine","Erdgas","GuD",0.59199999999999997,"OPSD (2020)",297.93,293.5,{"$f":"(1-VLOOKUP(S165,Start!$H$33:$I$40,2,FALSE)/100)*W165","v":255.345},{"$f":"VLOOKUP(R165,Start!$C$9:$D$15,2,FALSE)+VLOOKUP(R165,Start!$C$23:$D$29,2,FALSE)","v":128.9},{"$f":"(Y165/T165)+Start!$D$19*(VLOOKUP(R165,Start!$M$33:$N$39,2,FALSE)/T165)+VLOOKUP(S165,Start!$C$33:$D$40,2,FALSE)","v":246.79589527027031}]
[null,null,"Ja","SEE911689709217",null,"Smurfit Kappa Herzberg Solid Board GmbH","Dampfturbine 2",37412,"Herzberg","Andreasberger Straße 1","Niedersachsen","1957-01-01","Erdgas","Erdgas, Erdölgas","Erdgas","Ja","Kondensationsmaschine mit Entnahme","Erdgas","GuD",0.4,"eigene Annahme",6.4,6,{"$f":"(1-VLOOKUP(S166,Start!$H$33:$I$40,2,FALSE)/100)*W166","v":5.22},{"$f":"VLOOKUP(R166,Start!$C$9:$D$15,2,FALSE)+VLOOKUP(R166,Start!$C$23:$D$29,2,FALSE)","v":128.9},{"$f":"(Y166/T166)+Start!$D$19*(VLOOKUP(R166,Start!$M$33:$N$39,2,FALSE)/T166)+VLOOKUP(S166,Start!$C$33:$D$40,2,FALSE)","v":364.53792499999997}]
[null,null,"Ja","SEE911764038249","BNA0744","Uniper Kraftwerke GmbH","Franken DT1",90449,"Nürnberg","Felsenstraße 14","Bayern","1973-01-01","Erdgas","Erdgas, Erdölgas","Erdgas","Nein","Kondensationsmaschine mit Entnahme","Erdgas","GuD",0.41849999999999998,"OPSD (2020)",395,383,{"$f":"(1-VLOOKUP(S167,Start!$H$33:$I$40,2,FALSE)/100)*W167","v":333.21},{"$f":"VLOOKUP(R167,Start!$C$9:$D$15,2,FALSE)+VLOOKUP(R167,Start!$C$23:$D$29,2,FALSE)","v":128.9},{"$f":"(Y167/T167)+Start!$D$19*(VLOOKUP(R167,Start!$M$33:$N$39,2,FALSE)/T167)+VLOOKUP(S167,Start!$C$33:$D$40,2,FALSE)","v":348.48965352449227}]
[null,null,"Ja","SEE911850657996","BNA0557b","Currenta GmbH & Co. OHG","UER N230 VST1",47829,"Krefeld","Rheinuferstraße 7","Nordrhein-Westfalen","1963-01-28","Steinkohle","Steinkohlen","Steinkohle","Ja","Gegendruckmaschine ohne Entnahme","Steinkohle","Steinkohle",0.35249999999999998,"OPSD (2020)",9,6.5,{"$f":"(1-VLOOKUP(S168,Start!$H$33:$I$40,2,FALSE)/100)*W168","v":5.2},{"$f":"VLOOKUP(R168,Start!$C$9:$D$15,2,FALSE)+VLOOKUP(R168,Start!$C$23:$D$29,2,FALSE)","v":42.45},{"$f":"(Y168/T168)+Start!$D$19*(VLOOKUP(R168,Start!$M$33:$N$39,2,FALSE)/T168)+VLOOKUP(S168,Start!$C$33:$D$40,2,FALSE)","v":199.32635460992913}]
[null,null,"Ja","SEE912008346410",null,"Baden Board GmbH","Dampfturbine",76593,"Gernsbach","Fabrikstraße 1","Baden-Württemberg","1974-01-01","Wärme","Prozessdampf","Wärme","Ja","Gegendruckmaschine mit Entnahme","Sonstige","Sonstige",0.35,"eigene Annahme",10.8,10.5,{"$f":"(1-VLOOKUP(S169,Start!$H$33:$I$40,2,FALSE)/100)*W169","v":8.9249999999999989},{"$f":"VLOOKUP(R169,Start!$C$9:$D$15,2,FALSE)+VLOOKUP(R169,Start!$C$23:$D$29,2,FALSE)","v":58.47},{"$f":"(Y169/T169)+Start!$D$19*(VLOOKUP(R169,Start!$M$33:$N$39,2,FALSE)/T169)+VLOOKUP(S169,Start!$C$33:$D$40,2,FALSE)","v":217.68680000000001}]
[null,null,"Ja","SEE912020488365","BNA0217","thyssenkrupp Steel Europe AG","Ruhrort 2",47166,"Duisburg","Kaiser-Wilhelm-Str. 100","Nordrhein-Westfalen","1955-01-01","andere Gase","Hochofengas, Konvertergas","Sonstige Energieträger (nicht erneuerbar)","Ja","Kondensationsmaschine mit Entnahme","Erdgas","GuD",0.33,"Annahme basierend auf DIW (2014)",64,59.6,{"$f":"(1-VLOOKUP(S170,Start!$H$33:$I$40,2,FALSE)/100)*W170","v":51.852000000000004},{"$f":"VLOOKUP(R170,Start!$C$9:$D$15,2,FALSE)+VLOOKUP(R170,Start!$C$23:$D$29,2,FALSE)","v":128.9},{"$f":"(Y170/T170)+Start!$D$19*(VLOOKUP(R170,Start!$M$33:$N$39,2,FALSE)/T170)+VLOOKUP(S170,Start!$C$33:$D$40,2,FALSE)","v":441.54596969696973}]
[null,null,"Ja","SEE912160334607","BNA0594","TotalEnergies Raffinerie Mitteldeutschland GmbH","Leuna GT2",6237,"Leuna"," ","Sachsen-Anhalt","1994-07-01","Erdgas","Erdgas, Erdölgas","Erdgas","Ja","Gasturbinen mit Abhitzekessel","Erdgas","GuD",0.51300000000000001,"OPSD (2020)",37.6,37,{"$f":"(1-VLOOKUP(S171,Start!$H$33:$I$40,2,FALSE)/100)*W171","v":32.19},{"$f":"VLOOKUP(R171,Start!$C$9:$D$15,2,FALSE)+VLOOKUP(R171,Start!$C$23:$D$29,2,FALSE)","v":128.9},{"$f":"(Y171/T171)+Start!$D$19*(VLOOKUP(R171,Start!$M$33:$N$39,2,FALSE)/T171)+VLOOKUP(S171,Start!$C$33:$D$40,2,FALSE)","v":284.57050682261212}]
[null,null,"Ja","SEE912257091857","BNA0287b","MHKW Müllheizkraftwerk Frankfurt am Main GmbH","Turbine 7",60439,"Frankfurt","Heddernheimer Landstraße 157","Hessen","2005-12-21","nicht biogener Abfall","nicht biogener Abfall (Hausmüll, Siedlungsabfälle)","Abfall","Ja","Kondensationsmaschine mit Entnahme","Abfall","Abfall",0.33,"OPSD (2020)",47.5,46.5,{"$f":"(1-VLOOKUP(S172,Start!$H$33:$I$40,2,FALSE)/100)*W172","v":39.524999999999999},{"$f":"VLOOKUP(R172,Start!$C$9:$D$15,2,FALSE)+VLOOKUP(R172,Start!$C$23:$D$29,2,FALSE)","v":0},{"$f":"(Y172/T172)+Start!$D$19*(VLOOKUP(R172,Start!$M$33:$N$39,2,FALSE)/T172)+VLOOKUP(S172,Start!$C$33:$D$40,2,FALSE)","v":1}]
[null,null,"Ja","SEE912440649056","BNA1141","Pfeifer & Langen GmbH ＆ Co. KG","Euskirchen Generator 3",53879,"Euskirchen","Bonner Straße 2","Nordrhein-Westfalen","1980-07-01","Braunkohle","Braunkohlenbriketts","Braunkohle","Ja","Gegendruckmaschine ohne Entnahme","Braunkohle","Braunkohle",0.34960000000000002,"OPSD (2020)",1.2,1.133,{"$f":"(1-VLOOKUP(S173,Start!$H$33:$I$40,2,FALSE)/100)*W173","v":0.98570999999999998},{"$f":"VLOOKUP(R173,Start!$C$9:$D$15,2,FALSE)+VLOOKUP(R173,Start!$C$23:$D$29,2,FALSE)","v":3.1},{"$f":"(Y173/T173)+Start!$D$19*(VLOOKUP(R173,Start!$M$33:$N$39,2,FALSE)/T173)+VLOOKUP(S173,Start!$C$33:$D$40,2,FALSE)","v":104.36784897025171}]
[null,null,"Ja","SEE912764206645","BNA0261a","Erlanger Stadtwerke AG","HKW - GuD1",91052,"Erlangen","Äußere Brucker Straße 33","Bayern","2005-09-14","Erdgas","Erdgas, Erdölgas","Erdgas","Ja","Gasturbinen mit nachgeschalteter Dampfturbine","Erdgas","GuD",0.5625,"OPSD (2020)",22.5,21.6,{"$f":"(1-VLOOKUP(S174,Start!$H$33:$I$40,2,FALSE)/100)*W174","v":18.792000000000002},{"$f":"VLOOKUP(R174,Start!$C$9:$D$15,2,FALSE)+VLOOKUP(R174,Start!$C$23:$D$29,2,FALSE)","v":128.9},{"$f":"(Y174/T174)+Start!$D$19*(VLOOKUP(R174,Start!$M$33:$N$39,2,FALSE)/T174)+VLOOKUP(S174,Start!$C$33:$D$40,2,FALSE)","v":259.66030222222224}]
[null,null,"Ja","SEE912906399075","BNA0243","Palm Power GmbH & Co. KG","HKW Eltmann",97483,"Eltmann","Industriestraße 23","Bayern","2017-02-07","Erdgas","Erdgas, Erdölgas","Erdgas","Ja","Gasturbinen mit nachgeschalteter Dampfturbine","Erdgas","GuD",0.39269999999999999,"OPSD (2020)",62.808,62.808,{"$f":"(1-VLOOKUP(S175,Start!$H$33:$I$40,2,FALSE)/100)*W175","v":54.642960000000002},{"$f":"VLOOKUP(R175,Start!$C$9:$D$15,2,FALSE)+VLOOKUP(R175,Start!$C$23:$D$29,2,FALSE)","v":128.9},{"$f":"(Y175/T175)+Start!$D$19*(VLOOKUP(R175,Start!$M$33:$N$39,2,FALSE)/T175)+VLOOKUP(S175,Start!$C$33:$D$40,2,FALSE)","v":371.28652915711746}]
[null,null,"Ja","SEE912912423627","BNA0516","Mineraloelraffinerie Oberrhein","Expander",76187,"Karlsruhe","Nördliche Raffineriestraße 1","Baden-Württemberg","1995-06-17","Mineralölprodukte","Andere Mineralölprodukte","Mineralölprodukte","Nein","Sonstige","Öl","Öl",0.3795,"OPSD (2020)",19,18.899999999999999,{"$f":"(1-VLOOKUP(S176,Start!$H$33:$I$40,2,FALSE)/100)*W176","v":16.064999999999998},{"$f":"VLOOKUP(R176,Start!$C$9:$D$15,2,FALSE)+VLOOKUP(R176,Start!$C$23:$D$29,2,FALSE)","v":58.769999999999996},{"$f":"(Y176/T176)+Start!$D$19*(VLOOKUP(R176,Start!$M$33:$N$39,2,FALSE)/T176)+VLOOKUP(S176,Start!$C$33:$D$40,2,FALSE)","v":215.74993412384717}]
[null,null,"Ja","SEE912935247576","BNA0596","TotalEnergies Raffinerie Mitteldeutschland GmbH","Raffineriekraftwerk Leuna MDT",6237,"Leuna","Am Haupttor 3691","Sachsen-Anhalt","1997-01-01","Mineralölprodukte","Andere Mineralölprodukte","Mineralölprodukte","Ja","Gegendruckmaschine mit Entnahme","Öl","Öl",0.38,"OPSD (2020)",38.299999999999997,33.4,{"$f":"(1-VLOOKUP(S177,Start!$H$33:$I$40,2,FALSE)/100)*W177","v":28.389999999999997},{"$f":"VLOOKUP(R177,Start!$C$9:$D$15,2,FALSE)+VLOOKUP(R177,Start!$C$23:$D$29,2,FALSE)","v":58.769999999999996},{"$f":"(Y177/T177)+Start!$D$19*(VLOOKUP(R177,Start!$M$33:$N$39,2,FALSE)/T177)+VLOOKUP(S177,Start!$C$33:$D$40,2,FALSE)","v":215.46736842105261}]
[null,null,"Ja","SEE912975333499","BNA1248b","UPM GmbH","UPM Schongau HKW 3 GT",86956,"Schongau","Friedrich-Haindl-Straße 10","Bayern","2014-12-20","Erdgas","Erdgas, Erdölgas","Erdgas","Ja","Gasturbinen mit Abhitzekessel","Erdgas","GuD",0.40039999999999998,"OPSD (2020)",47,44.328000000000003,{"$f":"(1-VLOOKUP(S178,Start!$H$33:$I$40,2,FALSE)/100)*W178","v":38.565360000000005},{"$f":"VLOOKUP(R178,Start!$C$9:$D$15,2,FALSE)+VLOOKUP(R178,Start!$C$23:$D$29,2,FALSE)","v":128.9},{"$f":"(Y178/T178)+Start!$D$19*(VLOOKUP(R178,Start!$M$33:$N$39,2,FALSE)/T178)+VLOOKUP(S178,Start!$C$33:$D$40,2,FALSE)","v":364.1752497502498}]
[null,null,"Ja","SEE912978354040","BNA1866","GLOBALFOUNDRIES Dresden Module One LLC & Co. KG","Gasmotoren-Blockheizkraftwerk II (Generator 6)",1468,"Moritzburg","Ringstraße 3","Sachsen","2004-11-10","Erdgas","Erdgas, Erdölgas","Erdgas","Ja","Verbrennungsmotor","Erdgas","GuD",0.442,"Annahme basierend auf DIW (2014)",3.8319999999999999,3.7719999999999998,{"$f":"(1-VLOOKUP(S179,Start!$H$33:$I$40,2,FALSE)/100)*W179","v":3.2816399999999999},{"$f":"VLOOKUP(R179,Start!$C$9:$D$15,2,FALSE)+VLOOKUP(R179,Start!$C$23:$D$29,2,FALSE)","v":128.9},{"$f":"(Y179/T179)+Start!$D$19*(VLOOKUP(R179,Start!$M$33:$N$39,2,FALSE)/T179)+VLOOKUP(S179,Start!$C$33:$D$40,2,FALSE)","v":330.04110859728507}]
[null,null,"Ja","SEE912994271871","BNA0395","thyssenkrupp Steel Europe AG","Hamborn 3",47166,"Duisburg","Kaiser-Wilhelm-Str. 100","Nordrhein-Westfalen","1958-01-01","andere Gase","Hochofengas, Konvertergas","Sonstige Energieträger (nicht erneuerbar)","Ja","Kondensationsmaschine mit Entnahme","Erdgas","GuD",0.33,"Annahme basierend auf DIW (2014)",64,59.6,{"$f":"(1-VLOOKUP(S180,Start!$H$33:$I$40,2,FALSE)/100)*W180","v":51.852000000000004},{"$f":"VLOOKUP(R180,Start!$C$9:$D$15,2,FALSE)+VLOOKUP(R180,Start!$C$23:$D$29,2,FALSE)","v":128.9},{"$f":"(Y180/T180)+Start!$D$19*(VLOOKUP(R180,Start!$M$33:$N$39,2,FALSE)/T180)+VLOOKUP(S180,Start!$C$33:$D$40,2,FALSE)","v":441.54596969696973}]
[null,null,"Ja","SEE913088869400","BNA0521","Städtische Werke Energie + Wärme GmbH","Kombi-HKW GT1",34134,"Kassel","Dennhäuser Straße 122","Hessen","2021-03-31","Erdgas","Erdgas, Erdölgas","Erdgas","Ja","Gasturbinen mit nachgeschalteter Dampfturbine","Erdgas","GuD",0.40699999999999997,"Annahme basierend auf DIW (2014)",17.8,17.306999999999999,{"$f":"(1-VLOOKUP(S181,Start!$H$33:$I$40,2,FALSE)/100)*W181","v":15.057089999999999},{"$f":"VLOOKUP(R181,Start!$C$9:$D$15,2,FALSE)+VLOOKUP(R181,Start!$C$23:$D$29,2,FALSE)","v":128.9},{"$f":"(Y181/T181)+Start!$D$19*(VLOOKUP(R181,Start!$M$33:$N$39,2,FALSE)/T181)+VLOOKUP(S181,Start!$C$33:$D$40,2,FALSE)","v":358.29402948402952}]
[null,null,"Ja","SEE913203719740","BNA1115","AG der Dillinger Hüttenwerke","GKW",66763,"Dillingen","Werkstraße 1","Saarland","2009-04-22","andere Gase","Hochofengas, Konvertergas","Sonstige Energieträger (nicht erneuerbar)","Ja","Kondensationsmaschine mit Entnahme","Erdgas","GuD",0.39600000000000002,"Annahme basierend auf DIW (2014)",95.558000000000007,89.337000000000003,{"$f":"(1-VLOOKUP(S182,Start!$H$33:$I$40,2,FALSE)/100)*W182","v":77.723190000000002},{"$f":"VLOOKUP(R182,Start!$C$9:$D$15,2,FALSE)+VLOOKUP(R182,Start!$C$23:$D$29,2,FALSE)","v":128.9},{"$f":"(Y182/T182)+Start!$D$19*(VLOOKUP(R182,Start!$M$33:$N$39,2,FALSE)/T182)+VLOOKUP(S182,Start!$C$33:$D$40,2,FALSE)","v":368.20497474747475}]
[null,null,"Ja","SEE913280112274","BNA0804","K+S Minerals and Agriculture GmbH","Kraftwerk HA DT4",36269,"Philippsthal","Hattorfer Straße 1","Hessen","1962-07-02","Wärme","Prozessdampf","Erdgas","Ja","Gegendruckmaschine mit Entnahme","Erdgas","GuD",0.39929999999999999,"OPSD (2020)",21,21,{"$f":"(1-VLOOKUP(S183,Start!$H$33:$I$40,2,FALSE)/100)*W183","v":18.27},{"$f":"VLOOKUP(R183,Start!$C$9:$D$15,2,FALSE)+VLOOKUP(R183,Start!$C$23:$D$29,2,FALSE)","v":128.9},{"$f":"(Y183/T183)+Start!$D$19*(VLOOKUP(R183,Start!$M$33:$N$39,2,FALSE)/T183)+VLOOKUP(S183,Start!$C$33:$D$40,2,FALSE)","v":365.17435512146261}]
[null,null,"Ja","SEE913282681389",null,"Südzucker AG","Dampfturbine I Südzucker Plattling",94447,"Plattling","Dr.-Ludwig-Kayser-Straße 1","Bayern","1962-07-09","Wärme","Prozessdampf","Wärme","Ja","Gegendruckmaschine ohne Entnahme","Sonstige","Sonstige",0.33,"eigene Annahme",7.1,6.7895000000000003,{"$f":"(1-VLOOKUP(S184,Start!$H$33:$I$40,2,FALSE)/100)*W184","v":5.7710749999999997},{"$f":"VLOOKUP(R184,Start!$C$9:$D$15,2,FALSE)+VLOOKUP(R184,Start!$C$23:$D$29,2,FALSE)","v":58.47},{"$f":"(Y184/T184)+Start!$D$19*(VLOOKUP(R184,Start!$M$33:$N$39,2,FALSE)/T184)+VLOOKUP(S184,Start!$C$33:$D$40,2,FALSE)","v":230.8193333333333}]
[null,null,"Ja","SEE913516809497","BNA1949","Uniper Kraftwerke GmbH","Datteln 4",45711,"Datteln","Im Löringhof 10","Nordrhein-Westfalen","2020-05-30","Steinkohle","Steinkohlen","Steinkohle","Ja","Kondensationsmaschine mit Entnahme","Steinkohle","Steinkohle",0.45,"https://www.uniper.energy/de/datteln-4",1100,1052,{"$f":"(1-VLOOKUP(S185,Start!$H$33:$I$40,2,FALSE)/100)*W185","v":841.6},{"$f":"VLOOKUP(R185,Start!$C$9:$D$15,2,FALSE)+VLOOKUP(R185,Start!$C$23:$D$29,2,FALSE)","v":42.45},{"$f":"(Y185/T185)+Start!$D$19*(VLOOKUP(R185,Start!$M$33:$N$39,2,FALSE)/T185)+VLOOKUP(S185,Start!$C$33:$D$40,2,FALSE)","v":156.42064444444446}]
[null,null,"Ja","SEE913556136355","BNA1408","Evonik Operations GmbH","Rheinfelden Dampfturbine",79618,"Rheinfelden","Untere Kanalstraße 3","Baden-Württemberg","2006-01-01","Erdgas","Erdgas, Erdölgas","Erdgas","Ja","Gegendruckmaschine mit Entnahme","Erdgas","GuD",0.3619,"OPSD (2020)",6.43,6.43,{"$f":"(1-VLOOKUP(S186,Start!$H$33:$I$40,2,FALSE)/100)*W186","v":5.5941000000000001},{"$f":"VLOOKUP(R186,Start!$C$9:$D$15,2,FALSE)+VLOOKUP(R186,Start!$C$23:$D$29,2,FALSE)","v":128.9},{"$f":"(Y186/T186)+Start!$D$19*(VLOOKUP(R186,Start!$M$33:$N$39,2,FALSE)/T186)+VLOOKUP(S186,Start!$C$33:$D$40,2,FALSE)","v":402.75772312793589}]
[null,null,"Ja","SEE913600410226","BNA0997","STEAG Gasmotoren Fenne 2 GmbH","Gasmotor 4 Mod.",66333,"Völklingen","Saarbrücker Straße 135-137","Saarland","2021-11-05","Erdgas","Erdgas, Erdölgas","Erdgas","Ja","Verbrennungsmotor","Erdgas","GuD",0.45,"https://www.steag.com/de/leistungen/konventionelle-energieerzeugung",3.3519999999999999,3.2509999999999999,{"$f":"(1-VLOOKUP(S187,Start!$H$33:$I$40,2,FALSE)/100)*W187","v":2.8283700000000001},{"$f":"VLOOKUP(R187,Start!$C$9:$D$15,2,FALSE)+VLOOKUP(R187,Start!$C$23:$D$29,2,FALSE)","v":128.9},{"$f":"(Y187/T187)+Start!$D$19*(VLOOKUP(R187,Start!$M$33:$N$39,2,FALSE)/T187)+VLOOKUP(S187,Start!$C$33:$D$40,2,FALSE)","v":324.20037777777782}]
[null,null,"Ja","SEE913609763316","BNA1056","Infraserv GmbH & Co. Wiesbaden KG","Generator 1 Erdgas",65203,"Wiesbaden","Rheingaustraße ","Hessen","1981-08-31","Erdgas","Erdgas, Erdölgas","Erdgas","Ja","Gegendruckmaschine ohne Entnahme","Erdgas","GuD",0.3916,"OPSD (2020)",7.25,7.25,{"$f":"(1-VLOOKUP(S188,Start!$H$33:$I$40,2,FALSE)/100)*W188","v":6.3075000000000001},{"$f":"VLOOKUP(R188,Start!$C$9:$D$15,2,FALSE)+VLOOKUP(R188,Start!$C$23:$D$29,2,FALSE)","v":128.9},{"$f":"(Y188/T188)+Start!$D$19*(VLOOKUP(R188,Start!$M$33:$N$39,2,FALSE)/T188)+VLOOKUP(S188,Start!$C$33:$D$40,2,FALSE)","v":372.32525536261494}]
[null,null,"Ja","SEE913657334902",null,"AUDI","NEC_WERK_PST_SÜD",74172,"Neckarsulm","NSU-Straße 1","Baden-Württemberg","1994-12-31","Mineralölprodukte","Andere Mineralölprodukte","Mineralölprodukte","Nein","Verbrennungsmotor","Öl","Öl",0.38,"eigene Annahme",20.57,20.57,{"$f":"(1-VLOOKUP(S189,Start!$H$33:$I$40,2,FALSE)/100)*W189","v":17.484500000000001},{"$f":"VLOOKUP(R189,Start!$C$9:$D$15,2,FALSE)+VLOOKUP(R189,Start!$C$23:$D$29,2,FALSE)","v":58.769999999999996},{"$f":"(Y189/T189)+Start!$D$19*(VLOOKUP(R189,Start!$M$33:$N$39,2,FALSE)/T189)+VLOOKUP(S189,Start!$C$33:$D$40,2,FALSE)","v":215.46736842105261}]
[null,null,"Ja","SEE913896693631","BNA0400","Hamburger Energiewerke GmbH","GuD Tiefstack",22113,"Hamburg","Andreas-Meyer-Straße 8","Hamburg","2009-05-01","Erdgas","Erdgas, Erdölgas","Erdgas","Ja","Gasturbinen mit nachgeschalteter Dampfturbine","Erdgas","GuD",0.58050000000000002,"OPSD (2020)",129.4,127,{"$f":"(1-VLOOKUP(S190,Start!$H$33:$I$40,2,FALSE)/100)*W190","v":110.49},{"$f":"VLOOKUP(R190,Start!$C$9:$D$15,2,FALSE)+VLOOKUP(R190,Start!$C$23:$D$29,2,FALSE)","v":128.9},{"$f":"(Y190/T190)+Start!$D$19*(VLOOKUP(R190,Start!$M$33:$N$39,2,FALSE)/T190)+VLOOKUP(S190,Start!$C$33:$D$40,2,FALSE)","v":251.65533161068043}]
[null,null,"Ja","SEE914128531905","BNA1141","Pfeifer & Langen GmbH ＆ Co. KG","Euskirchen Generator 2",53879,"Euskirchen","Bonner Straße 2","Nordrhein-Westfalen","1981-09-01","Erdgas","Erdgas, Erdölgas","Erdgas","Ja","Gegendruckmaschine ohne Entnahme","Erdgas","GuD",0.34960000000000002,"OPSD (2020)",6.6,6.2320000000000002,{"$f":"(1-VLOOKUP(S191,Start!$H$33:$I$40,2,FALSE)/100)*W191","v":5.4218400000000004},{"$f":"VLOOKUP(R191,Start!$C$9:$D$15,2,FALSE)+VLOOKUP(R191,Start!$C$23:$D$29,2,FALSE)","v":128.9},{"$f":"(Y191/T191)+Start!$D$19*(VLOOKUP(R191,Start!$M$33:$N$39,2,FALSE)/T191)+VLOOKUP(S191,Start!$C$33:$D$40,2,FALSE)","v":416.87520022883291}]
[null,null,"Ja","SEE914143996840",null,"Sasol Germany GmbH","GT3",25541,"Brunsbüttel","Fritz-Staiger-Straße 15","Schleswig-Holstein","2020-10-02","Erdgas","Erdgas, Erdölgas","Erdgas","Ja","Gasturbinen mit Abhitzekessel","Erdgas","GuD",0.4,"eigene Annahme",7.4859999999999998,7.4279999999999999,{"$f":"(1-VLOOKUP(S192,Start!$H$33:$I$40,2,FALSE)/100)*W192","v":6.4623600000000003},{"$f":"VLOOKUP(R192,Start!$C$9:$D$15,2,FALSE)+VLOOKUP(R192,Start!$C$23:$D$29,2,FALSE)","v":128.9},{"$f":"(Y192/T192)+Start!$D$19*(VLOOKUP(R192,Start!$M$33:$N$39,2,FALSE)/T192)+VLOOKUP(S192,Start!$C$33:$D$40,2,FALSE)","v":364.53792499999997}]
[null,null,"Ja","SEE914179988338","BNA0407","Enertec Hameln GmbH","Turbine 6",31789,"Hameln","Heinrich-Schoormann-Weg 1","Niedersachsen","1970-11-13","nicht biogener Abfall","nicht biogener Abfall (Hausmüll, Siedlungsabfälle)","Abfall","Ja","Gegendruckmaschine ohne Entnahme","Abfall","Abfall",0.33,"OPSD (2020)",4.25,2.5499999999999998,{"$f":"(1-VLOOKUP(S193,Start!$H$33:$I$40,2,FALSE)/100)*W193","v":2.1675},{"$f":"VLOOKUP(R193,Start!$C$9:$D$15,2,FALSE)+VLOOKUP(R193,Start!$C$23:$D$29,2,FALSE)","v":0},{"$f":"(Y193/T193)+Start!$D$19*(VLOOKUP(R193,Start!$M$33:$N$39,2,FALSE)/T193)+VLOOKUP(S193,Start!$C$33:$D$40,2,FALSE)","v":1}]
[null,null,"Ja","SEE914187135533","BNA0516","Mineraloelraffinerie Oberrhein","Maschine 2",76187,"Karlsruhe","Nördliche Raffineriestraße 1","Baden-Württemberg","1995-06-17","Mineralölprodukte","Raffineriegas","Mineralölprodukte","Ja","Kondensationsmaschine mit Entnahme","Öl","Öl",0.3795,"OPSD (2020)",12.5,11.3,{"$f":"(1-VLOOKUP(S194,Start!$H$33:$I$40,2,FALSE)/100)*W194","v":9.6050000000000004},{"$f":"VLOOKUP(R194,Start!$C$9:$D$15,2,FALSE)+VLOOKUP(R194,Start!$C$23:$D$29,2,FALSE)","v":58.769999999999996},{"$f":"(Y194/T194)+Start!$D$19*(VLOOKUP(R194,Start!$M$33:$N$39,2,FALSE)/T194)+VLOOKUP(S194,Start!$C$33:$D$40,2,FALSE)","v":215.74993412384717}]
[null,null,"Ja","SEE914224312040","BNA1396","GLOBALFOUNDRIES Dresden Module Two LLC & Co. KG","Gasmotoren-Blockheizkraftwerk I (Generator 1)",1468,"Moritzburg","Ringstraße 3","Sachsen","1998-09-01","Erdgas","Erdgas, Erdölgas","Erdgas","Ja","Verbrennungsmotor","Erdgas","GuD",0.38279999999999997,"OPSD (2020)",3.8839999999999999,3.879,{"$f":"(1-VLOOKUP(S195,Start!$H$33:$I$40,2,FALSE)/100)*W195","v":3.37473},{"$f":"VLOOKUP(R195,Start!$C$9:$D$15,2,FALSE)+VLOOKUP(R195,Start!$C$23:$D$29,2,FALSE)","v":128.9},{"$f":"(Y195/T195)+Start!$D$19*(VLOOKUP(R195,Start!$M$33:$N$39,2,FALSE)/T195)+VLOOKUP(S195,Start!$C$33:$D$40,2,FALSE)","v":380.84997387669807}]
[null,null,"Ja","SEE914414538991","BNA0614b","BASF SE","GuD Mitte GT12",67063,"Ludwigshafen","Carl-Bosch-Straße 38","Rheinland-Pfalz","2005-05-12","Erdgas","Erdgas, Erdölgas","Erdgas","Ja","Gasturbinen mit nachgeschalteter Dampfturbine","Erdgas","GuD",0.43,"OPSD (2020)",206,204,{"$f":"(1-VLOOKUP(S196,Start!$H$33:$I$40,2,FALSE)/100)*W196","v":177.48},{"$f":"VLOOKUP(R196,Start!$C$9:$D$15,2,FALSE)+VLOOKUP(R196,Start!$C$23:$D$29,2,FALSE)","v":128.9},{"$f":"(Y196/T196)+Start!$D$19*(VLOOKUP(R196,Start!$M$33:$N$39,2,FALSE)/T196)+VLOOKUP(S196,Start!$C$33:$D$40,2,FALSE)","v":339.20969767441863}]
[null,null,"Ja","SEE914438115895","BNA0392a","EVH GmbH","Heizkraftwerk Dieselstraße Block A",6130,"Halle","Dieselstraße 141","Sachsen-Anhalt","2020-04-01","Erdgas","Erdgas, Erdölgas","Erdgas","Ja","Gasturbinen mit nachgeschalteter Dampfturbine","Erdgas","GuD",0.39050000000000001,"OPSD (2020)",57.646000000000001,56.844999999999999,{"$f":"(1-VLOOKUP(S197,Start!$H$33:$I$40,2,FALSE)/100)*W197","v":49.455149999999996},{"$f":"VLOOKUP(R197,Start!$C$9:$D$15,2,FALSE)+VLOOKUP(R197,Start!$C$23:$D$29,2,FALSE)","v":128.9},{"$f":"(Y197/T197)+Start!$D$19*(VLOOKUP(R197,Start!$M$33:$N$39,2,FALSE)/T197)+VLOOKUP(S197,Start!$C$33:$D$40,2,FALSE)","v":373.36983354673498}]
[null,null,"Ja","SEE914688001801",null,"Smurfit Kappa Hoya Papier und Karton GmbH","DT 2 (KKK)",27318,"Hoya","Von-dem-Bussche-Straße 1","Niedersachsen","1996-01-01","Erdgas","Erdgas, Erdölgas","Erdgas","Ja","Gegendruckmaschine mit Entnahme","Erdgas","GuD",0.4,"eigene Annahme",4.5199999999999996,4.3390000000000004,{"$f":"(1-VLOOKUP(S198,Start!$H$33:$I$40,2,FALSE)/100)*W198","v":3.7749300000000003},{"$f":"VLOOKUP(R198,Start!$C$9:$D$15,2,FALSE)+VLOOKUP(R198,Start!$C$23:$D$29,2,FALSE)","v":128.9},{"$f":"(Y198/T198)+Start!$D$19*(VLOOKUP(R198,Start!$M$33:$N$39,2,FALSE)/T198)+VLOOKUP(S198,Start!$C$33:$D$40,2,FALSE)","v":364.53792499999997}]
[null,null,"Ja","SEE914740925915",null,"SWP Stadtwerke Pforzheim","MOT 2",75175,"Pforzheim","Hohwiesenweg 19","Baden-Württemberg","2021-06-15","Erdgas","Erdgas, Erdölgas","Erdgas","Ja","Verbrennungsmotor","Erdgas","GuD",0.45,"https://www.innio.com/de/loesungen/energieerzeugung/kraft-waerme-kopplung",10.387,10.199999999999999,{"$f":"(1-VLOOKUP(S199,Start!$H$33:$I$40,2,FALSE)/100)*W199","v":8.8739999999999988},{"$f":"VLOOKUP(R199,Start!$C$9:$D$15,2,FALSE)+VLOOKUP(R199,Start!$C$23:$D$29,2,FALSE)","v":128.9},{"$f":"(Y199/T199)+Start!$D$19*(VLOOKUP(R199,Start!$M$33:$N$39,2,FALSE)/T199)+VLOOKUP(S199,Start!$C$33:$D$40,2,FALSE)","v":324.20037777777782}]
[null,null,"Ja","SEE914749097217","BNA1504","Daimler Truck AG","129870 Modul 1",76744,"Wörth","Daimlerstraße 1","Rheinland-Pfalz","2013-02-20","Erdgas","Erdgas, Erdölgas","Erdgas","Ja","Verbrennungsmotor","Erdgas","GuD",0.39929999999999999,"OPSD (2020)",4.49,4.4400000000000004,{"$f":"(1-VLOOKUP(S200,Start!$H$33:$I$40,2,FALSE)/100)*W200","v":3.8628000000000005},{"$f":"VLOOKUP(R200,Start!$C$9:$D$15,2,FALSE)+VLOOKUP(R200,Start!$C$23:$D$29,2,FALSE)","v":128.9},{"$f":"(Y200/T200)+Start!$D$19*(VLOOKUP(R200,Start!$M$33:$N$39,2,FALSE)/T200)+VLOOKUP(S200,Start!$C$33:$D$40,2,FALSE)","v":365.17435512146261}]
[null,null,"Ja","SEE914857304191","BNA0199","RWE Generation SE","Dormagen GT1",41540,"Dormagen","Alte Heerstraße 1","Nordrhein-Westfalen","2000-07-23","Erdgas","Erdgas, Erdölgas","Erdgas","Ja","Gasturbinen mit Abhitzekessel","Erdgas","GuD",0.54,"OPSD (2020)",189,184,{"$f":"(1-VLOOKUP(S201,Start!$H$33:$I$40,2,FALSE)/100)*W201","v":160.08000000000001},{"$f":"VLOOKUP(R201,Start!$C$9:$D$15,2,FALSE)+VLOOKUP(R201,Start!$C$23:$D$29,2,FALSE)","v":128.9},{"$f":"(Y201/T201)+Start!$D$19*(VLOOKUP(R201,Start!$M$33:$N$39,2,FALSE)/T201)+VLOOKUP(S201,Start!$C$33:$D$40,2,FALSE)","v":270.41698148148146}]
[null,null,"Ja","SEE914878135613","BNA0814","Energie und Wasser Potsdam GmbH","HKW Potsdam-Süd Block2",14478,"Potsdam","Zum Heizwerk 20","Brandenburg","1996-01-01","Erdgas","Erdgas, Erdölgas","Erdgas","Ja","Gasturbinen mit nachgeschalteter Dampfturbine","Erdgas","GuD",0.38059999999999999,"OPSD (2020)",42,40.9,{"$f":"(1-VLOOKUP(S202,Start!$H$33:$I$40,2,FALSE)/100)*W202","v":35.582999999999998},{"$f":"VLOOKUP(R202,Start!$C$9:$D$15,2,FALSE)+VLOOKUP(R202,Start!$C$23:$D$29,2,FALSE)","v":128.9},{"$f":"(Y202/T202)+Start!$D$19*(VLOOKUP(R202,Start!$M$33:$N$39,2,FALSE)/T202)+VLOOKUP(S202,Start!$C$33:$D$40,2,FALSE)","v":383.04274829217024}]
[null,null,"Ja","SEE914931712744","BNA1524","EnBW Contracting GmbH","HK_001_Industrieheizkraftwerk-Walsrode_BHKW-GM1",29699,"Walsrode","Bahnhofstraße 13","Niedersachsen","2019-01-01","Erdgas","Erdgas, Erdölgas","Erdgas","Ja","Verbrennungsmotor","Erdgas","GuD",0.35089999999999999,"OPSD (2020)",3.2,3.2,{"$f":"(1-VLOOKUP(S203,Start!$H$33:$I$40,2,FALSE)/100)*W203","v":2.7840000000000003},{"$f":"VLOOKUP(R203,Start!$C$9:$D$15,2,FALSE)+VLOOKUP(R203,Start!$C$23:$D$29,2,FALSE)","v":128.9},{"$f":"(Y203/T203)+Start!$D$19*(VLOOKUP(R203,Start!$M$33:$N$39,2,FALSE)/T203)+VLOOKUP(S203,Start!$C$33:$D$40,2,FALSE)","v":415.33633513821604}]
[null,null,"Ja","SEE914989602134","BNA0497","Infraserv GmbH & Co. Höchst KG","IPH Strom GTX2",65929,"Frankfurt","Brüningstraße 50","Hessen","2011-01-06","Erdgas","Erdgas, Erdölgas","Erdgas","Ja","Gasturbinen mit Abhitzekessel","Erdgas","GuD",0.3982,"OPSD (2020)",50,49.8,{"$f":"(1-VLOOKUP(S204,Start!$H$33:$I$40,2,FALSE)/100)*W204","v":43.326000000000001},{"$f":"VLOOKUP(R204,Start!$C$9:$D$15,2,FALSE)+VLOOKUP(R204,Start!$C$23:$D$29,2,FALSE)","v":128.9},{"$f":"(Y204/T204)+Start!$D$19*(VLOOKUP(R204,Start!$M$33:$N$39,2,FALSE)/T204)+VLOOKUP(S204,Start!$C$33:$D$40,2,FALSE)","v":366.17898041185339}]
[null,null,"Ja","SEE915062141939",null,"Boehringer Ingelheim Pharma GmbH&Co.KG","Boehringer Ingelheim - H111 - NG4",88400,"Biberach","Birkendorfer Straße 65","Baden-Württemberg","2016-05-11","Mineralölprodukte","Heizöl, leicht","Mineralölprodukte","Nein","Verbrennungsmotor","Öl","Öl",0.4,"eigene Annahme",2.4,2.2000000000000002,{"$f":"(1-VLOOKUP(S205,Start!$H$33:$I$40,2,FALSE)/100)*W205","v":1.87},{"$f":"VLOOKUP(R205,Start!$C$9:$D$15,2,FALSE)+VLOOKUP(R205,Start!$C$23:$D$29,2,FALSE)","v":58.769999999999996},{"$f":"(Y205/T205)+Start!$D$19*(VLOOKUP(R205,Start!$M$33:$N$39,2,FALSE)/T205)+VLOOKUP(S205,Start!$C$33:$D$40,2,FALSE)","v":204.744}]
[null,null,"Ja","SEE915087411024",null,"Hamburger Energiewerke GmbH","WUW Bille",20537,"Hamburg","Anton-Rée-Weg 50","Hamburg","2019-09-03","Wärme","Dampf (fremdbezogen)","Wärme","Nein","Sonstige","Sonstige","Sonstige",0.4,"eigene Annahme",4.5,4.4000000000000004,{"$f":"(1-VLOOKUP(S206,Start!$H$33:$I$40,2,FALSE)/100)*W206","v":3.74},{"$f":"VLOOKUP(R206,Start!$C$9:$D$15,2,FALSE)+VLOOKUP(R206,Start!$C$23:$D$29,2,FALSE)","v":58.47},{"$f":"(Y206/T206)+Start!$D$19*(VLOOKUP(R206,Start!$M$33:$N$39,2,FALSE)/T206)+VLOOKUP(S206,Start!$C$33:$D$40,2,FALSE)","v":190.60094999999998}]
[null,null,"Ja","SEE915096178499",null,"BASF SE","W118 GTE",67063,"Ludwigshafen","Carl-Bosch-Straße 38","Rheinland-Pfalz","1972-02-15","Druck aus Gasleitungen","","Sonstige Energieträger (nicht erneuerbar)","Nein","Sonstige","Sonstige","Sonstige",0.35,"eigene Annahme",2.2450000000000001,2.2000000000000002,{"$f":"(1-VLOOKUP(S207,Start!$H$33:$I$40,2,FALSE)/100)*W207","v":1.87},{"$f":"VLOOKUP(R207,Start!$C$9:$D$15,2,FALSE)+VLOOKUP(R207,Start!$C$23:$D$29,2,FALSE)","v":58.47},{"$f":"(Y207/T207)+Start!$D$19*(VLOOKUP(R207,Start!$M$33:$N$39,2,FALSE)/T207)+VLOOKUP(S207,Start!$C$33:$D$40,2,FALSE)","v":217.68680000000001}]
[null,null,"Ja","SEE915098640406",null,"K+S Minerals and Agriculture GmbH","ZI TR GT2",39326,"Zielitz","Farsleber Straße 1","Sachsen-Anhalt","1997-07-02","Erdgas","Erdgas, Erdölgas","Erdgas","Ja","Gasturbinen ohne Abhitzekessel","Erdgas","Gasturbine",0.38,"eigene Annahme",5.5919999999999996,5.5,{"$f":"(1-VLOOKUP(S208,Start!$H$33:$I$40,2,FALSE)/100)*W208","v":4.7850000000000001},{"$f":"VLOOKUP(R208,Start!$C$9:$D$15,2,FALSE)+VLOOKUP(R208,Start!$C$23:$D$29,2,FALSE)","v":128.9},{"$f":"(Y208/T208)+Start!$D$19*(VLOOKUP(R208,Start!$M$33:$N$39,2,FALSE)/T208)+VLOOKUP(S208,Start!$C$33:$D$40,2,FALSE)","v":383.14518421052634}]
[null,null,"Ja","SEE915108754215","BNA1280","Basell Polyolefine GmbH","Kraftwerk Basell Wesseling",50389,"Wesseling","Brühler Straße 60","Nordrhein-Westfalen","1962-07-03","Mineralölprodukte","Andere Mineralölprodukte","Mineralölprodukte","Ja","Sonstige","Öl","Öl",0.34320000000000001,"OPSD (2020)",102,90,{"$f":"(1-VLOOKUP(S209,Start!$H$33:$I$40,2,FALSE)/100)*W209","v":76.5},{"$f":"VLOOKUP(R209,Start!$C$9:$D$15,2,FALSE)+VLOOKUP(R209,Start!$C$23:$D$29,2,FALSE)","v":58.769999999999996},{"$f":"(Y209/T209)+Start!$D$19*(VLOOKUP(R209,Start!$M$33:$N$39,2,FALSE)/T209)+VLOOKUP(S209,Start!$C$33:$D$40,2,FALSE)","v":238.46386946386946}]
[null,null,"Ja","SEE915268412710",null,"Stadtwerke Tübingen GmbH","HK Brunnenstraße, Gasturbine 1",72074,"Tübingen","Brunnenstraße 15","Baden-Württemberg","1996-12-19","Erdgas","Erdgas, Erdölgas","Erdgas","Ja","Gasturbinen mit Abhitzekessel","Erdgas","GuD",0.38,"eigene Annahme",4.6870000000000003,4.6120000000000001,{"$f":"(1-VLOOKUP(S210,Start!$H$33:$I$40,2,FALSE)/100)*W210","v":4.0124399999999998},{"$f":"VLOOKUP(R210,Start!$C$9:$D$15,2,FALSE)+VLOOKUP(R210,Start!$C$23:$D$29,2,FALSE)","v":128.9},{"$f":"(Y210/T210)+Start!$D$19*(VLOOKUP(R210,Start!$M$33:$N$39,2,FALSE)/T210)+VLOOKUP(S210,Start!$C$33:$D$40,2,FALSE)","v":383.64518421052634}]
[null,null,"Ja","SEE915289541482","BNA0290","Mainova AG","HKW West Block 3",60327,"Frankfurt","Gutleutstraße 231","Hessen","1990-02-15","Steinkohle","Steinkohlen","Steinkohle","Ja","Kondensationsmaschine mit Entnahme","Steinkohle","Steinkohle",0.39750000000000002,"OPSD (2020)",69.5,61.5,{"$f":"(1-VLOOKUP(S211,Start!$H$33:$I$40,2,FALSE)/100)*W211","v":49.2},{"$f":"VLOOKUP(R211,Start!$C$9:$D$15,2,FALSE)+VLOOKUP(R211,Start!$C$23:$D$29,2,FALSE)","v":42.45},{"$f":"(Y211/T211)+Start!$D$19*(VLOOKUP(R211,Start!$M$33:$N$39,2,FALSE)/T211)+VLOOKUP(S211,Start!$C$33:$D$40,2,FALSE)","v":176.90827672955976}]
[null,null,"Ja","SEE915426748132","BNA0543","RheinEnergie AG","Block 6 Merkenich RheinEnergie",50769,"Köln","Merkenicher Hauptstr. 2","Nordrhein-Westfalen","2010-12-16","Braunkohle","Wirbelschichtkohle","Braunkohle","Ja","Gegendruckmaschine mit Entnahme","Braunkohle","Braunkohle",0.42399999999999999,"OPSD (2020)",85.2,75.3,{"$f":"(1-VLOOKUP(S212,Start!$H$33:$I$40,2,FALSE)/100)*W212","v":65.510999999999996},{"$f":"VLOOKUP(R212,Start!$C$9:$D$15,2,FALSE)+VLOOKUP(R212,Start!$C$23:$D$29,2,FALSE)","v":3.1},{"$f":"(Y212/T212)+Start!$D$19*(VLOOKUP(R212,Start!$M$33:$N$39,2,FALSE)/T212)+VLOOKUP(S212,Start!$C$33:$D$40,2,FALSE)","v":86.352547169811345}]
[null,null,"Ja","SEE915604855232","BNA1337e","DS Smith Paper Deutschland GmbH","GuD-Anlage",63741,"Aschaffenburg","Weichertstraße 7","Bayern","2013-01-28","Erdgas","Erdgas, Erdölgas","Erdgas","Ja","Gasturbinen mit nachgeschalteter Dampfturbine","Erdgas","GuD",0.59850000000000003,"OPSD (2020)",47.92,46.92,{"$f":"(1-VLOOKUP(S213,Start!$H$33:$I$40,2,FALSE)/100)*W213","v":40.820399999999999},{"$f":"VLOOKUP(R213,Start!$C$9:$D$15,2,FALSE)+VLOOKUP(R213,Start!$C$23:$D$29,2,FALSE)","v":128.9},{"$f":"(Y213/T213)+Start!$D$19*(VLOOKUP(R213,Start!$M$33:$N$39,2,FALSE)/T213)+VLOOKUP(S213,Start!$C$33:$D$40,2,FALSE)","v":244.13186299081036}]
[null,null,"Ja","SEE915645322953","BNA0256","SWE Energie GmbH","GT 1",99087,"Erfurt","Stotternheimer Straße 40","Thüringen","1999-12-17","Erdgas","Erdgas, Erdölgas","Erdgas","Ja","Gasturbinen mit nachgeschalteter Dampfturbine","Erdgas","GuD",0.54,"Annahme basierend auf DIW (2014)",23.914000000000001,23,{"$f":"(1-VLOOKUP(S214,Start!$H$33:$I$40,2,FALSE)/100)*W214","v":20.010000000000002},{"$f":"VLOOKUP(R214,Start!$C$9:$D$15,2,FALSE)+VLOOKUP(R214,Start!$C$23:$D$29,2,FALSE)","v":128.9},{"$f":"(Y214/T214)+Start!$D$19*(VLOOKUP(R214,Start!$M$33:$N$39,2,FALSE)/T214)+VLOOKUP(S214,Start!$C$33:$D$40,2,FALSE)","v":270.41698148148146}]
[null,null,"Ja","SEE915883553447","BNA0994","Gemeinschaftskraftwerk Irsching GmbH","Irsching 5 DT",85088,"Vohburg","Paarstraße 30","Bayern","2010-01-01","Erdgas","Erdgas, Erdölgas","Erdgas","Nein","Gasturbinen mit nachgeschalteter Dampfturbine","Erdgas","GuD",0.59699999999999998,"OPSD (2020)",286,282,{"$f":"(1-VLOOKUP(S215,Start!$H$33:$I$40,2,FALSE)/100)*W215","v":245.34},{"$f":"VLOOKUP(R215,Start!$C$9:$D$15,2,FALSE)+VLOOKUP(R215,Start!$C$23:$D$29,2,FALSE)","v":128.9},{"$f":"(Y215/T215)+Start!$D$19*(VLOOKUP(R215,Start!$M$33:$N$39,2,FALSE)/T215)+VLOOKUP(S215,Start!$C$33:$D$40,2,FALSE)","v":244.7414907872697}]
[null,null,"Ja","SEE915885358156","BNA0214","Stadtwerke Duisburg AG","HKW III  Block B",47249,"Duisburg","Wanheimer Str. 439","Nordrhein-Westfalen","2004-09-13","Erdgas","Erdgas, Erdölgas","Erdgas","Ja","Gasturbinen mit Abhitzekessel","Erdgas","GuD",0.5625,"OPSD (2020)",75.3,75.2,{"$f":"(1-VLOOKUP(S216,Start!$H$33:$I$40,2,FALSE)/100)*W216","v":65.424000000000007},{"$f":"VLOOKUP(R216,Start!$C$9:$D$15,2,FALSE)+VLOOKUP(R216,Start!$C$23:$D$29,2,FALSE)","v":128.9},{"$f":"(Y216/T216)+Start!$D$19*(VLOOKUP(R216,Start!$M$33:$N$39,2,FALSE)/T216)+VLOOKUP(S216,Start!$C$33:$D$40,2,FALSE)","v":259.66030222222224}]
[null,null,"Ja","SEE915945252462","BNA0360","Stadtwerke Greifswald GmbH","HKW Gasturbine 1",17489,"Greifswald","An der Jungfernwiese 8","Mecklenburg-Vorpommern","1996-01-01","Erdgas","Erdgas, Erdölgas","Erdgas","Ja","Gasturbinen mit Abhitzekessel","Erdgas","GuD",0.36959999999999998,"OPSD (2020)",4.9489999999999998,4.8940000000000001,{"$f":"(1-VLOOKUP(S217,Start!$H$33:$I$40,2,FALSE)/100)*W217","v":4.2577800000000003},{"$f":"VLOOKUP(R217,Start!$C$9:$D$15,2,FALSE)+VLOOKUP(R217,Start!$C$23:$D$29,2,FALSE)","v":128.9},{"$f":"(Y217/T217)+Start!$D$19*(VLOOKUP(R217,Start!$M$33:$N$39,2,FALSE)/T217)+VLOOKUP(S217,Start!$C$33:$D$40,2,FALSE)","v":394.39818722943727}]
[null,null,"Ja","SEE915966254872","BNA0397","thyssenkrupp Steel Europe AG","Hamborn 5",47166,"Duisburg","Kaiser-Wilhelm-Str. 100","Nordrhein-Westfalen","2003-01-01","andere Gase","Hochofengas, Konvertergas","Sonstige Energieträger (nicht erneuerbar)","Ja","Kondensationsmaschine mit Entnahme","Erdgas","GuD",0.39600000000000002,"Annahme basierend auf DIW (2014)",241,225,{"$f":"(1-VLOOKUP(S218,Start!$H$33:$I$40,2,FALSE)/100)*W218","v":195.75},{"$f":"VLOOKUP(R218,Start!$C$9:$D$15,2,FALSE)+VLOOKUP(R218,Start!$C$23:$D$29,2,FALSE)","v":128.9},{"$f":"(Y218/T218)+Start!$D$19*(VLOOKUP(R218,Start!$M$33:$N$39,2,FALSE)/T218)+VLOOKUP(S218,Start!$C$33:$D$40,2,FALSE)","v":368.20497474747475}]
[null,null,"Ja","SEE916030519361","BNA0517","Mineraloelraffinerie Oberrhein","TG-1902",76187,"Karlsruhe","Nördliche Raffineriestraße 1","Baden-Württemberg","1995-06-17","Mineralölprodukte","Raffineriegas","Mineralölprodukte","Ja","Kondensationsmaschine mit Entnahme","Öl","Öl",0.3795,"OPSD (2020)",8.1,7.3,{"$f":"(1-VLOOKUP(S219,Start!$H$33:$I$40,2,FALSE)/100)*W219","v":6.2050000000000001},{"$f":"VLOOKUP(R219,Start!$C$9:$D$15,2,FALSE)+VLOOKUP(R219,Start!$C$23:$D$29,2,FALSE)","v":58.769999999999996},{"$f":"(Y219/T219)+Start!$D$19*(VLOOKUP(R219,Start!$M$33:$N$39,2,FALSE)/T219)+VLOOKUP(S219,Start!$C$33:$D$40,2,FALSE)","v":215.74993412384717}]
[null,null,"Ja","SEE916115669219","BNA1945","Stadtwerke Kiel AG","Küstenkraftwerk K.I.E.L Motor 11",24149,"Kiel","Hasselfelde 30","Schleswig-Holstein","2018-08-21","Erdgas","Erdgas, Erdölgas","Erdgas","Ja","Verbrennungsmotor","Erdgas","GuD",0.40589999999999998,"OPSD (2020)",9.5709999999999997,9.4559999999999995,{"$f":"(1-VLOOKUP(S220,Start!$H$33:$I$40,2,FALSE)/100)*W220","v":8.2267200000000003},{"$f":"VLOOKUP(R220,Start!$C$9:$D$15,2,FALSE)+VLOOKUP(R220,Start!$C$23:$D$29,2,FALSE)","v":128.9},{"$f":"(Y220/T220)+Start!$D$19*(VLOOKUP(R220,Start!$M$33:$N$39,2,FALSE)/T220)+VLOOKUP(S220,Start!$C$33:$D$40,2,FALSE)","v":359.26095097314612}]
[null,null,"Ja","SEE916435406600","BNA1945","Stadtwerke Kiel AG","Küstenkraftwerk K.I.E.L Motor 9",24149,"Kiel","Hasselfelde 30","Schleswig-Holstein","2018-10-04","Erdgas","Erdgas, Erdölgas","Erdgas","Ja","Verbrennungsmotor","Erdgas","GuD",0.40589999999999998,"OPSD (2020)",9.5709999999999997,9.4559999999999995,{"$f":"(1-VLOOKUP(S221,Start!$H$33:$I$40,2,FALSE)/100)*W221","v":8.2267200000000003},{"$f":"VLOOKUP(R221,Start!$C$9:$D$15,2,FALSE)+VLOOKUP(R221,Start!$C$23:$D$29,2,FALSE)","v":128.9},{"$f":"(Y221/T221)+Start!$D$19*(VLOOKUP(R221,Start!$M$33:$N$39,2,FALSE)/T221)+VLOOKUP(S221,Start!$C$33:$D$40,2,FALSE)","v":359.26095097314612}]
[null,null,"Ja","SEE916437209445","BNA0500","Boehringer Ingelheim Pharma GmbH&Co.KG","Boehringer Ingelheim - 2334 - K7/T6",55218,"Ingelheim","Binger Straße 173","Rheinland-Pfalz","1970-11-03","Erdgas","Erdgas, Erdölgas","Erdgas","Ja","Gegendruckmaschine mit Entnahme","Erdgas","GuD",0.35199999999999998,"Annahme basierend auf DIW (2014)",10,9.25,{"$f":"(1-VLOOKUP(S222,Start!$H$33:$I$40,2,FALSE)/100)*W222","v":8.0474999999999994},{"$f":"VLOOKUP(R222,Start!$C$9:$D$15,2,FALSE)+VLOOKUP(R222,Start!$C$23:$D$29,2,FALSE)","v":128.9},{"$f":"(Y222/T222)+Start!$D$19*(VLOOKUP(R222,Start!$M$33:$N$39,2,FALSE)/T222)+VLOOKUP(S222,Start!$C$33:$D$40,2,FALSE)","v":414.04309659090916}]
[null,null,"Ja","SEE916495905242","BNA0214","Stadtwerke Duisburg AG","HKW III  Block B",47249,"Duisburg","Wanheimer Str. 439","Nordrhein-Westfalen","2005-02-25","Wärme","Prozessdampf","Erdgas","Ja","Kondensationsmaschine mit Entnahme","Erdgas","GuD",0.5625,"OPSD (2020)",88.3,84,{"$f":"(1-VLOOKUP(S223,Start!$H$33:$I$40,2,FALSE)/100)*W223","v":73.08},{"$f":"VLOOKUP(R223,Start!$C$9:$D$15,2,FALSE)+VLOOKUP(R223,Start!$C$23:$D$29,2,FALSE)","v":128.9},{"$f":"(Y223/T223)+Start!$D$19*(VLOOKUP(R223,Start!$M$33:$N$39,2,FALSE)/T223)+VLOOKUP(S223,Start!$C$33:$D$40,2,FALSE)","v":259.66030222222224}]
[null,null,"Ja","SEE916609233650","BNA0545","RheinEnergie AG","DT Niehl 2 RheinEnergie",50735,"Köln","Am Molenkopf 3","Nordrhein-Westfalen","2005-03-26","Wärme","Dampf (fremdbezogen)","Erdgas","Ja","Kondensationsmaschine mit Entnahme","Erdgas","GuD",0.57999999999999996,"OPSD (2020)",147,147,{"$f":"(1-VLOOKUP(S224,Start!$H$33:$I$40,2,FALSE)/100)*W224","v":127.89},{"$f":"VLOOKUP(R224,Start!$C$9:$D$15,2,FALSE)+VLOOKUP(R224,Start!$C$23:$D$29,2,FALSE)","v":128.9},{"$f":"(Y224/T224)+Start!$D$19*(VLOOKUP(R224,Start!$M$33:$N$39,2,FALSE)/T224)+VLOOKUP(S224,Start!$C$33:$D$40,2,FALSE)","v":251.87098275862073}]
[null,null,"Ja","SEE916662059105","BNA0848","Stadtwerke Rostock Aktiengesellschaft","GuD-Block 1",18069,"Rostock","Schmarler Damm 5","Mecklenburg-Vorpommern","1996-06-13","Erdgas","Erdgas, Erdölgas","Erdgas","Ja","Gasturbinen mit nachgeschalteter Dampfturbine","Erdgas","GuD",0.52200000000000002,"OPSD (2020)",37,36,{"$f":"(1-VLOOKUP(S225,Start!$H$33:$I$40,2,FALSE)/100)*W225","v":31.32},{"$f":"VLOOKUP(R225,Start!$C$9:$D$15,2,FALSE)+VLOOKUP(R225,Start!$C$23:$D$29,2,FALSE)","v":128.9},{"$f":"(Y225/T225)+Start!$D$19*(VLOOKUP(R225,Start!$M$33:$N$39,2,FALSE)/T225)+VLOOKUP(S225,Start!$C$33:$D$40,2,FALSE)","v":279.68998084291189}]
[null,null,"Ja","SEE916683222854","BNA0557a","Currenta GmbH & Co. OHG","UER L57 M3",47829,"Krefeld","Rheinuferstraße 7","Nordrhein-Westfalen","1964-04-07","Steinkohle","Steinkohlen","Steinkohle","Ja","Kondensationsmaschine ohne Entnahme","Steinkohle","Steinkohle",0.3175,"OPSD (2020)",7.6920000000000002,7.2249999999999996,{"$f":"(1-VLOOKUP(S226,Start!$H$33:$I$40,2,FALSE)/100)*W226","v":5.78},{"$f":"VLOOKUP(R226,Start!$C$9:$D$15,2,FALSE)+VLOOKUP(R226,Start!$C$23:$D$29,2,FALSE)","v":42.45},{"$f":"(Y226/T226)+Start!$D$19*(VLOOKUP(R226,Start!$M$33:$N$39,2,FALSE)/T226)+VLOOKUP(S226,Start!$C$33:$D$40,2,FALSE)","v":221.15603149606301}]
[null,null,"Ja","SEE916689752430",null,"BASF SE","N822 GE2",67063,"Ludwigshafen","Carl-Bosch-Straße 38","Rheinland-Pfalz","1991-01-01","Wärme","Prozessdampf","Wärme","Nein","Gegendruckmaschine ohne Entnahme","Sonstige","Sonstige",0.38500000000000001,"eigene Annahme",2.7,2.65,{"$f":"(1-VLOOKUP(S227,Start!$H$33:$I$40,2,FALSE)/100)*W227","v":2.2524999999999999},{"$f":"VLOOKUP(R227,Start!$C$9:$D$15,2,FALSE)+VLOOKUP(R227,Start!$C$23:$D$29,2,FALSE)","v":58.47},{"$f":"(Y227/T227)+Start!$D$19*(VLOOKUP(R227,Start!$M$33:$N$39,2,FALSE)/T227)+VLOOKUP(S227,Start!$C$33:$D$40,2,FALSE)","v":197.988}]
[null,null,"Ja","SEE916733797554",null,"Julius Glatz","Turbine 1",67468,"Neidenfels"," ","Rheinland-Pfalz","1955-01-01","Erdgas","Erdgas, Erdölgas","Erdgas","Ja","Kondensationsmaschine mit Entnahme","Erdgas","GuD",0.4,"eigene Annahme",4.5,4.1500000000000004,{"$f":"(1-VLOOKUP(S228,Start!$H$33:$I$40,2,FALSE)/100)*W228","v":3.6105000000000005},{"$f":"VLOOKUP(R228,Start!$C$9:$D$15,2,FALSE)+VLOOKUP(R228,Start!$C$23:$D$29,2,FALSE)","v":128.9},{"$f":"(Y228/T228)+Start!$D$19*(VLOOKUP(R228,Start!$M$33:$N$39,2,FALSE)/T228)+VLOOKUP(S228,Start!$C$33:$D$40,2,FALSE)","v":364.53792499999997}]
[null,null,"Ja","SEE916830465356","BNA1948","Kraftwerke Mainz-Wiesbaden AG","BHKW KW5 5A",55120,"Mainz","Kraftwerkallee 1","Rheinland-Pfalz","2020-12-23","Erdgas","Erdgas, Erdölgas","Erdgas","Ja","Verbrennungsmotor","Erdgas","GuD",0.45,"https://www.kmw-ag.de/anlagen/blockheizkraftwerk/",10.02,9.93,{"$f":"(1-VLOOKUP(S229,Start!$H$33:$I$40,2,FALSE)/100)*W229","v":8.6390999999999991},{"$f":"VLOOKUP(R229,Start!$C$9:$D$15,2,FALSE)+VLOOKUP(R229,Start!$C$23:$D$29,2,FALSE)","v":128.9},{"$f":"(Y229/T229)+Start!$D$19*(VLOOKUP(R229,Start!$M$33:$N$39,2,FALSE)/T229)+VLOOKUP(S229,Start!$C$33:$D$40,2,FALSE)","v":324.20037777777782}]
[null,null,"Ja","SEE916865356940","BNA0804","K+S Minerals and Agriculture GmbH","Kraftwerk HA GT4",36269,"Philippsthal","Hattorfer Straße 1","Hessen","2012-02-01","Erdgas","Erdgas, Erdölgas","Erdgas","Ja","Gasturbinen mit Abhitzekessel","Erdgas","GuD",0.39929999999999999,"OPSD (2020)",32.603999999999999,32,{"$f":"(1-VLOOKUP(S230,Start!$H$33:$I$40,2,FALSE)/100)*W230","v":27.84},{"$f":"VLOOKUP(R230,Start!$C$9:$D$15,2,FALSE)+VLOOKUP(R230,Start!$C$23:$D$29,2,FALSE)","v":128.9},{"$f":"(Y230/T230)+Start!$D$19*(VLOOKUP(R230,Start!$M$33:$N$39,2,FALSE)/T230)+VLOOKUP(S230,Start!$C$33:$D$40,2,FALSE)","v":365.17435512146261}]
[null,null,"Ja","SEE916877868585","BNA0396","thyssenkrupp Steel Europe AG","Hamborn 4",47166,"Duisburg","Kaiser-Wilhelm-Str. 100","Nordrhein-Westfalen","1976-01-01","andere Gase","Hochofengas, Konvertergas","Sonstige Energieträger (nicht erneuerbar)","Ja","Kondensationsmaschine mit Entnahme","Erdgas","GuD",0.35199999999999998,"Annahme basierend auf DIW (2014)",108,101.3,{"$f":"(1-VLOOKUP(S231,Start!$H$33:$I$40,2,FALSE)/100)*W231","v":88.131},{"$f":"VLOOKUP(R231,Start!$C$9:$D$15,2,FALSE)+VLOOKUP(R231,Start!$C$23:$D$29,2,FALSE)","v":128.9},{"$f":"(Y231/T231)+Start!$D$19*(VLOOKUP(R231,Start!$M$33:$N$39,2,FALSE)/T231)+VLOOKUP(S231,Start!$C$33:$D$40,2,FALSE)","v":414.04309659090916}]
[null,null,"Ja","SEE916894674336","BNA1866","GLOBALFOUNDRIES Dresden Module One LLC & Co. KG","Gasmotoren-Blockheizkraftwerk II (Generator 3)",1468,"Moritzburg","Ringstraße 3","Sachsen","2004-11-10","Erdgas","Erdgas, Erdölgas","Erdgas","Ja","Verbrennungsmotor","Erdgas","GuD",0.442,"Annahme basierend auf DIW (2014)",3.8319999999999999,3.7719999999999998,{"$f":"(1-VLOOKUP(S232,Start!$H$33:$I$40,2,FALSE)/100)*W232","v":3.2816399999999999},{"$f":"VLOOKUP(R232,Start!$C$9:$D$15,2,FALSE)+VLOOKUP(R232,Start!$C$23:$D$29,2,FALSE)","v":128.9},{"$f":"(Y232/T232)+Start!$D$19*(VLOOKUP(R232,Start!$M$33:$N$39,2,FALSE)/T232)+VLOOKUP(S232,Start!$C$33:$D$40,2,FALSE)","v":330.04110859728507}]
[null,null,"Ja","SEE917033307511","BNA0557b","Currenta GmbH & Co. OHG","UER N230 VST4",47829,"Krefeld","Rheinuferstraße 7","Nordrhein-Westfalen","1967-07-03","Erdgas","Erdgas, Erdölgas","Erdgas","Ja","Gegendruckmaschine ohne Entnahme","Erdgas","GuD",0.35249999999999998,"OPSD (2020)",14.9,13.3,{"$f":"(1-VLOOKUP(S233,Start!$H$33:$I$40,2,FALSE)/100)*W233","v":11.571},{"$f":"VLOOKUP(R233,Start!$C$9:$D$15,2,FALSE)+VLOOKUP(R233,Start!$C$23:$D$29,2,FALSE)","v":128.9},{"$f":"(Y233/T233)+Start!$D$19*(VLOOKUP(R233,Start!$M$33:$N$39,2,FALSE)/T233)+VLOOKUP(S233,Start!$C$33:$D$40,2,FALSE)","v":413.45792907801422}]
[null,null,"Ja","SEE917096062495","BNA1810","ExxonMobil Production Deutschland GmbH","KWK Anlage Großenkneten",26197,"Großenkneten","Vor dem Esch 12","Niedersachsen","2014-07-31","Erdgas","Erdgas, Erdölgas","Erdgas","Ja","Gasturbinen mit Abhitzekessel","Erdgas","GuD",0.45600000000000002,"Annahme basierend auf DIW (2014)",30.495999999999999,30.16,{"$f":"(1-VLOOKUP(S234,Start!$H$33:$I$40,2,FALSE)/100)*W234","v":26.2392},{"$f":"VLOOKUP(R234,Start!$C$9:$D$15,2,FALSE)+VLOOKUP(R234,Start!$C$23:$D$29,2,FALSE)","v":128.9},{"$f":"(Y234/T234)+Start!$D$19*(VLOOKUP(R234,Start!$M$33:$N$39,2,FALSE)/T234)+VLOOKUP(S234,Start!$C$33:$D$40,2,FALSE)","v":319.95432017543862}]
[null,null,"Ja","SEE917110358740","BNA1330","Steinbeis Energie GmbH","Steinbeis Energie EBS Kessel 6",25348,"Glückstadt","Stadtstraße 20","Schleswig-Holstein","2010-09-27","nicht biogener Abfall","nicht biogener Abfall (Hausmüll, Siedlungsabfälle)","Abfall","Ja","Kondensationsmaschine mit Entnahme","Abfall","Abfall",0.33,"OPSD (2020)",21.4,17,{"$f":"(1-VLOOKUP(S235,Start!$H$33:$I$40,2,FALSE)/100)*W235","v":14.45},{"$f":"VLOOKUP(R235,Start!$C$9:$D$15,2,FALSE)+VLOOKUP(R235,Start!$C$23:$D$29,2,FALSE)","v":0},{"$f":"(Y235/T235)+Start!$D$19*(VLOOKUP(R235,Start!$M$33:$N$39,2,FALSE)/T235)+VLOOKUP(S235,Start!$C$33:$D$40,2,FALSE)","v":1}]
[null,null,"Ja","SEE917331286914","BNA1946","BMW AG Niederlassung Stuttgart","Werk 1.1 KWK 2",80809,"München","Lerchenauer Straße 76","Bayern","2019-02-20","Erdgas","Erdgas, Erdölgas","Erdgas","Ja","Verbrennungsmotor","Erdgas","GuD",0.40589999999999998,"OPSD (2020)",4.5,4.5,{"$f":"(1-VLOOKUP(S236,Start!$H$33:$I$40,2,FALSE)/100)*W236","v":3.915},{"$f":"VLOOKUP(R236,Start!$C$9:$D$15,2,FALSE)+VLOOKUP(R236,Start!$C$23:$D$29,2,FALSE)","v":128.9},{"$f":"(Y236/T236)+Start!$D$19*(VLOOKUP(R236,Start!$M$33:$N$39,2,FALSE)/T236)+VLOOKUP(S236,Start!$C$33:$D$40,2,FALSE)","v":359.26095097314612}]
[null,null,"Ja","SEE917432813484","BNA1076b","Volkswagen AG","HKW West Block 2",38440,"Wolfsburg","Berliner Ring 2","Niedersachsen","1985-05-01","Steinkohle","Steinkohlen","Steinkohle","Ja","Kondensationsmaschine mit Entnahme","Steinkohle","Steinkohle",0.38750000000000001,"OPSD (2020)",153,138.5,{"$f":"(1-VLOOKUP(S237,Start!$H$33:$I$40,2,FALSE)/100)*W237","v":110.80000000000001},{"$f":"VLOOKUP(R237,Start!$C$9:$D$15,2,FALSE)+VLOOKUP(R237,Start!$C$23:$D$29,2,FALSE)","v":42.45},{"$f":"(Y237/T237)+Start!$D$19*(VLOOKUP(R237,Start!$M$33:$N$39,2,FALSE)/T237)+VLOOKUP(S237,Start!$C$33:$D$40,2,FALSE)","v":181.44010322580647}]
[null,null,"Ja","SEE917448747254","BNA1336","Henkel AG & Co. KGaA","F13ND5",40589,"Düsseldorf","Henkelstraße 67","Nordrhein-Westfalen","2009-01-01","Mineralölprodukte","Heizöl, leicht","Mineralölprodukte","Nein","Verbrennungsmotor","Öl","Öl",0.32779999999999998,"OPSD (2020)",1.28,1.1672,{"$f":"(1-VLOOKUP(S238,Start!$H$33:$I$40,2,FALSE)/100)*W238","v":0.99212},{"$f":"VLOOKUP(R238,Start!$C$9:$D$15,2,FALSE)+VLOOKUP(R238,Start!$C$23:$D$29,2,FALSE)","v":58.769999999999996},{"$f":"(Y238/T238)+Start!$D$19*(VLOOKUP(R238,Start!$M$33:$N$39,2,FALSE)/T238)+VLOOKUP(S238,Start!$C$33:$D$40,2,FALSE)","v":249.61989017693716}]
[null,null,"Ja","SEE917497526305","BNA1437","Aluminium Oxid Stade GmbH","KWK GT1",21683,"Stade","Johann-Rathje-Köser Straße ","Niedersachsen","2012-05-01","Erdgas","Erdgas, Erdölgas","Erdgas","Ja","Gasturbinen mit Abhitzekessel","Erdgas","GuD",0.41120000000000001,"OPSD (2020)",15.551500000000001,15.36,{"$f":"(1-VLOOKUP(S239,Start!$H$33:$I$40,2,FALSE)/100)*W239","v":13.363199999999999},{"$f":"VLOOKUP(R239,Start!$C$9:$D$15,2,FALSE)+VLOOKUP(R239,Start!$C$23:$D$29,2,FALSE)","v":128.9},{"$f":"(Y239/T239)+Start!$D$19*(VLOOKUP(R239,Start!$M$33:$N$39,2,FALSE)/T239)+VLOOKUP(S239,Start!$C$33:$D$40,2,FALSE)","v":354.64973249027241}]
[null,null,"Ja","SEE917568874298","BNA1556","Sachsenmilch Leppersdorf GmbH","7710MKA10-DT",1454,"Wachau","An den Breiten ","Sachsen","2014-07-21","Wärme","Prozessdampf","Erdgas","Ja","Gegendruckmaschine mit Entnahme","Erdgas","GuD",0.4,"eigene Annahme",6.44,5.8739999999999997,{"$f":"(1-VLOOKUP(S240,Start!$H$33:$I$40,2,FALSE)/100)*W240","v":5.1103799999999993},{"$f":"VLOOKUP(R240,Start!$C$9:$D$15,2,FALSE)+VLOOKUP(R240,Start!$C$23:$D$29,2,FALSE)","v":128.9},{"$f":"(Y240/T240)+Start!$D$19*(VLOOKUP(R240,Start!$M$33:$N$39,2,FALSE)/T240)+VLOOKUP(S240,Start!$C$33:$D$40,2,FALSE)","v":364.53792499999997}]
[null,null,"Ja","SEE917940359917","BNA1212","Vereinigte Wertach Elektrizitätswerke GmbH","DKW Nord Diesel 3",87719,"Mindelheim","Mindelmähderweg 10","Bayern","1988-01-01","Mineralölprodukte","Heizöl, leicht","Mineralölprodukte","Nein","Verbrennungsmotor","Öl","Öl",0.37180000000000002,"OPSD (2020)",3.8,3.6,{"$f":"(1-VLOOKUP(S241,Start!$H$33:$I$40,2,FALSE)/100)*W241","v":3.06},{"$f":"VLOOKUP(R241,Start!$C$9:$D$15,2,FALSE)+VLOOKUP(R241,Start!$C$23:$D$29,2,FALSE)","v":58.769999999999996},{"$f":"(Y241/T241)+Start!$D$19*(VLOOKUP(R241,Start!$M$33:$N$39,2,FALSE)/T241)+VLOOKUP(S241,Start!$C$33:$D$40,2,FALSE)","v":220.19741796664874}]
[null,null,"Ja","SEE917943562765","BNA0289b","Mainova AG","HKW West Block 2",60327,"Frankfurt","Gutleutstraße 231","Hessen","1990-02-01","Steinkohle","Steinkohlen","Steinkohle","Ja","Kondensationsmaschine mit Entnahme","Steinkohle","Steinkohle",0.39500000000000002,"OPSD (2020)",69.5,61.5,{"$f":"(1-VLOOKUP(S242,Start!$H$33:$I$40,2,FALSE)/100)*W242","v":49.2},{"$f":"VLOOKUP(R242,Start!$C$9:$D$15,2,FALSE)+VLOOKUP(R242,Start!$C$23:$D$29,2,FALSE)","v":42.45},{"$f":"(Y242/T242)+Start!$D$19*(VLOOKUP(R242,Start!$M$33:$N$39,2,FALSE)/T242)+VLOOKUP(S242,Start!$C$33:$D$40,2,FALSE)","v":178.01972151898735}]
[null,null,"Ja","SEE917962193414","BNA1227","Vereinigte Wertach Elektrizitätswerke GmbH","DKW Leinau Diesel 2",87666,"Pforzen","Am Kraftwerk 2","Bayern","1979-01-01","Mineralölprodukte","Heizöl, leicht","Mineralölprodukte","Nein","Verbrennungsmotor","Öl","Öl",0.36080000000000001,"OPSD (2020)",3.8,3.8,{"$f":"(1-VLOOKUP(S243,Start!$H$33:$I$40,2,FALSE)/100)*W243","v":3.23},{"$f":"VLOOKUP(R243,Start!$C$9:$D$15,2,FALSE)+VLOOKUP(R243,Start!$C$23:$D$29,2,FALSE)","v":58.769999999999996},{"$f":"(Y243/T243)+Start!$D$19*(VLOOKUP(R243,Start!$M$33:$N$39,2,FALSE)/T243)+VLOOKUP(S243,Start!$C$33:$D$40,2,FALSE)","v":226.88026607538802}]
[null,null,"Ja","SEE918056935682","BNA0662b","Evonik Operations GmbH","Kraftwerk III, DT310",45772,"Marl","Paul-Baumann-Straße 1","Nordrhein-Westfalen","1973-08-01","Erdgas","Erdgas, Erdölgas","Erdgas","Ja","Gegendruckmaschine ohne Entnahme","Erdgas","GuD",0.27,"OPSD (2020)",35.450000000000003,35.450000000000003,{"$f":"(1-VLOOKUP(S244,Start!$H$33:$I$40,2,FALSE)/100)*W244","v":30.841500000000003},{"$f":"VLOOKUP(R244,Start!$C$9:$D$15,2,FALSE)+VLOOKUP(R244,Start!$C$23:$D$29,2,FALSE)","v":128.9},{"$f":"(Y244/T244)+Start!$D$19*(VLOOKUP(R244,Start!$M$33:$N$39,2,FALSE)/T244)+VLOOKUP(S244,Start!$C$33:$D$40,2,FALSE)","v":539.33396296296291}]
[null,null,"Ja","SEE918100281437","BNA1944","BMW AG Niederlassung Stuttgart","KWK 7",84130,"Dingolfing","Karl-Dompert-Straße 7","Bayern","2019-03-26","Erdgas","Erdgas, Erdölgas","Erdgas","Ja","Verbrennungsmotor","Erdgas","GuD",0.40589999999999998,"OPSD (2020)",4.5,4.5,{"$f":"(1-VLOOKUP(S245,Start!$H$33:$I$40,2,FALSE)/100)*W245","v":3.915},{"$f":"VLOOKUP(R245,Start!$C$9:$D$15,2,FALSE)+VLOOKUP(R245,Start!$C$23:$D$29,2,FALSE)","v":128.9},{"$f":"(Y245/T245)+Start!$D$19*(VLOOKUP(R245,Start!$M$33:$N$39,2,FALSE)/T245)+VLOOKUP(S245,Start!$C$33:$D$40,2,FALSE)","v":359.26095097314612}]
[null,null,"Ja","SEE918111432224","BNA0232b","Sappi Ehingen GmbH","Turbinengenerator3-SiemensT1915",89584,"Ehingen","Biberacher Straße 73","Baden-Württemberg","1961-08-07","Erdgas","Erdgas, Erdölgas","Erdgas","Ja","Gegendruckmaschine ohne Entnahme","Erdgas","GuD",0.38,"OPSD (2020)",7.1849999999999996,5.17,{"$f":"(1-VLOOKUP(S246,Start!$H$33:$I$40,2,FALSE)/100)*W246","v":4.4978999999999996},{"$f":"VLOOKUP(R246,Start!$C$9:$D$15,2,FALSE)+VLOOKUP(R246,Start!$C$23:$D$29,2,FALSE)","v":128.9},{"$f":"(Y246/T246)+Start!$D$19*(VLOOKUP(R246,Start!$M$33:$N$39,2,FALSE)/T246)+VLOOKUP(S246,Start!$C$33:$D$40,2,FALSE)","v":383.64518421052634}]
[null,null,"Ja","SEE918143230942","BNA0216b","STEAG Walsum 10 Kraftwerksgesellschaft","Walsum 10",47179,"Duisburg","Dr.-Wilhelm-Roelen-Str. 129","Nordrhein-Westfalen","2013-12-20","Steinkohle","Steinkohlen","Steinkohle","Ja","Kondensationsmaschine mit Entnahme","Steinkohle","Steinkohle",0.45,"OPSD (2020)",790,725,{"$f":"(1-VLOOKUP(S247,Start!$H$33:$I$40,2,FALSE)/100)*W247","v":580},{"$f":"VLOOKUP(R247,Start!$C$9:$D$15,2,FALSE)+VLOOKUP(R247,Start!$C$23:$D$29,2,FALSE)","v":42.45},{"$f":"(Y247/T247)+Start!$D$19*(VLOOKUP(R247,Start!$M$33:$N$39,2,FALSE)/T247)+VLOOKUP(S247,Start!$C$33:$D$40,2,FALSE)","v":156.42064444444446}]
[null,null,"Ja","SEE918373264410","BNA0033","Stadtwerke Augsburg Energie GmbH","BHKW GT-Ost",86167,"Augsburg","Beim Grenzgraben 10","Bayern","2004-01-15","Erdgas","Erdgas, Erdölgas","Erdgas","Ja","Gasturbinen mit Abhitzekessel","Erdgas","GuD",0.39040000000000002,"OPSD (2020)",31,30.7,{"$f":"(1-VLOOKUP(S248,Start!$H$33:$I$40,2,FALSE)/100)*W248","v":26.709},{"$f":"VLOOKUP(R248,Start!$C$9:$D$15,2,FALSE)+VLOOKUP(R248,Start!$C$23:$D$29,2,FALSE)","v":128.9},{"$f":"(Y248/T248)+Start!$D$19*(VLOOKUP(R248,Start!$M$33:$N$39,2,FALSE)/T248)+VLOOKUP(S248,Start!$C$33:$D$40,2,FALSE)","v":373.46508709016393}]
[null,null,"Ja","SEE918397495210",null,"SWM Services GmbH","SWM HKW Sued GuD1 SSD",81371,"München","Schäftlarnstraße 15","Bayern","1980-10-01","Mineralölprodukte","Heizöl, leicht","Mineralölprodukte","Nein","Verbrennungsmotor","Öl","Öl",0.38,"eigene Annahme",2.64,2.5,{"$f":"(1-VLOOKUP(S249,Start!$H$33:$I$40,2,FALSE)/100)*W249","v":2.125},{"$f":"VLOOKUP(R249,Start!$C$9:$D$15,2,FALSE)+VLOOKUP(R249,Start!$C$23:$D$29,2,FALSE)","v":58.769999999999996},{"$f":"(Y249/T249)+Start!$D$19*(VLOOKUP(R249,Start!$M$33:$N$39,2,FALSE)/T249)+VLOOKUP(S249,Start!$C$33:$D$40,2,FALSE)","v":215.46736842105261}]
[null,null,"Ja","SEE918407219966","BNA1403","Neptune Energy Deutschland GmbH","GuD Steinitz - HKW 1",29410,"Salzwedel","Bobbenmärsche 11","Sachsen-Anhalt","1994-07-01","Erdgas","Erdgas, Erdölgas","Erdgas","Ja","Gasturbinen mit nachgeschalteter Dampfturbine","Erdgas","GuD",0.38390000000000002,"OPSD (2020)",11.6,4.3499999999999996,{"$f":"(1-VLOOKUP(S250,Start!$H$33:$I$40,2,FALSE)/100)*W250","v":3.7844999999999995},{"$f":"VLOOKUP(R250,Start!$C$9:$D$15,2,FALSE)+VLOOKUP(R250,Start!$C$23:$D$29,2,FALSE)","v":128.9},{"$f":"(Y250/T250)+Start!$D$19*(VLOOKUP(R250,Start!$M$33:$N$39,2,FALSE)/T250)+VLOOKUP(S250,Start!$C$33:$D$40,2,FALSE)","v":379.7630112008336}]
[null,null,"Ja","SEE918506212059",null,"Energieversorgung Oberhausen","Gasmotoren Danziger Straße",46045,"Oberhausen","Danziger Str. 31","Nordrhein-Westfalen","2021-05-10","Erdgas","Erdgas, Erdölgas","Erdgas","Ja","Verbrennungsmotor","Erdgas","GuD",0.47,"Annahme basierend auf DIW (2014)",9,8.81,{"$f":"(1-VLOOKUP(S251,Start!$H$33:$I$40,2,FALSE)/100)*W251","v":7.6647000000000007},{"$f":"VLOOKUP(R251,Start!$C$9:$D$15,2,FALSE)+VLOOKUP(R251,Start!$C$23:$D$29,2,FALSE)","v":128.9},{"$f":"(Y251/T251)+Start!$D$19*(VLOOKUP(R251,Start!$M$33:$N$39,2,FALSE)/T251)+VLOOKUP(S251,Start!$C$33:$D$40,2,FALSE)","v":310.46844680851069}]
[null,null,"Ja","SEE918541277334","BNA0318","RhönEnergie Fulda GmbH","Kraftwerk Fulda Aggregat 3C",36043,"Fulda","Frankfurter Straße 4","Hessen","2010-01-01","Mineralölprodukte","Dieselkraftstoff","Mineralölprodukte","Nein","Verbrennungsmotor","Öl","Öl",0.39710000000000001,"OPSD (2020)",2.76,2.76,{"$f":"(1-VLOOKUP(S252,Start!$H$33:$I$40,2,FALSE)/100)*W252","v":2.3459999999999996},{"$f":"VLOOKUP(R252,Start!$C$9:$D$15,2,FALSE)+VLOOKUP(R252,Start!$C$23:$D$29,2,FALSE)","v":58.769999999999996},{"$f":"(Y252/T252)+Start!$D$19*(VLOOKUP(R252,Start!$M$33:$N$39,2,FALSE)/T252)+VLOOKUP(S252,Start!$C$33:$D$40,2,FALSE)","v":206.23193150339964}]
[null,null,"Ja","SEE918548652318","BNA0318","RhönEnergie Fulda GmbH","Kraftwerk Fulda Aggregat 1",36043,"Fulda","Frankfurter Straße ","Hessen","2010-01-01","Mineralölprodukte","Dieselkraftstoff","Mineralölprodukte","Nein","Verbrennungsmotor","Öl","Öl",0.39710000000000001,"OPSD (2020)",3.75,3.6,{"$f":"(1-VLOOKUP(S253,Start!$H$33:$I$40,2,FALSE)/100)*W253","v":3.06},{"$f":"VLOOKUP(R253,Start!$C$9:$D$15,2,FALSE)+VLOOKUP(R253,Start!$C$23:$D$29,2,FALSE)","v":58.769999999999996},{"$f":"(Y253/T253)+Start!$D$19*(VLOOKUP(R253,Start!$M$33:$N$39,2,FALSE)/T253)+VLOOKUP(S253,Start!$C$33:$D$40,2,FALSE)","v":206.23193150339964}]
[null,null,"Ja","SEE918583974024","BNA1945","Stadtwerke Kiel AG","Küstenkraftwerk K.I.E.L Motor 2",24149,"Kiel","Hasselfelde 30","Schleswig-Holstein","2018-11-21","Erdgas","Erdgas, Erdölgas","Erdgas","Ja","Verbrennungsmotor","Erdgas","GuD",0.40589999999999998,"OPSD (2020)",9.5709999999999997,9.4559999999999995,{"$f":"(1-VLOOKUP(S254,Start!$H$33:$I$40,2,FALSE)/100)*W254","v":8.2267200000000003},{"$f":"VLOOKUP(R254,Start!$C$9:$D$15,2,FALSE)+VLOOKUP(R254,Start!$C$23:$D$29,2,FALSE)","v":128.9},{"$f":"(Y254/T254)+Start!$D$19*(VLOOKUP(R254,Start!$M$33:$N$39,2,FALSE)/T254)+VLOOKUP(S254,Start!$C$33:$D$40,2,FALSE)","v":359.26095097314612}]
[null,null,"Ja","SEE918623387630","BNA1261","EEW Energy from Waste Stapelfeld GmbH","EEW Stapelfeld GmbH",22145,"Stapelfeld","Ahrensburger Weg 4","Schleswig-Holstein","1979-10-01","nicht biogener Abfall","nicht biogener Abfall (Hausmüll, Siedlungsabfälle)","Abfall","Ja","Kondensationsmaschine mit Entnahme","Abfall","Abfall",0.33,"OPSD (2020)",16.399999999999999,11.4,{"$f":"(1-VLOOKUP(S255,Start!$H$33:$I$40,2,FALSE)/100)*W255","v":9.69},{"$f":"VLOOKUP(R255,Start!$C$9:$D$15,2,FALSE)+VLOOKUP(R255,Start!$C$23:$D$29,2,FALSE)","v":0},{"$f":"(Y255/T255)+Start!$D$19*(VLOOKUP(R255,Start!$M$33:$N$39,2,FALSE)/T255)+VLOOKUP(S255,Start!$C$33:$D$40,2,FALSE)","v":1}]
[null,null,"Ja","SEE918705951896","BNA0893","BASF Schwarzheide GmbH","GT2",1987,"Schwarzheide","Schipkauer Straße 1","Brandenburg","1994-11-28","Erdgas","Erdgas, Erdölgas","Erdgas","Ja","Gasturbinen mit nachgeschalteter Dampfturbine","Erdgas","GuD",0.51300000000000001,"OPSD (2020)",41.5,41.173000000000002,{"$f":"(1-VLOOKUP(S256,Start!$H$33:$I$40,2,FALSE)/100)*W256","v":35.820509999999999},{"$f":"VLOOKUP(R256,Start!$C$9:$D$15,2,FALSE)+VLOOKUP(R256,Start!$C$23:$D$29,2,FALSE)","v":128.9},{"$f":"(Y256/T256)+Start!$D$19*(VLOOKUP(R256,Start!$M$33:$N$39,2,FALSE)/T256)+VLOOKUP(S256,Start!$C$33:$D$40,2,FALSE)","v":284.57050682261212}]
[null,null,"Ja","SEE918791805134","BNA1397c","INEOS Manufacturing Deutschland","Turbine 23",50769,"Köln","Alte Str. 201","Nordrhein-Westfalen","1963-10-30","andere Gase","Sonstige hergestellte Gase","Sonstige Energieträger (nicht erneuerbar)","Ja","Gegendruckmaschine ohne Entnahme","Sonstige","Sonstige",0.27600000000000002,"Annahme basierend auf DIW (2014)",17.899999999999999,15.5,{"$f":"(1-VLOOKUP(S257,Start!$H$33:$I$40,2,FALSE)/100)*W257","v":13.174999999999999},{"$f":"VLOOKUP(R257,Start!$C$9:$D$15,2,FALSE)+VLOOKUP(R257,Start!$C$23:$D$29,2,FALSE)","v":58.47},{"$f":"(Y257/T257)+Start!$D$19*(VLOOKUP(R257,Start!$M$33:$N$39,2,FALSE)/T257)+VLOOKUP(S257,Start!$C$33:$D$40,2,FALSE)","v":275.78398550724637}]
[null,null,"Ja","SEE918857857947","BNA1197","Technische Werke Ludwigshafen am Rhein","FHKW GT4",67063,"Ludwigshafen","Industriestraße 3","Rheinland-Pfalz","1995-08-26","Erdgas","Erdgas, Erdölgas","Erdgas","Ja","Gasturbinen mit Abhitzekessel","Erdgas","GuD",0.33,"OPSD (2020)",4.8,4.3892700000000007,{"$f":"(1-VLOOKUP(S258,Start!$H$33:$I$40,2,FALSE)/100)*W258","v":3.8186649000000004},{"$f":"VLOOKUP(R258,Start!$C$9:$D$15,2,FALSE)+VLOOKUP(R258,Start!$C$23:$D$29,2,FALSE)","v":128.9},{"$f":"(Y258/T258)+Start!$D$19*(VLOOKUP(R258,Start!$M$33:$N$39,2,FALSE)/T258)+VLOOKUP(S258,Start!$C$33:$D$40,2,FALSE)","v":441.54596969696973}]
[null,null,"Ja","SEE918912535520","BNA1528","Stadtwerke Kempen GmbH","0041 - STW - BHKW - KWK",47906,"Kempen","Otto-Schott-Straße 4","Nordrhein-Westfalen","2010-01-01","Erdgas","Erdgas, Erdölgas","Erdgas","Ja","Verbrennungsmotor","Erdgas","GuD",0.45600000000000002,"Annahme basierend auf DIW (2014)",2.427,2.391,{"$f":"(1-VLOOKUP(S259,Start!$H$33:$I$40,2,FALSE)/100)*W259","v":2.0801699999999999},{"$f":"VLOOKUP(R259,Start!$C$9:$D$15,2,FALSE)+VLOOKUP(R259,Start!$C$23:$D$29,2,FALSE)","v":128.9},{"$f":"(Y259/T259)+Start!$D$19*(VLOOKUP(R259,Start!$M$33:$N$39,2,FALSE)/T259)+VLOOKUP(S259,Start!$C$33:$D$40,2,FALSE)","v":319.95432017543862}]
[null,null,"Ja","SEE918916993708","BNA1074","envia THERM GmbH","Wolfen GT",6766,"Bitterfeld-Wolfen","Sensientstraße 7","Sachsen-Anhalt","1996-12-31","Erdgas","Erdgas, Erdölgas","Erdgas","Nein","Gasturbinen ohne Abhitzekessel","Erdgas","Gasturbine",0.38169999999999998,"OPSD (2020)",50,50,{"$f":"(1-VLOOKUP(S260,Start!$H$33:$I$40,2,FALSE)/100)*W260","v":43.5},{"$f":"VLOOKUP(R260,Start!$C$9:$D$15,2,FALSE)+VLOOKUP(R260,Start!$C$23:$D$29,2,FALSE)","v":128.9},{"$f":"(Y260/T260)+Start!$D$19*(VLOOKUP(R260,Start!$M$33:$N$39,2,FALSE)/T260)+VLOOKUP(S260,Start!$C$33:$D$40,2,FALSE)","v":381.44320146712079}]
[null,null,"Ja","SEE919134316447","BNA0878","Saale Energie GmbH","Schkopau A+B Bahngenerator",6258,"Schkopau","An der Bober 100","Sachsen-Anhalt","1996-01-01","Wärme","","Braunkohle","Nein","Kondensationsmaschine ohne Entnahme","Braunkohle","Braunkohle",0.4,"Annahme basierend auf DIW (2014)",112,110,{"$f":"(1-VLOOKUP(S261,Start!$H$33:$I$40,2,FALSE)/100)*W261","v":95.7},{"$f":"VLOOKUP(R261,Start!$C$9:$D$15,2,FALSE)+VLOOKUP(R261,Start!$C$23:$D$29,2,FALSE)","v":3.1},{"$f":"(Y261/T261)+Start!$D$19*(VLOOKUP(R261,Start!$M$33:$N$39,2,FALSE)/T261)+VLOOKUP(S261,Start!$C$33:$D$40,2,FALSE)","v":91.431700000000006}]
[null,null,"Ja","SEE919137629452","BNA0498","Celanese Production Germany","IPH Strom VT1",65929,"Frankfurt","Brüningstraße 50","Hessen","1982-01-01","Erdgas","Erdgas, Erdölgas","Erdgas","Nein","Gegendruckmaschine ohne Entnahme","Erdgas","GuD",0.39750000000000002,"OPSD (2020)",18.559999999999999,17.38,{"$f":"(1-VLOOKUP(S262,Start!$H$33:$I$40,2,FALSE)/100)*W262","v":15.1206},{"$f":"VLOOKUP(R262,Start!$C$9:$D$15,2,FALSE)+VLOOKUP(R262,Start!$C$23:$D$29,2,FALSE)","v":128.9},{"$f":"(Y262/T262)+Start!$D$19*(VLOOKUP(R262,Start!$M$33:$N$39,2,FALSE)/T262)+VLOOKUP(S262,Start!$C$33:$D$40,2,FALSE)","v":366.82118238993712}]
[null,null,"Ja","SEE919189403703","BNA1056","Infraserv GmbH & Co. Wiesbaden KG","Generator 7",65203,"Wiesbaden","Rheingaustraße 190-196","Hessen","2021-03-31","Erdgas","Erdgas, Erdölgas","Erdgas","Ja","Gasturbinen mit Abhitzekessel","Erdgas","GuD",0.3916,"OPSD (2020)",22.111000000000001,22.111000000000001,{"$f":"(1-VLOOKUP(S263,Start!$H$33:$I$40,2,FALSE)/100)*W263","v":19.23657},{"$f":"VLOOKUP(R263,Start!$C$9:$D$15,2,FALSE)+VLOOKUP(R263,Start!$C$23:$D$29,2,FALSE)","v":128.9},{"$f":"(Y263/T263)+Start!$D$19*(VLOOKUP(R263,Start!$M$33:$N$39,2,FALSE)/T263)+VLOOKUP(S263,Start!$C$33:$D$40,2,FALSE)","v":372.32525536261494}]
[null,null,"Ja","SEE919286948329","BNA1553","Gunvor Raffinerie Ingolstadt GmbH","Kraftwerk GRI",85092,"Kösching","Essostr. 1","Bayern","1964-01-01","Erdgas","Erdgas, Erdölgas","Erdgas","Ja","Gegendruckmaschine mit Entnahme","Erdgas","GuD",0.4,"eigene Annahme",7.8,7.8,{"$f":"(1-VLOOKUP(S264,Start!$H$33:$I$40,2,FALSE)/100)*W264","v":6.7859999999999996},{"$f":"VLOOKUP(R264,Start!$C$9:$D$15,2,FALSE)+VLOOKUP(R264,Start!$C$23:$D$29,2,FALSE)","v":128.9},{"$f":"(Y264/T264)+Start!$D$19*(VLOOKUP(R264,Start!$M$33:$N$39,2,FALSE)/T264)+VLOOKUP(S264,Start!$C$33:$D$40,2,FALSE)","v":364.53792499999997}]
[null,null,"Ja","SEE919296928137","BNA0755a, BNA0755b","Kraftwerk Obernburg","Sammelschienen-Kraftwerk Gas- und Dampfturbinen",63906,"Erlenbach","Glanzstoffstr. 1","Bayern","1956-06-01","Erdgas","Erdgas, Erdölgas","Erdgas","Ja","Gasturbinen mit nachgeschalteter Dampfturbine","Erdgas","GuD",0.51749999999999996,"OPSD (2020)",116.149,112.71899999999999,{"$f":"(1-VLOOKUP(S265,Start!$H$33:$I$40,2,FALSE)/100)*W265","v":98.065529999999995},{"$f":"VLOOKUP(R265,Start!$C$9:$D$15,2,FALSE)+VLOOKUP(R265,Start!$C$23:$D$29,2,FALSE)","v":128.9},{"$f":"(Y265/T265)+Start!$D$19*(VLOOKUP(R265,Start!$M$33:$N$39,2,FALSE)/T265)+VLOOKUP(S265,Start!$C$33:$D$40,2,FALSE)","v":282.10902415458941}]
[null,null,"Ja","SEE919366422664","BNA0637","Essity Operations Mannheim GmbH","DTS 3",68305,"Mannheim","Sandhofer Straße 176","Baden-Württemberg","2012-11-21","Erdgas","Erdgas, Erdölgas","Erdgas","Ja","Gegendruckmaschine mit Entnahme","Erdgas","GuD",0.38,"OPSD (2020)",17.04,17.009,{"$f":"(1-VLOOKUP(S266,Start!$H$33:$I$40,2,FALSE)/100)*W266","v":14.797829999999999},{"$f":"VLOOKUP(R266,Start!$C$9:$D$15,2,FALSE)+VLOOKUP(R266,Start!$C$23:$D$29,2,FALSE)","v":128.9},{"$f":"(Y266/T266)+Start!$D$19*(VLOOKUP(R266,Start!$M$33:$N$39,2,FALSE)/T266)+VLOOKUP(S266,Start!$C$33:$D$40,2,FALSE)","v":383.64518421052634}]
[null,null,"Ja","SEE919393178787","BNA0998","STEAG","Fenne MKV",66333,"Völklingen","Saarbrücker Straße 135","Saarland","1982-08-01","Steinkohle","Steinkohlen","Steinkohle","Ja","Kondensationsmaschine mit Entnahme","Steinkohle","Steinkohle",0.4,"OPSD (2020)",195,179,{"$f":"(1-VLOOKUP(S267,Start!$H$33:$I$40,2,FALSE)/100)*W267","v":143.20000000000002},{"$f":"VLOOKUP(R267,Start!$C$9:$D$15,2,FALSE)+VLOOKUP(R267,Start!$C$23:$D$29,2,FALSE)","v":42.45},{"$f":"(Y267/T267)+Start!$D$19*(VLOOKUP(R267,Start!$M$33:$N$39,2,FALSE)/T267)+VLOOKUP(S267,Start!$C$33:$D$40,2,FALSE)","v":175.81072500000002}]
[null,null,"Ja","SEE919395394109",null,"BMW AG Niederlassung Stuttgart","Leipzig KWK 2",4349,"Leipzig","BMW Allee 1","Sachsen","2016-12-14","Erdgas","Erdgas, Erdölgas","Erdgas","Ja","Verbrennungsmotor","Erdgas","GuD",0.4,"eigene Annahme",3.36,3.262,{"$f":"(1-VLOOKUP(S268,Start!$H$33:$I$40,2,FALSE)/100)*W268","v":2.8379400000000001},{"$f":"VLOOKUP(R268,Start!$C$9:$D$15,2,FALSE)+VLOOKUP(R268,Start!$C$23:$D$29,2,FALSE)","v":128.9},{"$f":"(Y268/T268)+Start!$D$19*(VLOOKUP(R268,Start!$M$33:$N$39,2,FALSE)/T268)+VLOOKUP(S268,Start!$C$33:$D$40,2,FALSE)","v":364.53792499999997}]
[null,null,"Ja","SEE919932222612",null,"Stadtwerke Lemgo GmbH","KWK-0006",32657,"Lemgo","Großer Schratweg 2","Nordrhein-Westfalen","2012-02-09","Erdgas","Erdgas, Erdölgas","Erdgas","Ja","Verbrennungsmotor","Erdgas","GuD",0.4,"eigene Annahme",1.9990000000000001,1.96,{"$f":"(1-VLOOKUP(S269,Start!$H$33:$I$40,2,FALSE)/100)*W269","v":1.7052},{"$f":"VLOOKUP(R269,Start!$C$9:$D$15,2,FALSE)+VLOOKUP(R269,Start!$C$23:$D$29,2,FALSE)","v":128.9},{"$f":"(Y269/T269)+Start!$D$19*(VLOOKUP(R269,Start!$M$33:$N$39,2,FALSE)/T269)+VLOOKUP(S269,Start!$C$33:$D$40,2,FALSE)","v":364.53792499999997}]
[null,null,"Ja","SEE919939073064",null,"Volkswagen AG","GT 31 GuD Süd Wolfsburg",38440,"Wolfsburg","Berliner Ring 2","Niedersachsen","2021-12-27","Erdgas","Erdgas, Erdölgas","Erdgas","Ja","Gasturbinen mit nachgeschalteter Dampfturbine","Erdgas","GuD",0.40699999999999997,"Annahme basierend auf DIW (2014)",49.5,49.4,{"$f":"(1-VLOOKUP(S270,Start!$H$33:$I$40,2,FALSE)/100)*W270","v":42.978000000000002},{"$f":"VLOOKUP(R270,Start!$C$9:$D$15,2,FALSE)+VLOOKUP(R270,Start!$C$23:$D$29,2,FALSE)","v":128.9},{"$f":"(Y270/T270)+Start!$D$19*(VLOOKUP(R270,Start!$M$33:$N$39,2,FALSE)/T270)+VLOOKUP(S270,Start!$C$33:$D$40,2,FALSE)","v":358.29402948402952}]
[null,null,"Ja","SEE920130351394",null,"Volkswagen AG","011_CS01_USV-2",38440,"Wolfsburg","Berliner Ring 2","Niedersachsen","2013-05-14","Mineralölprodukte","Dieselkraftstoff","Mineralölprodukte","Nein","Verbrennungsmotor","Öl","Öl",0.4,"eigene Annahme",1.25,1.1100000000000001,{"$f":"(1-VLOOKUP(S271,Start!$H$33:$I$40,2,FALSE)/100)*W271","v":0.94350000000000001},{"$f":"VLOOKUP(R271,Start!$C$9:$D$15,2,FALSE)+VLOOKUP(R271,Start!$C$23:$D$29,2,FALSE)","v":58.769999999999996},{"$f":"(Y271/T271)+Start!$D$19*(VLOOKUP(R271,Start!$M$33:$N$39,2,FALSE)/T271)+VLOOKUP(S271,Start!$C$33:$D$40,2,FALSE)","v":204.744}]
[null,null,"Ja","SEE920193460095","BNA0527","Stadtwerke Kiel AG","HKWH Gasturbine 6",24116,"Kiel","Goethestraße 14","Schleswig-Holstein","2005-04-27","Erdgas","Erdgas, Erdölgas","Erdgas","Ja","Gasturbinen mit Abhitzekessel","Erdgas","GuD",0.39050000000000001,"OPSD (2020)",5.52,5.4240000000000004,{"$f":"(1-VLOOKUP(S272,Start!$H$33:$I$40,2,FALSE)/100)*W272","v":4.7188800000000004},{"$f":"VLOOKUP(R272,Start!$C$9:$D$15,2,FALSE)+VLOOKUP(R272,Start!$C$23:$D$29,2,FALSE)","v":128.9},{"$f":"(Y272/T272)+Start!$D$19*(VLOOKUP(R272,Start!$M$33:$N$39,2,FALSE)/T272)+VLOOKUP(S272,Start!$C$33:$D$40,2,FALSE)","v":373.36983354673498}]
[null,null,"Ja","SEE920494524915","BNA0614b","BASF SE","GuD Mitte GT11",67063,"Ludwigshafen","Carl-Bosch-Straße 38","Rheinland-Pfalz","2005-05-12","Erdgas","Erdgas, Erdölgas","Erdgas","Ja","Gasturbinen mit nachgeschalteter Dampfturbine","Erdgas","GuD",0.43,"OPSD (2020)",206,204,{"$f":"(1-VLOOKUP(S273,Start!$H$33:$I$40,2,FALSE)/100)*W273","v":177.48},{"$f":"VLOOKUP(R273,Start!$C$9:$D$15,2,FALSE)+VLOOKUP(R273,Start!$C$23:$D$29,2,FALSE)","v":128.9},{"$f":"(Y273/T273)+Start!$D$19*(VLOOKUP(R273,Start!$M$33:$N$39,2,FALSE)/T273)+VLOOKUP(S273,Start!$C$33:$D$40,2,FALSE)","v":339.20969767441863}]
[null,null,"Ja","SEE920556442270",null,"BASF SE","NSD-102",67063,"Ludwigshafen","Carl-Bosch-Straße 38","Rheinland-Pfalz","1988-05-12","Mineralölprodukte","Dieselkraftstoff","Mineralölprodukte","Nein","Verbrennungsmotor","Öl","Öl",0.38,"eigene Annahme",5,4.875,{"$f":"(1-VLOOKUP(S274,Start!$H$33:$I$40,2,FALSE)/100)*W274","v":4.1437499999999998},{"$f":"VLOOKUP(R274,Start!$C$9:$D$15,2,FALSE)+VLOOKUP(R274,Start!$C$23:$D$29,2,FALSE)","v":58.769999999999996},{"$f":"(Y274/T274)+Start!$D$19*(VLOOKUP(R274,Start!$M$33:$N$39,2,FALSE)/T274)+VLOOKUP(S274,Start!$C$33:$D$40,2,FALSE)","v":215.46736842105261}]
[null,null,"Ja","SEE920560912882",null,"SWM Services GmbH","SWM HKW Freimann GT12",80807,"München","Frankfurter Ring 181","Bayern","2021-01-01","Erdgas","Erdgas, Erdölgas","Erdgas","Ja","Gasturbinen mit Abhitzekessel","Erdgas","GuD",0.4,"eigene Annahme",51.08,50.88,{"$f":"(1-VLOOKUP(S275,Start!$H$33:$I$40,2,FALSE)/100)*W275","v":44.265599999999999},{"$f":"VLOOKUP(R275,Start!$C$9:$D$15,2,FALSE)+VLOOKUP(R275,Start!$C$23:$D$29,2,FALSE)","v":128.9},{"$f":"(Y275/T275)+Start!$D$19*(VLOOKUP(R275,Start!$M$33:$N$39,2,FALSE)/T275)+VLOOKUP(S275,Start!$C$33:$D$40,2,FALSE)","v":364.53792499999997}]
[null,null,"Ja","SEE920571907488",null,"HanseWerk Natur GmbH","99000649 Reichsbahnstr. Erdgas-BHKW 1",22525,"Hamburg","Reichsbahnstraße 99","Hamburg","2017-11-29","Erdgas","Erdgas, Erdölgas","Erdgas","Ja","Verbrennungsmotor","Erdgas","GuD",0.4,"eigene Annahme",4.383,4.3449999999999998,{"$f":"(1-VLOOKUP(S276,Start!$H$33:$I$40,2,FALSE)/100)*W276","v":3.7801499999999999},{"$f":"VLOOKUP(R276,Start!$C$9:$D$15,2,FALSE)+VLOOKUP(R276,Start!$C$23:$D$29,2,FALSE)","v":128.9},{"$f":"(Y276/T276)+Start!$D$19*(VLOOKUP(R276,Start!$M$33:$N$39,2,FALSE)/T276)+VLOOKUP(S276,Start!$C$33:$D$40,2,FALSE)","v":364.53792499999997}]
[null,null,"Ja","SEE920672219015","BNA1865","KÄMMERER Energie GmbH","Generator 5",49090,"Osnabrück","Römereschstraße 33","Niedersachsen","1977-01-10","Braunkohle","Wirbelschichtkohle","Braunkohle","Ja","Sonstige","Braunkohle","Braunkohle",0.33,"eigene Annahme",16.5,9.8000000000000007,{"$f":"(1-VLOOKUP(S277,Start!$H$33:$I$40,2,FALSE)/100)*W277","v":8.5259999999999998},{"$f":"VLOOKUP(R277,Start!$C$9:$D$15,2,FALSE)+VLOOKUP(R277,Start!$C$23:$D$29,2,FALSE)","v":3.1},{"$f":"(Y277/T277)+Start!$D$19*(VLOOKUP(R277,Start!$M$33:$N$39,2,FALSE)/T277)+VLOOKUP(S277,Start!$C$33:$D$40,2,FALSE)","v":110.46569696969698}]
[null,null,"Ja","SEE920825895844","BNA1948","Kraftwerke Mainz-Wiesbaden AG","BHKW KW5 54",55120,"Mainz","Kraftwerkallee 1","Rheinland-Pfalz","2020-12-23","Erdgas","Erdgas, Erdölgas","Erdgas","Ja","Verbrennungsmotor","Erdgas","GuD",0.45,"https://www.kmw-ag.de/anlagen/blockheizkraftwerk/",10.02,9.93,{"$f":"(1-VLOOKUP(S278,Start!$H$33:$I$40,2,FALSE)/100)*W278","v":8.6390999999999991},{"$f":"VLOOKUP(R278,Start!$C$9:$D$15,2,FALSE)+VLOOKUP(R278,Start!$C$23:$D$29,2,FALSE)","v":128.9},{"$f":"(Y278/T278)+Start!$D$19*(VLOOKUP(R278,Start!$M$33:$N$39,2,FALSE)/T278)+VLOOKUP(S278,Start!$C$33:$D$40,2,FALSE)","v":324.20037777777782}]
[null,null,"Ja","SEE920837459195","BNA1075b","Volkswagen AG","HKW Nord Generator B",38440,"Wolfsburg","Berliner Ring 2","Niedersachsen","1998-09-18","Steinkohle","Steinkohlen","Steinkohle","Ja","Gegendruckmaschine mit Entnahme","Steinkohle","Steinkohle",0.42499999999999999,"OPSD (2020)",68.2,61,{"$f":"(1-VLOOKUP(S279,Start!$H$33:$I$40,2,FALSE)/100)*W279","v":48.800000000000004},{"$f":"VLOOKUP(R279,Start!$C$9:$D$15,2,FALSE)+VLOOKUP(R279,Start!$C$23:$D$29,2,FALSE)","v":42.45},{"$f":"(Y279/T279)+Start!$D$19*(VLOOKUP(R279,Start!$M$33:$N$39,2,FALSE)/T279)+VLOOKUP(S279,Start!$C$33:$D$40,2,FALSE)","v":165.54538823529413}]
[null,null,"Ja","SEE920864082298","BNA0918b","Dow Deutschland Anlagengesellschaft mbH","01 Std GT1",21683,"Stade","Bützflether Sand 9","Niedersachsen","2014-04-16","Erdgas","Erdgas, Erdölgas","Erdgas","Ja","Gasturbinen mit Abhitzekessel","Erdgas","GuD",0.60750000000000004,"OPSD (2020)",47.970999999999997,44.975000000000001,{"$f":"(1-VLOOKUP(S280,Start!$H$33:$I$40,2,FALSE)/100)*W280","v":39.128250000000001},{"$f":"VLOOKUP(R280,Start!$C$9:$D$15,2,FALSE)+VLOOKUP(R280,Start!$C$23:$D$29,2,FALSE)","v":128.9},{"$f":"(Y280/T280)+Start!$D$19*(VLOOKUP(R280,Start!$M$33:$N$39,2,FALSE)/T280)+VLOOKUP(S280,Start!$C$33:$D$40,2,FALSE)","v":240.53731687242799}]
[null,null,"Ja","SEE920885263676",null,"Stadtwerke Bernburg GmbH","BHKW Friedenshall M3",6406,"Bernburg","Schachtstraße 40","Sachsen-Anhalt","2018-10-16","Erdgas","Erdgas, Erdölgas","Erdgas","Ja","Verbrennungsmotor","Erdgas","GuD",0.4,"eigene Annahme",2,1.9550000000000001,{"$f":"(1-VLOOKUP(S281,Start!$H$33:$I$40,2,FALSE)/100)*W281","v":1.70085},{"$f":"VLOOKUP(R281,Start!$C$9:$D$15,2,FALSE)+VLOOKUP(R281,Start!$C$23:$D$29,2,FALSE)","v":128.9},{"$f":"(Y281/T281)+Start!$D$19*(VLOOKUP(R281,Start!$M$33:$N$39,2,FALSE)/T281)+VLOOKUP(S281,Start!$C$33:$D$40,2,FALSE)","v":364.53792499999997}]
[null,null,"Ja","SEE920992144554","BNA0136","Braunschweiger Versorgungs-AG & Co. KG","HKW Mitte GuD",38114,"Braunschweig","Reiherstraße 3","Niedersachsen","2010-12-30","Erdgas","Erdgas, Erdölgas","Erdgas","Ja","Gasturbinen mit nachgeschalteter Dampfturbine","Erdgas","GuD",0.58499999999999996,"OPSD (2020)",76.400000000000006,74,{"$f":"(1-VLOOKUP(S282,Start!$H$33:$I$40,2,FALSE)/100)*W282","v":64.38},{"$f":"VLOOKUP(R282,Start!$C$9:$D$15,2,FALSE)+VLOOKUP(R282,Start!$C$23:$D$29,2,FALSE)","v":128.9},{"$f":"(Y282/T282)+Start!$D$19*(VLOOKUP(R282,Start!$M$33:$N$39,2,FALSE)/T282)+VLOOKUP(S282,Start!$C$33:$D$40,2,FALSE)","v":249.73105982905986}]
[null,null,"Ja","SEE921008505376","BNA1866","GLOBALFOUNDRIES Dresden Module One LLC & Co. KG","Gasmotoren-Blockheizkraftwerk II (Generator 2)",1468,"Moritzburg","Ringstraße 3","Sachsen","2004-11-10","Erdgas","Erdgas, Erdölgas","Erdgas","Ja","Verbrennungsmotor","Erdgas","GuD",0.442,"Annahme basierend auf DIW (2014)",3.8319999999999999,3.7719999999999998,{"$f":"(1-VLOOKUP(S283,Start!$H$33:$I$40,2,FALSE)/100)*W283","v":3.2816399999999999},{"$f":"VLOOKUP(R283,Start!$C$9:$D$15,2,FALSE)+VLOOKUP(R283,Start!$C$23:$D$29,2,FALSE)","v":128.9},{"$f":"(Y283/T283)+Start!$D$19*(VLOOKUP(R283,Start!$M$33:$N$39,2,FALSE)/T283)+VLOOKUP(S283,Start!$C$33:$D$40,2,FALSE)","v":330.04110859728507}]
[null,null,"Ja","SEE921059219284","BNA1945","Stadtwerke Kiel AG","Küstenkraftwerk K.I.E.L Motor 7",24149,"Kiel","Hasselfelde 30","Schleswig-Holstein","2018-09-28","Erdgas","Erdgas, Erdölgas","Erdgas","Ja","Verbrennungsmotor","Erdgas","GuD",0.40589999999999998,"OPSD (2020)",9.5709999999999997,9.4559999999999995,{"$f":"(1-VLOOKUP(S284,Start!$H$33:$I$40,2,FALSE)/100)*W284","v":8.2267200000000003},{"$f":"VLOOKUP(R284,Start!$C$9:$D$15,2,FALSE)+VLOOKUP(R284,Start!$C$23:$D$29,2,FALSE)","v":128.9},{"$f":"(Y284/T284)+Start!$D$19*(VLOOKUP(R284,Start!$M$33:$N$39,2,FALSE)/T284)+VLOOKUP(S284,Start!$C$33:$D$40,2,FALSE)","v":359.26095097314612}]
[null,null,"Ja","SEE921098709050","BNA0602","RWE Generation SE","Emsland C GT1",49808,"Lingen","Schüttorfer Straße 100","Niedersachsen","2011-12-23","Erdgas","Erdgas, Erdölgas","Erdgas","Nein","Sonstige","Erdgas","GuD",0.46,"OPSD (2020)",60,58,{"$f":"(1-VLOOKUP(S285,Start!$H$33:$I$40,2,FALSE)/100)*W285","v":50.46},{"$f":"VLOOKUP(R285,Start!$C$9:$D$15,2,FALSE)+VLOOKUP(R285,Start!$C$23:$D$29,2,FALSE)","v":128.9},{"$f":"(Y285/T285)+Start!$D$19*(VLOOKUP(R285,Start!$M$33:$N$39,2,FALSE)/T285)+VLOOKUP(S285,Start!$C$33:$D$40,2,FALSE)","v":317.18515217391302}]
[null,null,"Ja","SEE921316314745","BNA0957","Stadtwerke Tübingen GmbH","BHKW Obere Viehweide M3 (Waldhäuser Str 100)",72076,"Tübingen","Waldhäuser Straße 100","Baden-Württemberg","2013-11-07","Erdgas","Erdgas, Erdölgas","Erdgas","Ja","Verbrennungsmotor","Erdgas","GuD",0.38500000000000001,"OPSD (2020)",3.3519999999999999,3.2879999999999998,{"$f":"(1-VLOOKUP(S286,Start!$H$33:$I$40,2,FALSE)/100)*W286","v":2.86056},{"$f":"VLOOKUP(R286,Start!$C$9:$D$15,2,FALSE)+VLOOKUP(R286,Start!$C$23:$D$29,2,FALSE)","v":128.9},{"$f":"(Y286/T286)+Start!$D$19*(VLOOKUP(R286,Start!$M$33:$N$39,2,FALSE)/T286)+VLOOKUP(S286,Start!$C$33:$D$40,2,FALSE)","v":378.68225974025972}]
[null,null,"Ja","SEE921399860047","BNA0842a","Stadtwerke Rosenheim GmbH & Co. KG","GM2",83022,"Rosenheim","Färberstraße 47","Bayern","2011-08-01","Erdgas","Erdgas, Erdölgas","Erdgas","Ja","Verbrennungsmotor","Erdgas","GuD",0.45739999999999997,"OPSD (2020)",3.3519999999999999,3.2850000000000001,{"$f":"(1-VLOOKUP(S287,Start!$H$33:$I$40,2,FALSE)/100)*W287","v":2.8579500000000002},{"$f":"VLOOKUP(R287,Start!$C$9:$D$15,2,FALSE)+VLOOKUP(R287,Start!$C$23:$D$29,2,FALSE)","v":128.9},{"$f":"(Y287/T287)+Start!$D$19*(VLOOKUP(R287,Start!$M$33:$N$39,2,FALSE)/T287)+VLOOKUP(S287,Start!$C$33:$D$40,2,FALSE)","v":318.97960209881944}]
[null,null,"Ja","SEE921449009914","BNA1461","CropEnergies Bioethanol GmbH","Dampfturbine IV CropEnergies Zeitz",6712,"Zeitz","Albrechtstraße 54","Sachsen-Anhalt","2004-01-01","Wärme","Prozessdampf","Braunkohle","Ja","Gegendruckmaschine ohne Entnahme","Braunkohle","Braunkohle",0.4,"Annahme basierend auf DIW (2014)",20.273,17.773,{"$f":"(1-VLOOKUP(S288,Start!$H$33:$I$40,2,FALSE)/100)*W288","v":15.46251},{"$f":"VLOOKUP(R288,Start!$C$9:$D$15,2,FALSE)+VLOOKUP(R288,Start!$C$23:$D$29,2,FALSE)","v":3.1},{"$f":"(Y288/T288)+Start!$D$19*(VLOOKUP(R288,Start!$M$33:$N$39,2,FALSE)/T288)+VLOOKUP(S288,Start!$C$33:$D$40,2,FALSE)","v":91.431700000000006}]
[null,null,"Ja","SEE921499316925","BNA1327a","Flughafen München GmbH","BHKW 1 - AGG5",85356,"München-Flughafen","Nordallee 18","Bayern","1992-05-08","Mineralölprodukte","Heizöl, leicht","Mineralölprodukte","Ja","Verbrennungsmotor","Öl","Öl",0.37619999999999998,"OPSD (2020)",1.58,1.52,{"$f":"(1-VLOOKUP(S289,Start!$H$33:$I$40,2,FALSE)/100)*W289","v":1.292},{"$f":"VLOOKUP(R289,Start!$C$9:$D$15,2,FALSE)+VLOOKUP(R289,Start!$C$23:$D$29,2,FALSE)","v":58.769999999999996},{"$f":"(Y289/T289)+Start!$D$19*(VLOOKUP(R289,Start!$M$33:$N$39,2,FALSE)/T289)+VLOOKUP(S289,Start!$C$33:$D$40,2,FALSE)","v":217.63370547581076}]
[null,null,"Ja","SEE921503407342","BNA0172b","Wacker Chemie AG","Turbine/Generator 10",84489,"Burghausen","Johannes-Hess-Straße 24","Bayern","2014-07-17","Erdgas","Erdgas, Erdölgas","Erdgas","Ja","Gegendruckmaschine mit Entnahme","Erdgas","GuD",0.3619,"OPSD (2020)",37.799999999999997,37.6,{"$f":"(1-VLOOKUP(S290,Start!$H$33:$I$40,2,FALSE)/100)*W290","v":32.712000000000003},{"$f":"VLOOKUP(R290,Start!$C$9:$D$15,2,FALSE)+VLOOKUP(R290,Start!$C$23:$D$29,2,FALSE)","v":128.9},{"$f":"(Y290/T290)+Start!$D$19*(VLOOKUP(R290,Start!$M$33:$N$39,2,FALSE)/T290)+VLOOKUP(S290,Start!$C$33:$D$40,2,FALSE)","v":402.75772312793589}]
[null,null,"Ja","SEE921706084241","BNA1083","WSW Energie & Wasser AG","GT22",42275,"Wuppertal","Am Clef 32","Nordrhein-Westfalen","2008-07-09","Mineralölprodukte","Heizöl, leicht","Mineralölprodukte","Nein","Gasturbinen ohne Abhitzekessel","Öl","Öl",0.38,"OPSD (2020)",30,29.4,{"$f":"(1-VLOOKUP(S291,Start!$H$33:$I$40,2,FALSE)/100)*W291","v":24.99},{"$f":"VLOOKUP(R291,Start!$C$9:$D$15,2,FALSE)+VLOOKUP(R291,Start!$C$23:$D$29,2,FALSE)","v":58.769999999999996},{"$f":"(Y291/T291)+Start!$D$19*(VLOOKUP(R291,Start!$M$33:$N$39,2,FALSE)/T291)+VLOOKUP(S291,Start!$C$33:$D$40,2,FALSE)","v":215.46736842105261}]
[null,null,"Ja","SEE921785427038","BNA1399","OQ Chemicals Produktion GmbH & Co.KG","T/G 6",46147,"Oberhausen","Otto-Roelen-Strasse 3","Nordrhein-Westfalen","1951-01-01","Mineralölprodukte","Andere Mineralölprodukte","Mineralölprodukte","Nein","Kondensationsmaschine ohne Entnahme","Öl","Öl",0.33,"Annahme basierend auf DIW (2014)",25,12,{"$f":"(1-VLOOKUP(S292,Start!$H$33:$I$40,2,FALSE)/100)*W292","v":10.199999999999999},{"$f":"VLOOKUP(R292,Start!$C$9:$D$15,2,FALSE)+VLOOKUP(R292,Start!$C$23:$D$29,2,FALSE)","v":58.769999999999996},{"$f":"(Y292/T292)+Start!$D$19*(VLOOKUP(R292,Start!$M$33:$N$39,2,FALSE)/T292)+VLOOKUP(S292,Start!$C$33:$D$40,2,FALSE)","v":247.96242424242422}]
[null,null,"Ja","SEE921877855527","BNA0088a","Solvay Chemicals GmbH","Gasturbine 01 Industriekraftwerk",6406,"Bernburg","Köthensche Straße 0,0416666666666667","Sachsen-Anhalt","2019-12-16","Erdgas","Erdgas, Erdölgas","Erdgas","Ja","Gasturbinen mit nachgeschalteter Dampfturbine","Erdgas","GuD",0.63,"OPSD (2020)",63.5,58.5,{"$f":"(1-VLOOKUP(S293,Start!$H$33:$I$40,2,FALSE)/100)*W293","v":50.895000000000003},{"$f":"VLOOKUP(R293,Start!$C$9:$D$15,2,FALSE)+VLOOKUP(R293,Start!$C$23:$D$29,2,FALSE)","v":128.9},{"$f":"(Y293/T293)+Start!$D$19*(VLOOKUP(R293,Start!$M$33:$N$39,2,FALSE)/T293)+VLOOKUP(S293,Start!$C$33:$D$40,2,FALSE)","v":232.00026984126984}]
[null,null,"Ja","SEE921888721163","BNA0832","FairEnergie GmbH","BHKW Hauffstraße",72762,"Reutlingen","Hauffstraße 89","Baden-Württemberg","2011-02-21","Erdgas","Erdgas, Erdölgas","Erdgas","Ja","Verbrennungsmotor","Erdgas","GuD",0.45739999999999997,"OPSD (2020)",2.016,1.968,{"$f":"(1-VLOOKUP(S294,Start!$H$33:$I$40,2,FALSE)/100)*W294","v":1.7121599999999999},{"$f":"VLOOKUP(R294,Start!$C$9:$D$15,2,FALSE)+VLOOKUP(R294,Start!$C$23:$D$29,2,FALSE)","v":128.9},{"$f":"(Y294/T294)+Start!$D$19*(VLOOKUP(R294,Start!$M$33:$N$39,2,FALSE)/T294)+VLOOKUP(S294,Start!$C$33:$D$40,2,FALSE)","v":318.97960209881944}]
[null,null,"Ja","SEE921905907730","BNA0708","RWE Power AG","Niederaußem G",50129,"Bergheim","Werkstr. ","Nordrhein-Westfalen","1974-10-23","Braunkohle","Rohbraunkohlen","Braunkohle","Ja","Kondensationsmaschine mit Entnahme","Braunkohle","Braunkohle",0.41920000000000002,"OPSD (2020)",668,628,{"$f":"(1-VLOOKUP(S295,Start!$H$33:$I$40,2,FALSE)/100)*W295","v":546.36},{"$f":"VLOOKUP(R295,Start!$C$9:$D$15,2,FALSE)+VLOOKUP(R295,Start!$C$23:$D$29,2,FALSE)","v":3.1},{"$f":"(Y295/T295)+Start!$D$19*(VLOOKUP(R295,Start!$M$33:$N$39,2,FALSE)/T295)+VLOOKUP(S295,Start!$C$33:$D$40,2,FALSE)","v":87.321851145038181}]
[null,null,"Ja","SEE922153723905","BNA0752","Energieversorgung Oberhausen","Heizkraftwerk I",46045,"Oberhausen","Danziger Str. 31","Nordrhein-Westfalen","1971-01-20","Erdgas","Erdgas, Erdölgas","Erdgas","Ja","Verbrennungsmotor","Erdgas","GuD",0.35310000000000002,"OPSD (2020)",24.1,21.45,{"$f":"(1-VLOOKUP(S296,Start!$H$33:$I$40,2,FALSE)/100)*W296","v":18.6615},{"$f":"VLOOKUP(R296,Start!$C$9:$D$15,2,FALSE)+VLOOKUP(R296,Start!$C$23:$D$29,2,FALSE)","v":128.9},{"$f":"(Y296/T296)+Start!$D$19*(VLOOKUP(R296,Start!$M$33:$N$39,2,FALSE)/T296)+VLOOKUP(S296,Start!$C$33:$D$40,2,FALSE)","v":412.75791560464461}]
[null,null,"Ja","SEE922395631839","BNA0864","Salzgitter Flachstahl GmbH","Block1",38239,"Salzgitter","Eisenhüttenstraße 99","Niedersachsen","2010-06-15","andere Gase","Hochofengas, Konvertergas","Sonstige Energieträger (nicht erneuerbar)","Ja","Kondensationsmaschine mit Entnahme","Erdgas","GuD",0.39600000000000002,"Annahme basierend auf DIW (2014)",110,97,{"$f":"(1-VLOOKUP(S297,Start!$H$33:$I$40,2,FALSE)/100)*W297","v":84.39},{"$f":"VLOOKUP(R297,Start!$C$9:$D$15,2,FALSE)+VLOOKUP(R297,Start!$C$23:$D$29,2,FALSE)","v":128.9},{"$f":"(Y297/T297)+Start!$D$19*(VLOOKUP(R297,Start!$M$33:$N$39,2,FALSE)/T297)+VLOOKUP(S297,Start!$C$33:$D$40,2,FALSE)","v":368.20497474747475}]
[null,null,"Ja","SEE922477386435","BNA0745","Uniper Kraftwerke GmbH","Franken DT2",90449,"Nürnberg","Felsenstraße 14","Bayern","1975-01-01","Erdgas","Erdgas, Erdölgas","Erdgas","Ja","Kondensationsmaschine mit Entnahme","Erdgas","GuD",0.432,"OPSD (2020)",63,58,{"$f":"(1-VLOOKUP(S298,Start!$H$33:$I$40,2,FALSE)/100)*W298","v":50.46},{"$f":"VLOOKUP(R298,Start!$C$9:$D$15,2,FALSE)+VLOOKUP(R298,Start!$C$23:$D$29,2,FALSE)","v":128.9},{"$f":"(Y298/T298)+Start!$D$19*(VLOOKUP(R298,Start!$M$33:$N$39,2,FALSE)/T298)+VLOOKUP(S298,Start!$C$33:$D$40,2,FALSE)","v":337.64622685185185}]
[null,null,"Ja","SEE922559384908",null,"BASF SE","NSD-101",67063,"Ludwigshafen","Carl-Bosch-Straße 38","Rheinland-Pfalz","1988-05-12","Mineralölprodukte","Dieselkraftstoff","Mineralölprodukte","Nein","Verbrennungsmotor","Öl","Öl",0.38,"eigene Annahme",5,4.875,{"$f":"(1-VLOOKUP(S299,Start!$H$33:$I$40,2,FALSE)/100)*W299","v":4.1437499999999998},{"$f":"VLOOKUP(R299,Start!$C$9:$D$15,2,FALSE)+VLOOKUP(R299,Start!$C$23:$D$29,2,FALSE)","v":58.769999999999996},{"$f":"(Y299/T299)+Start!$D$19*(VLOOKUP(R299,Start!$M$33:$N$39,2,FALSE)/T299)+VLOOKUP(S299,Start!$C$33:$D$40,2,FALSE)","v":215.46736842105261}]
[null,null,"Ja","SEE922579581844","BNA1094","Smurfit Kappa Zülpich Papier GmbH","GT2",53909,"Zülpich","Zum Mühlengraben 1","Nordrhein-Westfalen","1996-04-01","Erdgas","Erdgas, Erdölgas","Erdgas","Ja","Gasturbinen mit Abhitzekessel","Erdgas","GuD",0.38059999999999999,"OPSD (2020)",5.9894999999999996,4.9459999999999997,{"$f":"(1-VLOOKUP(S300,Start!$H$33:$I$40,2,FALSE)/100)*W300","v":4.3030200000000001},{"$f":"VLOOKUP(R300,Start!$C$9:$D$15,2,FALSE)+VLOOKUP(R300,Start!$C$23:$D$29,2,FALSE)","v":128.9},{"$f":"(Y300/T300)+Start!$D$19*(VLOOKUP(R300,Start!$M$33:$N$39,2,FALSE)/T300)+VLOOKUP(S300,Start!$C$33:$D$40,2,FALSE)","v":383.04274829217024}]
[null,null,"Ja","SEE922849915072","BNA1148","MHB Hamm Betriebsführungsgesellschaft mbH","MVA Hamm Turbine 1",59075,"Hamm","Am Lausbach 2","Nordrhein-Westfalen","1985-01-01","nicht biogener Abfall","nicht biogener Abfall (Hausmüll, Siedlungsabfälle)","Abfall","Ja","Kondensationsmaschine mit Entnahme","Abfall","Abfall",0.33,"OPSD (2020)",8.8000000000000007,8.8000000000000007,{"$f":"(1-VLOOKUP(S301,Start!$H$33:$I$40,2,FALSE)/100)*W301","v":7.48},{"$f":"VLOOKUP(R301,Start!$C$9:$D$15,2,FALSE)+VLOOKUP(R301,Start!$C$23:$D$29,2,FALSE)","v":0},{"$f":"(Y301/T301)+Start!$D$19*(VLOOKUP(R301,Start!$M$33:$N$39,2,FALSE)/T301)+VLOOKUP(S301,Start!$C$33:$D$40,2,FALSE)","v":1}]
[null,null,"Ja","SEE922855765289","BNA0214","Stadtwerke Duisburg AG","HKW III  Block B",47249,"Duisburg","Wanheimer Str. 439","Nordrhein-Westfalen","2004-09-23","Erdgas","Erdgas, Erdölgas","Erdgas","Ja","Gasturbinen mit Abhitzekessel","Erdgas","GuD",0.5625,"OPSD (2020)",75.3,75.2,{"$f":"(1-VLOOKUP(S302,Start!$H$33:$I$40,2,FALSE)/100)*W302","v":65.424000000000007},{"$f":"VLOOKUP(R302,Start!$C$9:$D$15,2,FALSE)+VLOOKUP(R302,Start!$C$23:$D$29,2,FALSE)","v":128.9},{"$f":"(Y302/T302)+Start!$D$19*(VLOOKUP(R302,Start!$M$33:$N$39,2,FALSE)/T302)+VLOOKUP(S302,Start!$C$33:$D$40,2,FALSE)","v":259.66030222222224}]
[null,null,"Ja","SEE922877375398",null,"Julius Schulte Trebsen GmbH & Co. KG","GuD Anlage GT",4687,"Trebsen","Pauschwitzer Straße 45","Sachsen","2013-09-18","Erdgas","Erdgas, Erdölgas","Erdgas","Ja","Gasturbinen mit nachgeschalteter Dampfturbine","Erdgas","GuD",0.55000000000000004,"eigene Annahme",9.0229999999999997,7.8,{"$f":"(1-VLOOKUP(S303,Start!$H$33:$I$40,2,FALSE)/100)*W303","v":6.7859999999999996},{"$f":"VLOOKUP(R303,Start!$C$9:$D$15,2,FALSE)+VLOOKUP(R303,Start!$C$23:$D$29,2,FALSE)","v":128.9},{"$f":"(Y303/T303)+Start!$D$19*(VLOOKUP(R303,Start!$M$33:$N$39,2,FALSE)/T303)+VLOOKUP(S303,Start!$C$33:$D$40,2,FALSE)","v":265.52758181818177}]
[null,null,"Ja","SEE922964729325","BNA1227","Vereinigte Wertach Elektrizitätswerke GmbH","DKW Leinau Diesel 3",87666,"Pforzen","Am Kraftwerk 2","Bayern","1983-01-01","Mineralölprodukte","Heizöl, leicht","Mineralölprodukte","Nein","Verbrennungsmotor","Öl","Öl",0.36080000000000001,"OPSD (2020)",3.8,3.8,{"$f":"(1-VLOOKUP(S304,Start!$H$33:$I$40,2,FALSE)/100)*W304","v":3.23},{"$f":"VLOOKUP(R304,Start!$C$9:$D$15,2,FALSE)+VLOOKUP(R304,Start!$C$23:$D$29,2,FALSE)","v":58.769999999999996},{"$f":"(Y304/T304)+Start!$D$19*(VLOOKUP(R304,Start!$M$33:$N$39,2,FALSE)/T304)+VLOOKUP(S304,Start!$C$33:$D$40,2,FALSE)","v":226.88026607538802}]
[null,null,"Ja","SEE922981583535","BNA1193","Stadtwerke Lemgo GmbH","HKW-West Gasturbine 1",32657,"Lemgo","Liemer Weg 71","Nordrhein-Westfalen","1988-07-01","Erdgas","Erdgas, Erdölgas","Erdgas","Ja","Gasturbinen mit Abhitzekessel","Erdgas","GuD",0.3861,"OPSD (2020)",5.16,5.0999999999999996,{"$f":"(1-VLOOKUP(S305,Start!$H$33:$I$40,2,FALSE)/100)*W305","v":4.4369999999999994},{"$f":"VLOOKUP(R305,Start!$C$9:$D$15,2,FALSE)+VLOOKUP(R305,Start!$C$23:$D$29,2,FALSE)","v":128.9},{"$f":"(Y305/T305)+Start!$D$19*(VLOOKUP(R305,Start!$M$33:$N$39,2,FALSE)/T305)+VLOOKUP(S305,Start!$C$33:$D$40,2,FALSE)","v":377.60766640766644}]
[null,null,"Ja","SEE923082939436","BNA0177","eins energie in sachsen GmbH & Co. KG","HKW Chemnitz Nord II, Block B",9114,"Chemnitz","Dammweg 10","Sachsen","1988-08-26","Braunkohle","Rohbraunkohlen","Braunkohle","Ja","Gegendruckmaschine mit Entnahme","Braunkohle","Braunkohle",0.37119999999999997,"OPSD (2020)",67,58.171999999999997,{"$f":"(1-VLOOKUP(S306,Start!$H$33:$I$40,2,FALSE)/100)*W306","v":50.609639999999999},{"$f":"VLOOKUP(R306,Start!$C$9:$D$15,2,FALSE)+VLOOKUP(R306,Start!$C$23:$D$29,2,FALSE)","v":3.1},{"$f":"(Y306/T306)+Start!$D$19*(VLOOKUP(R306,Start!$M$33:$N$39,2,FALSE)/T306)+VLOOKUP(S306,Start!$C$33:$D$40,2,FALSE)","v":98.393642241379325}]
[null,null,"Ja","SEE923244371197","BNA0588","Stadtwerke Leipzig GmbH","Heizkraftwerk Leipzig Nord GT81",4105,"Leipzig","Eutritzscher Straße 14b","Sachsen","1996-12-01","Erdgas","","Erdgas","Ja","Gasturbinen mit nachgeschalteter Dampfturbine","Erdgas","GuD",0.58499999999999996,"OPSD (2020)",65,63.31,{"$f":"(1-VLOOKUP(S307,Start!$H$33:$I$40,2,FALSE)/100)*W307","v":55.079700000000003},{"$f":"VLOOKUP(R307,Start!$C$9:$D$15,2,FALSE)+VLOOKUP(R307,Start!$C$23:$D$29,2,FALSE)","v":128.9},{"$f":"(Y307/T307)+Start!$D$19*(VLOOKUP(R307,Start!$M$33:$N$39,2,FALSE)/T307)+VLOOKUP(S307,Start!$C$33:$D$40,2,FALSE)","v":249.73105982905986}]
[null,null,"Ja","SEE923271533315","BNA1155","RZR II Herten GmbH","RZR II Turbine3",45699,"Herten","Im Emscherbruch 11","Nordrhein-Westfalen","2009-01-01","nicht biogener Abfall","nicht biogener Abfall (Hausmüll, Siedlungsabfälle)","Abfall","Nein","Kondensationsmaschine mit Entnahme","Abfall","Abfall",0.33,"OPSD (2020)",23.585000000000001,23.5,{"$f":"(1-VLOOKUP(S308,Start!$H$33:$I$40,2,FALSE)/100)*W308","v":19.974999999999998},{"$f":"VLOOKUP(R308,Start!$C$9:$D$15,2,FALSE)+VLOOKUP(R308,Start!$C$23:$D$29,2,FALSE)","v":0},{"$f":"(Y308/T308)+Start!$D$19*(VLOOKUP(R308,Start!$M$33:$N$39,2,FALSE)/T308)+VLOOKUP(S308,Start!$C$33:$D$40,2,FALSE)","v":1}]
[null,null,"Ja","SEE923340224045",null,"SWN Stadtwerke Neumünster GmbH","D4",24534,"Neumünster","Bismarckstraße 51","Schleswig-Holstein","2021-01-18","Mineralölprodukte","Heizöl, leicht","Mineralölprodukte","Nein","Verbrennungsmotor","Öl","Öl",0.4,"eigene Annahme",1.8,1.746,{"$f":"(1-VLOOKUP(S309,Start!$H$33:$I$40,2,FALSE)/100)*W309","v":1.4841},{"$f":"VLOOKUP(R309,Start!$C$9:$D$15,2,FALSE)+VLOOKUP(R309,Start!$C$23:$D$29,2,FALSE)","v":58.769999999999996},{"$f":"(Y309/T309)+Start!$D$19*(VLOOKUP(R309,Start!$M$33:$N$39,2,FALSE)/T309)+VLOOKUP(S309,Start!$C$33:$D$40,2,FALSE)","v":204.744}]
[null,null,"Ja","SEE923401813959","BNA1935","Vattenfall Wärme Berlin AG","GuD Lichterfelde Gasturbine",12207,"Berlin","Ostpreußendamm 61","Berlin","2019-04-11","Erdgas","Erdgas, Erdölgas","Erdgas","Ja","Kondensationsmaschine mit Entnahme","Erdgas","GuD",0.40589999999999998,"OPSD (2020)",190,185,{"$f":"(1-VLOOKUP(S310,Start!$H$33:$I$40,2,FALSE)/100)*W310","v":160.94999999999999},{"$f":"VLOOKUP(R310,Start!$C$9:$D$15,2,FALSE)+VLOOKUP(R310,Start!$C$23:$D$29,2,FALSE)","v":128.9},{"$f":"(Y310/T310)+Start!$D$19*(VLOOKUP(R310,Start!$M$33:$N$39,2,FALSE)/T310)+VLOOKUP(S310,Start!$C$33:$D$40,2,FALSE)","v":359.26095097314612}]
[null,null,"Ja","SEE923412553844","BNA1450","DREWSEN Spezialpapiere GmbH & Co. KG","GuD Anlage DREWSEN Spezialpapiere (Dampfturbine)",29331,"Lachendorf","Georg-Drewsen-Weg 2","Niedersachsen","2000-08-22","Erdgas","Erdgas, Erdölgas","Erdgas","Ja","Gasturbinen mit nachgeschalteter Dampfturbine","Erdgas","GuD",0.54,"OPSD (2020)",8.1999999999999993,8,{"$f":"(1-VLOOKUP(S311,Start!$H$33:$I$40,2,FALSE)/100)*W311","v":6.96},{"$f":"VLOOKUP(R311,Start!$C$9:$D$15,2,FALSE)+VLOOKUP(R311,Start!$C$23:$D$29,2,FALSE)","v":128.9},{"$f":"(Y311/T311)+Start!$D$19*(VLOOKUP(R311,Start!$M$33:$N$39,2,FALSE)/T311)+VLOOKUP(S311,Start!$C$33:$D$40,2,FALSE)","v":270.41698148148146}]
[null,null,"Ja","SEE923421872301","BNA0615","BASF SE","GuD Süd GT2",67063,"Ludwigshafen","Carl-Bosch-Straße 38","Rheinland-Pfalz","1997-07-14","Erdgas","Erdgas, Erdölgas","Erdgas","Ja","Gasturbinen mit nachgeschalteter Dampfturbine","Erdgas","GuD",0.52649999999999997,"OPSD (2020)",167.5,165.5,{"$f":"(1-VLOOKUP(S312,Start!$H$33:$I$40,2,FALSE)/100)*W312","v":143.98499999999999},{"$f":"VLOOKUP(R312,Start!$C$9:$D$15,2,FALSE)+VLOOKUP(R312,Start!$C$23:$D$29,2,FALSE)","v":128.9},{"$f":"(Y312/T312)+Start!$D$19*(VLOOKUP(R312,Start!$M$33:$N$39,2,FALSE)/T312)+VLOOKUP(S312,Start!$C$33:$D$40,2,FALSE)","v":277.3122886989554}]
[null,null,"Ja","SEE923480721565","BNA0614a","BASF SE","A855 GT1",67063,"Ludwigshafen","Carl-Bosch-Straße 38","Rheinland-Pfalz","1992-02-29","Erdgas","Erdgas, Erdölgas","Erdgas","Ja","Gasturbinen mit Abhitzekessel","Erdgas","GuD",0.35920000000000002,"OPSD (2020)",48,47,{"$f":"(1-VLOOKUP(S313,Start!$H$33:$I$40,2,FALSE)/100)*W313","v":40.89},{"$f":"VLOOKUP(R313,Start!$C$9:$D$15,2,FALSE)+VLOOKUP(R313,Start!$C$23:$D$29,2,FALSE)","v":128.9},{"$f":"(Y313/T313)+Start!$D$19*(VLOOKUP(R313,Start!$M$33:$N$39,2,FALSE)/T313)+VLOOKUP(S313,Start!$C$33:$D$40,2,FALSE)","v":405.77385857461024}]
[null,null,"Ja","SEE923485223774",null,"STEAG","Fenne MKV Gasturbine",66333,"Völklingen","Saarbrücker Straße 135","Saarland","1982-08-01","Mineralölprodukte","Heizöl, leicht","Mineralölprodukte","Ja","Gasturbinen ohne Abhitzekessel","Öl","Öl",0.4,"eigene Annahme",35,34.86,{"$f":"(1-VLOOKUP(S314,Start!$H$33:$I$40,2,FALSE)/100)*W314","v":29.631},{"$f":"VLOOKUP(R314,Start!$C$9:$D$15,2,FALSE)+VLOOKUP(R314,Start!$C$23:$D$29,2,FALSE)","v":58.769999999999996},{"$f":"(Y314/T314)+Start!$D$19*(VLOOKUP(R314,Start!$M$33:$N$39,2,FALSE)/T314)+VLOOKUP(S314,Start!$C$33:$D$40,2,FALSE)","v":204.744}]
[null,null,"Ja","SEE923577153439","BNA0662a","Evonik Operations GmbH","Kraftwerk I,  T15",45772,"Marl","Paul-Baumann-Straße 1","Nordrhein-Westfalen","1983-10-15","Steinkohle","Steinkohlen","Steinkohle","Ja","Gegendruckmaschine ohne Entnahme","Steinkohle","Steinkohle",0.46350000000000002,"OPSD (2020)",76.099999999999994,68.400000000000006,{"$f":"(1-VLOOKUP(S315,Start!$H$33:$I$40,2,FALSE)/100)*W315","v":54.720000000000006},{"$f":"VLOOKUP(R315,Start!$C$9:$D$15,2,FALSE)+VLOOKUP(R315,Start!$C$23:$D$29,2,FALSE)","v":42.45},{"$f":"(Y315/T315)+Start!$D$19*(VLOOKUP(R315,Start!$M$33:$N$39,2,FALSE)/T315)+VLOOKUP(S315,Start!$C$33:$D$40,2,FALSE)","v":151.90256742179074}]
[null,null,"Ja","SEE923597137761",null,"Sasol Germany GmbH","DT1",25541,"Brunsbüttel","Fritz-Staiger-Straße 15","Schleswig-Holstein","1993-01-15","Wärme","Prozessdampf","Wärme","Nein","Kondensationsmaschine ohne Entnahme","Sonstige","Sonstige",0.38500000000000001,"eigene Annahme",1.45,1.31,{"$f":"(1-VLOOKUP(S316,Start!$H$33:$I$40,2,FALSE)/100)*W316","v":1.1134999999999999},{"$f":"VLOOKUP(R316,Start!$C$9:$D$15,2,FALSE)+VLOOKUP(R316,Start!$C$23:$D$29,2,FALSE)","v":58.47},{"$f":"(Y316/T316)+Start!$D$19*(VLOOKUP(R316,Start!$M$33:$N$39,2,FALSE)/T316)+VLOOKUP(S316,Start!$C$33:$D$40,2,FALSE)","v":197.988}]
[null,null,"Ja","SEE923729511377","BNA1541","Freiberger Erdgas GmbH","BHKW2 Chemnitzer Straße 40",9599,"Freiberg","Chemnitzer Straße 40","Sachsen","2013-07-01","Erdgas","Erdgas, Erdölgas","Erdgas","Ja","Verbrennungsmotor","Erdgas","GuD",0.39929999999999999,"OPSD (2020)",4.4009999999999998,4.3129999999999997,{"$f":"(1-VLOOKUP(S317,Start!$H$33:$I$40,2,FALSE)/100)*W317","v":3.7523099999999996},{"$f":"VLOOKUP(R317,Start!$C$9:$D$15,2,FALSE)+VLOOKUP(R317,Start!$C$23:$D$29,2,FALSE)","v":128.9},{"$f":"(Y317/T317)+Start!$D$19*(VLOOKUP(R317,Start!$M$33:$N$39,2,FALSE)/T317)+VLOOKUP(S317,Start!$C$33:$D$40,2,FALSE)","v":365.17435512146261}]
[null,null,"Ja","SEE923769915258","BNA0742","N-ERGIE Kraftwerke GmbH","HKW Sandreuth (GT1)",90441,"Nürnberg","Sandreuthstraße 55 a","Bayern","2005-05-03","Erdgas","Erdgas, Erdölgas","Erdgas","Ja","Gasturbinen mit nachgeschalteter Dampfturbine","Erdgas","GuD",0.5625,"OPSD (2020)",45,43,{"$f":"(1-VLOOKUP(S318,Start!$H$33:$I$40,2,FALSE)/100)*W318","v":37.409999999999997},{"$f":"VLOOKUP(R318,Start!$C$9:$D$15,2,FALSE)+VLOOKUP(R318,Start!$C$23:$D$29,2,FALSE)","v":128.9},{"$f":"(Y318/T318)+Start!$D$19*(VLOOKUP(R318,Start!$M$33:$N$39,2,FALSE)/T318)+VLOOKUP(S318,Start!$C$33:$D$40,2,FALSE)","v":259.66030222222224}]
[null,null,"Ja","SEE923791565131",null,"Zweckverband Müllheizkraftwerk Stadt und Landkreis Bamberg","Rheinstraße",96052,"Bamberg","Rheinstraße 6","Bayern","2014-08-07","nicht biogener Abfall","nicht biogener Abfall (Hausmüll, Siedlungsabfälle)","Abfall","Ja","Kondensationsmaschine mit Entnahme","Abfall","Abfall",0.33,"OPSD (2020)",11.326000000000001,9.3000000000000007,{"$f":"(1-VLOOKUP(S319,Start!$H$33:$I$40,2,FALSE)/100)*W319","v":7.9050000000000002},{"$f":"VLOOKUP(R319,Start!$C$9:$D$15,2,FALSE)+VLOOKUP(R319,Start!$C$23:$D$29,2,FALSE)","v":0},{"$f":"(Y319/T319)+Start!$D$19*(VLOOKUP(R319,Start!$M$33:$N$39,2,FALSE)/T319)+VLOOKUP(S319,Start!$C$33:$D$40,2,FALSE)","v":1}]
[null,null,"Ja","SEE923793340132",null,"DREWAG - Stadtwerke Dresden GmbH","Gasmotoren-Heizkraftwerk Dresden-Reick - Aggregat VIII",1277,"Dresden","Liebstädter Straße 1","Sachsen","2022-02-12","Erdgas","Erdgas, Erdölgas","Erdgas","Nein","Gasturbinen mit Abhitzekessel","Erdgas","GuD",0.47,"Annahme basierend auf DIW (2014)",11.76,11.3,{"$f":"(1-VLOOKUP(S320,Start!$H$33:$I$40,2,FALSE)/100)*W320","v":9.8310000000000013},{"$f":"VLOOKUP(R320,Start!$C$9:$D$15,2,FALSE)+VLOOKUP(R320,Start!$C$23:$D$29,2,FALSE)","v":128.9},{"$f":"(Y320/T320)+Start!$D$19*(VLOOKUP(R320,Start!$M$33:$N$39,2,FALSE)/T320)+VLOOKUP(S320,Start!$C$33:$D$40,2,FALSE)","v":310.46844680851069}]
[null,null,"Ja","SEE923918497345","BNA1396","GLOBALFOUNDRIES Dresden Module Two LLC & Co. KG","Gasmotoren-Blockheizkraftwerk I (Generator 4)",1468,"Moritzburg","Ringstraße 3","Sachsen","1998-09-01","Erdgas","Erdgas, Erdölgas","Erdgas","Ja","Verbrennungsmotor","Erdgas","GuD",0.38279999999999997,"OPSD (2020)",3.8839999999999999,3.879,{"$f":"(1-VLOOKUP(S321,Start!$H$33:$I$40,2,FALSE)/100)*W321","v":3.37473},{"$f":"VLOOKUP(R321,Start!$C$9:$D$15,2,FALSE)+VLOOKUP(R321,Start!$C$23:$D$29,2,FALSE)","v":128.9},{"$f":"(Y321/T321)+Start!$D$19*(VLOOKUP(R321,Start!$M$33:$N$39,2,FALSE)/T321)+VLOOKUP(S321,Start!$C$33:$D$40,2,FALSE)","v":380.84997387669807}]
[null,null,"Ja","SEE923943268279","BNA0788","Lausitz Energie Kraftwerke AG","Kraftwerk Jänschwalde Block D",3185,"Teichland","Am Kraftwerk ","Brandenburg","1985-10-06","Braunkohle","Rohbraunkohlen","Braunkohle","Ja","Kondensationsmaschine mit Entnahme","Braunkohle","Braunkohle",0.375,"OPSD (2020)",535,500,{"$f":"(1-VLOOKUP(S322,Start!$H$33:$I$40,2,FALSE)/100)*W322","v":435},{"$f":"VLOOKUP(R322,Start!$C$9:$D$15,2,FALSE)+VLOOKUP(R322,Start!$C$23:$D$29,2,FALSE)","v":3.1},{"$f":"(Y322/T322)+Start!$D$19*(VLOOKUP(R322,Start!$M$33:$N$39,2,FALSE)/T322)+VLOOKUP(S322,Start!$C$33:$D$40,2,FALSE)","v":97.413813333333351}]
[null,null,"Ja","SEE923953841820",null,"HanseWerk Natur GmbH","99000290 Angerburger Str. Erdgas-BHKW",22047,"Hamburg","Angerburger Straße 27","Hamburg","2017-10-19","Erdgas","Erdgas, Erdölgas","Erdgas","Ja","Verbrennungsmotor","Erdgas","GuD",0.4,"eigene Annahme",1.4970000000000001,1.4950000000000001,{"$f":"(1-VLOOKUP(S323,Start!$H$33:$I$40,2,FALSE)/100)*W323","v":1.3006500000000001},{"$f":"VLOOKUP(R323,Start!$C$9:$D$15,2,FALSE)+VLOOKUP(R323,Start!$C$23:$D$29,2,FALSE)","v":128.9},{"$f":"(Y323/T323)+Start!$D$19*(VLOOKUP(R323,Start!$M$33:$N$39,2,FALSE)/T323)+VLOOKUP(S323,Start!$C$33:$D$40,2,FALSE)","v":364.53792499999997}]
[null,null,"Ja","SEE923959807806","BNA0640","BASF SE","Turbine 3",68169,"Mannheim","Otto-Hahn-Straße 1","Baden-Württemberg","2006-11-10","nicht biogener Abfall","nicht biogener Abfall (Hausmüll, Siedlungsabfälle)","Abfall","Nein","Kondensationsmaschine mit Entnahme","Abfall","Abfall",0.33,"OPSD (2020)",11.3,11.14,{"$f":"(1-VLOOKUP(S324,Start!$H$33:$I$40,2,FALSE)/100)*W324","v":9.4689999999999994},{"$f":"VLOOKUP(R324,Start!$C$9:$D$15,2,FALSE)+VLOOKUP(R324,Start!$C$23:$D$29,2,FALSE)","v":0},{"$f":"(Y324/T324)+Start!$D$19*(VLOOKUP(R324,Start!$M$33:$N$39,2,FALSE)/T324)+VLOOKUP(S324,Start!$C$33:$D$40,2,FALSE)","v":1}]
[null,null,"Ja","SEE924053403383",null,"Shell Deutschland GmbH","Shell Energy and Chemicals Park, Kraftwerk Wesseling, Turbine 5",50389,"Wesseling","Ludwigshafener Str. 1","Nordrhein-Westfalen","1979-01-01","Mineralölprodukte","Heizöl, schwer","Mineralölprodukte","Ja","Kondensationsmaschine mit Entnahme","Öl","Öl",0.36299999999999999,"Annahme basierend auf DIW (2014)",34.299999999999997,30,{"$f":"(1-VLOOKUP(S325,Start!$H$33:$I$40,2,FALSE)/100)*W325","v":25.5},{"$f":"VLOOKUP(R325,Start!$C$9:$D$15,2,FALSE)+VLOOKUP(R325,Start!$C$23:$D$29,2,FALSE)","v":58.769999999999996},{"$f":"(Y325/T325)+Start!$D$19*(VLOOKUP(R325,Start!$M$33:$N$39,2,FALSE)/T325)+VLOOKUP(S325,Start!$C$33:$D$40,2,FALSE)","v":225.5112947658402}]
[null,null,"Ja","SEE924172977710","BNA0141","swb Erzeugung AG & Co. KG","Mittelsbüren GT3",28237,"Bremen","Auf den Delben 35","Bremen","1975-01-01","Mineralölprodukte","Heizöl, leicht","Mineralölprodukte","Nein","Gasturbinen ohne Abhitzekessel","Öl","Öl",0.315,"OPSD (2020)",87,86,{"$f":"(1-VLOOKUP(S326,Start!$H$33:$I$40,2,FALSE)/100)*W326","v":73.099999999999994},{"$f":"VLOOKUP(R326,Start!$C$9:$D$15,2,FALSE)+VLOOKUP(R326,Start!$C$23:$D$29,2,FALSE)","v":58.769999999999996},{"$f":"(Y326/T326)+Start!$D$19*(VLOOKUP(R326,Start!$M$33:$N$39,2,FALSE)/T326)+VLOOKUP(S326,Start!$C$33:$D$40,2,FALSE)","v":259.72253968253966}]
[null,null,"Ja","SEE924235173530","BNA1284","Grace GmbH","GT1",67547,"Worms","In der Hollerhecke 1","Rheinland-Pfalz","1991-08-27","Erdgas","Erdgas, Erdölgas","Erdgas","Ja","Gasturbinen mit Abhitzekessel","Erdgas","GuD",0.37509999999999999,"OPSD (2020)",6.5,6.41,{"$f":"(1-VLOOKUP(S327,Start!$H$33:$I$40,2,FALSE)/100)*W327","v":5.5766999999999998},{"$f":"VLOOKUP(R327,Start!$C$9:$D$15,2,FALSE)+VLOOKUP(R327,Start!$C$23:$D$29,2,FALSE)","v":128.9},{"$f":"(Y327/T327)+Start!$D$19*(VLOOKUP(R327,Start!$M$33:$N$39,2,FALSE)/T327)+VLOOKUP(S327,Start!$C$33:$D$40,2,FALSE)","v":388.6372167422021}]
[null,null,"Ja","SEE924286409503","BNA0855","IKW Rüdersdorf","IKW Rüdersdorf",15562,"Rüdersdorf","Siedlerweg 11","Brandenburg","2007-12-12","nicht biogener Abfall","nicht biogener Industrieabfall","Abfall","Ja","Kondensationsmaschine mit Entnahme","Abfall","Abfall",0.33,"OPSD (2020)",35.54,30,{"$f":"(1-VLOOKUP(S328,Start!$H$33:$I$40,2,FALSE)/100)*W328","v":25.5},{"$f":"VLOOKUP(R328,Start!$C$9:$D$15,2,FALSE)+VLOOKUP(R328,Start!$C$23:$D$29,2,FALSE)","v":0},{"$f":"(Y328/T328)+Start!$D$19*(VLOOKUP(R328,Start!$M$33:$N$39,2,FALSE)/T328)+VLOOKUP(S328,Start!$C$33:$D$40,2,FALSE)","v":1}]
[null,null,"Ja","SEE924302504816","BNA0117a","Energie- und Wasserversorgung Bonn/Rhein-Sieg GmbH","HKW Bonn-Nord, Turbogruppe 4",53115,"Bonn","Karlstr. 2","Nordrhein-Westfalen","1991-04-01","Wärme","Dampf (fremdbezogen)","Abfall","Nein","Kondensationsmaschine mit Entnahme","Abfall","Abfall",0.33,"OPSD (2020)",14.12,14.12,{"$f":"(1-VLOOKUP(S329,Start!$H$33:$I$40,2,FALSE)/100)*W329","v":12.001999999999999},{"$f":"VLOOKUP(R329,Start!$C$9:$D$15,2,FALSE)+VLOOKUP(R329,Start!$C$23:$D$29,2,FALSE)","v":0},{"$f":"(Y329/T329)+Start!$D$19*(VLOOKUP(R329,Start!$M$33:$N$39,2,FALSE)/T329)+VLOOKUP(S329,Start!$C$33:$D$40,2,FALSE)","v":1}]
[null,null,"Ja","SEE924343365650","BNA1260","Mercedes-Benz AG","Mercedes-Benz Werk Sindelfingen HKW Gasturbine 1",71063,"Sindelfingen","Bela-Barenyi-Str. ","Baden-Württemberg","2013-11-07","Erdgas","Erdgas, Erdölgas","Erdgas","Ja","Gasturbinen mit Abhitzekessel","Erdgas","GuD",0.39929999999999999,"OPSD (2020)",31.516999999999999,29.940999999999999,{"$f":"(1-VLOOKUP(S330,Start!$H$33:$I$40,2,FALSE)/100)*W330","v":26.048669999999998},{"$f":"VLOOKUP(R330,Start!$C$9:$D$15,2,FALSE)+VLOOKUP(R330,Start!$C$23:$D$29,2,FALSE)","v":128.9},{"$f":"(Y330/T330)+Start!$D$19*(VLOOKUP(R330,Start!$M$33:$N$39,2,FALSE)/T330)+VLOOKUP(S330,Start!$C$33:$D$40,2,FALSE)","v":365.17435512146261}]
[null,null,"Ja","SEE924373150776","BNA0256","SWE Energie GmbH","GT 2",99087,"Erfurt","Stotternheimer Straße 40","Thüringen","1999-12-17","Erdgas","Erdgas, Erdölgas","Erdgas","Ja","Gasturbinen mit nachgeschalteter Dampfturbine","Erdgas","GuD",0.54,"Annahme basierend auf DIW (2014)",23.914000000000001,23,{"$f":"(1-VLOOKUP(S331,Start!$H$33:$I$40,2,FALSE)/100)*W331","v":20.010000000000002},{"$f":"VLOOKUP(R331,Start!$C$9:$D$15,2,FALSE)+VLOOKUP(R331,Start!$C$23:$D$29,2,FALSE)","v":128.9},{"$f":"(Y331/T331)+Start!$D$19*(VLOOKUP(R331,Start!$M$33:$N$39,2,FALSE)/T331)+VLOOKUP(S331,Start!$C$33:$D$40,2,FALSE)","v":270.41698148148146}]
[null,null,"Ja","SEE924562445072",null,"DREWAG - Stadtwerke Dresden GmbH","Gasmotoren-Heizkraftwerk Dresden-Reick - Aggregat V",1277,"Dresden","Liebstädter Straße 1","Sachsen","2022-02-12","Erdgas","Erdgas, Erdölgas","Erdgas","Nein","Gasturbinen mit Abhitzekessel","Erdgas","GuD",0.47,"Annahme basierend auf DIW (2014)",11.76,11.3,{"$f":"(1-VLOOKUP(S332,Start!$H$33:$I$40,2,FALSE)/100)*W332","v":9.8310000000000013},{"$f":"VLOOKUP(R332,Start!$C$9:$D$15,2,FALSE)+VLOOKUP(R332,Start!$C$23:$D$29,2,FALSE)","v":128.9},{"$f":"(Y332/T332)+Start!$D$19*(VLOOKUP(R332,Start!$M$33:$N$39,2,FALSE)/T332)+VLOOKUP(S332,Start!$C$33:$D$40,2,FALSE)","v":310.46844680851069}]
[null,null,"Ja","SEE924647197780","BNA0202","RWE Generation SE","Dortmund DT",44143,"Dortmund","Weißenburger Straße 70","Nordrhein-Westfalen","2004-03-22","Erdgas","Erdgas, Erdölgas","Erdgas","Ja","Gegendruckmaschine mit Entnahme","Erdgas","GuD",0.38940000000000002,"OPSD (2020)",12.4,11.9,{"$f":"(1-VLOOKUP(S333,Start!$H$33:$I$40,2,FALSE)/100)*W333","v":10.353},{"$f":"VLOOKUP(R333,Start!$C$9:$D$15,2,FALSE)+VLOOKUP(R333,Start!$C$23:$D$29,2,FALSE)","v":128.9},{"$f":"(Y333/T333)+Start!$D$19*(VLOOKUP(R333,Start!$M$33:$N$39,2,FALSE)/T333)+VLOOKUP(S333,Start!$C$33:$D$40,2,FALSE)","v":374.42031330251672}]
[null,null,"Ja","SEE924769212057",null,"Stadtwerke Lemgo GmbH","KWK-0010",32657,"Lemgo","Pagenhelle 14","Nordrhein-Westfalen","2013-09-16","Erdgas","Erdgas, Erdölgas","Erdgas","Ja","Verbrennungsmotor","Erdgas","GuD",0.4,"eigene Annahme",1.03,0.995,{"$f":"(1-VLOOKUP(S334,Start!$H$33:$I$40,2,FALSE)/100)*W334","v":0.86565000000000003},{"$f":"VLOOKUP(R334,Start!$C$9:$D$15,2,FALSE)+VLOOKUP(R334,Start!$C$23:$D$29,2,FALSE)","v":128.9},{"$f":"(Y334/T334)+Start!$D$19*(VLOOKUP(R334,Start!$M$33:$N$39,2,FALSE)/T334)+VLOOKUP(S334,Start!$C$33:$D$40,2,FALSE)","v":364.53792499999997}]
[null,null,"Ja","SEE924780675428","BNA0994","Gemeinschaftskraftwerk Irsching GmbH","Irsching 5 GT2",85088,"Vohburg","Paarstraße 30","Bayern","2010-01-01","Erdgas","Erdgas, Erdölgas","Erdgas","Nein","Gasturbinen mit nachgeschalteter Dampfturbine","Erdgas","GuD",0.59699999999999998,"OPSD (2020)",287,282,{"$f":"(1-VLOOKUP(S335,Start!$H$33:$I$40,2,FALSE)/100)*W335","v":245.34},{"$f":"VLOOKUP(R335,Start!$C$9:$D$15,2,FALSE)+VLOOKUP(R335,Start!$C$23:$D$29,2,FALSE)","v":128.9},{"$f":"(Y335/T335)+Start!$D$19*(VLOOKUP(R335,Start!$M$33:$N$39,2,FALSE)/T335)+VLOOKUP(S335,Start!$C$33:$D$40,2,FALSE)","v":244.7414907872697}]
[null,null,"Ja","SEE924909675933","BNA0685","Stadtwerke Münster GmbH","Gasturbine 2",48155,"Münster","Am Mittelhafen 11","Nordrhein-Westfalen","2005-12-30","Erdgas","Erdgas, Erdölgas","Erdgas","Ja","Gasturbinen mit Abhitzekessel","Erdgas","GuD",0.5625,"OPSD (2020)",32,31,{"$f":"(1-VLOOKUP(S336,Start!$H$33:$I$40,2,FALSE)/100)*W336","v":26.97},{"$f":"VLOOKUP(R336,Start!$C$9:$D$15,2,FALSE)+VLOOKUP(R336,Start!$C$23:$D$29,2,FALSE)","v":128.9},{"$f":"(Y336/T336)+Start!$D$19*(VLOOKUP(R336,Start!$M$33:$N$39,2,FALSE)/T336)+VLOOKUP(S336,Start!$C$33:$D$40,2,FALSE)","v":259.66030222222224}]
[null,null,"Ja","SEE925011950635","BNA1161","Zweckverband Müllverwertungsanlage Ingolstadt","Turbine VE 40 ZV MVA IN",85055,"Ingolstadt","Am Mailinger Bach 141","Bayern","1996-09-10","nicht biogener Abfall","nicht biogener Abfall (Hausmüll, Siedlungsabfälle)","Abfall","Nein","Kondensationsmaschine mit Entnahme","Abfall","Abfall",0.33,"OPSD (2020)",18.14,18.14,{"$f":"(1-VLOOKUP(S337,Start!$H$33:$I$40,2,FALSE)/100)*W337","v":15.419},{"$f":"VLOOKUP(R337,Start!$C$9:$D$15,2,FALSE)+VLOOKUP(R337,Start!$C$23:$D$29,2,FALSE)","v":0},{"$f":"(Y337/T337)+Start!$D$19*(VLOOKUP(R337,Start!$M$33:$N$39,2,FALSE)/T337)+VLOOKUP(S337,Start!$C$33:$D$40,2,FALSE)","v":1}]
[null,null,"Ja","SEE925076352665","BNA0428","Peissenberger Kraftwerksgesellschaft","GT 2",83734,"Hausham","Brentenstraße 3","Bayern","1982-11-01","Mineralölprodukte","Heizöl, leicht","Mineralölprodukte","Nein","Gasturbinen ohne Abhitzekessel","Öl","Öl",0.3332,"OPSD (2020)",23.2,23.2,{"$f":"(1-VLOOKUP(S338,Start!$H$33:$I$40,2,FALSE)/100)*W338","v":19.72},{"$f":"VLOOKUP(R338,Start!$C$9:$D$15,2,FALSE)+VLOOKUP(R338,Start!$C$23:$D$29,2,FALSE)","v":58.769999999999996},{"$f":"(Y338/T338)+Start!$D$19*(VLOOKUP(R338,Start!$M$33:$N$39,2,FALSE)/T338)+VLOOKUP(S338,Start!$C$33:$D$40,2,FALSE)","v":245.59063625450182}]
[null,null,"Ja","SEE925189660817",null,"Rolls-Royce Solutions Augsburg GmbH","Prüfstand 8",86165,"Augsburg","Dasinger Straße 11","Bayern","2004-03-01","Erdgas","Erdgas, Erdölgas","Erdgas","Nein","Verbrennungsmotor","Erdgas","GuD",0.4,"eigene Annahme",3.2,3.2,{"$f":"(1-VLOOKUP(S339,Start!$H$33:$I$40,2,FALSE)/100)*W339","v":2.7840000000000003},{"$f":"VLOOKUP(R339,Start!$C$9:$D$15,2,FALSE)+VLOOKUP(R339,Start!$C$23:$D$29,2,FALSE)","v":128.9},{"$f":"(Y339/T339)+Start!$D$19*(VLOOKUP(R339,Start!$M$33:$N$39,2,FALSE)/T339)+VLOOKUP(S339,Start!$C$33:$D$40,2,FALSE)","v":364.53792499999997}]
[null,null,"Ja","SEE925192446583","BNA0602","RWE Generation SE","Emsland C GT2",49808,"Lingen","Schüttorfer Straße 100","Niedersachsen","2011-12-23","Erdgas","Erdgas, Erdölgas","Erdgas","Nein","Sonstige","Erdgas","GuD",0.46,"OPSD (2020)",60,58,{"$f":"(1-VLOOKUP(S340,Start!$H$33:$I$40,2,FALSE)/100)*W340","v":50.46},{"$f":"VLOOKUP(R340,Start!$C$9:$D$15,2,FALSE)+VLOOKUP(R340,Start!$C$23:$D$29,2,FALSE)","v":128.9},{"$f":"(Y340/T340)+Start!$D$19*(VLOOKUP(R340,Start!$M$33:$N$39,2,FALSE)/T340)+VLOOKUP(S340,Start!$C$33:$D$40,2,FALSE)","v":317.18515217391302}]
[null,null,"Ja","SEE925388069183",null,"TWS Thüringer Wärme Service GmbH","HKW Schwarza GT 6",7407,"Rudolstadt","Breitscheidstraße 160","Thüringen","1992-07-23","Erdgas","Erdgas, Erdölgas","Erdgas","Ja","Gasturbinen mit Abhitzekessel","Erdgas","GuD",0.38,"eigene Annahme",5.0140000000000002,4.9390000000000001,{"$f":"(1-VLOOKUP(S341,Start!$H$33:$I$40,2,FALSE)/100)*W341","v":4.2969299999999997},{"$f":"VLOOKUP(R341,Start!$C$9:$D$15,2,FALSE)+VLOOKUP(R341,Start!$C$23:$D$29,2,FALSE)","v":128.9},{"$f":"(Y341/T341)+Start!$D$19*(VLOOKUP(R341,Start!$M$33:$N$39,2,FALSE)/T341)+VLOOKUP(S341,Start!$C$33:$D$40,2,FALSE)","v":383.64518421052634}]
[null,null,"Ja","SEE925411264011","BNA1186d","EGK Entsorgungsgesellschaft Krefeld GmbH & Co. KG","Turbine 5",47829,"Krefeld","Parkstraße 234","Nordrhein-Westfalen","1997-12-01","Wärme","Prozessdampf","Abfall","Ja","Gegendruckmaschine ohne Entnahme","Abfall","Abfall",0.33,"OPSD (2020)",2.9,1.93,{"$f":"(1-VLOOKUP(S342,Start!$H$33:$I$40,2,FALSE)/100)*W342","v":1.6404999999999998},{"$f":"VLOOKUP(R342,Start!$C$9:$D$15,2,FALSE)+VLOOKUP(R342,Start!$C$23:$D$29,2,FALSE)","v":0},{"$f":"(Y342/T342)+Start!$D$19*(VLOOKUP(R342,Start!$M$33:$N$39,2,FALSE)/T342)+VLOOKUP(S342,Start!$C$33:$D$40,2,FALSE)","v":1}]
[null,null,"Ja","SEE925599434282","BNA1401a","RWE Power AG","Neurath F",41517,"Grevenbroich","Energiestraße 101","Nordrhein-Westfalen","2012-08-03","Braunkohle","Rohbraunkohlen","Braunkohle","Nein","Kondensationsmaschine mit Entnahme","Braunkohle","Braunkohle",0.43,"OPSD (2020)",1110,1060,{"$f":"(1-VLOOKUP(S343,Start!$H$33:$I$40,2,FALSE)/100)*W343","v":922.2},{"$f":"VLOOKUP(R343,Start!$C$9:$D$15,2,FALSE)+VLOOKUP(R343,Start!$C$23:$D$29,2,FALSE)","v":3.1},{"$f":"(Y343/T343)+Start!$D$19*(VLOOKUP(R343,Start!$M$33:$N$39,2,FALSE)/T343)+VLOOKUP(S343,Start!$C$33:$D$40,2,FALSE)","v":85.171348837209308}]
[null,null,"Ja","SEE925623713673","BNA1678","Flughafen München GmbH","BHKW 2 - GOM 4",85356,"München-Flughafen","Nordallee 18","Bayern","2014-12-11","Erdgas","Erdgas, Erdölgas","Erdgas","Ja","Verbrennungsmotor","Erdgas","GuD",0.40039999999999998,"OPSD (2020)",4.3,4.2069999999999999,{"$f":"(1-VLOOKUP(S344,Start!$H$33:$I$40,2,FALSE)/100)*W344","v":3.6600899999999998},{"$f":"VLOOKUP(R344,Start!$C$9:$D$15,2,FALSE)+VLOOKUP(R344,Start!$C$23:$D$29,2,FALSE)","v":128.9},{"$f":"(Y344/T344)+Start!$D$19*(VLOOKUP(R344,Start!$M$33:$N$39,2,FALSE)/T344)+VLOOKUP(S344,Start!$C$33:$D$40,2,FALSE)","v":364.1752497502498}]
[null,null,"Ja","SEE925631744058","BNA1492b","Papierfabrik Adolf Jass GmbH & Co. KG","G20",36039,"Fulda","Hermann-Muth-Straße 6","Hessen","1982-03-30","Erdgas","Erdgas, Erdölgas","Erdgas","Ja","Gegendruckmaschine ohne Entnahme","Erdgas","GuD",0.36520000000000002,"OPSD (2020)",8,7.4820000000000002,{"$f":"(1-VLOOKUP(S345,Start!$H$33:$I$40,2,FALSE)/100)*W345","v":6.5093399999999999},{"$f":"VLOOKUP(R345,Start!$C$9:$D$15,2,FALSE)+VLOOKUP(R345,Start!$C$23:$D$29,2,FALSE)","v":128.9},{"$f":"(Y345/T345)+Start!$D$19*(VLOOKUP(R345,Start!$M$33:$N$39,2,FALSE)/T345)+VLOOKUP(S345,Start!$C$33:$D$40,2,FALSE)","v":399.13190032858705}]
[null,null,"Ja","SEE925652456091","BNA1168","Müllheizkraftwerk Kassel GmbH","Müllheizkraftwerk Kassel M7",34123,"Kassel","Am Lossewerk 8","Hessen","1985-12-17","nicht biogener Abfall","nicht biogener Abfall (Hausmüll, Siedlungsabfälle)","Abfall","Ja","Kondensationsmaschine mit Entnahme","Abfall","Abfall",0.33,"OPSD (2020)",10.5,8,{"$f":"(1-VLOOKUP(S346,Start!$H$33:$I$40,2,FALSE)/100)*W346","v":6.8},{"$f":"VLOOKUP(R346,Start!$C$9:$D$15,2,FALSE)+VLOOKUP(R346,Start!$C$23:$D$29,2,FALSE)","v":0},{"$f":"(Y346/T346)+Start!$D$19*(VLOOKUP(R346,Start!$M$33:$N$39,2,FALSE)/T346)+VLOOKUP(S346,Start!$C$33:$D$40,2,FALSE)","v":1}]
[null,null,"Ja","SEE925683830624",null,"Südzucker AG","Dampfturbine II Südzucker Offenau",74254,"Offenau","Ludwig-Kayser Straße 1","Baden-Württemberg","1971-09-20","Wärme","Prozessdampf","Wärme","Ja","Gegendruckmaschine ohne Entnahme","Sonstige","Sonstige",0.35,"eigene Annahme",8.64,7.3440000000000003,{"$f":"(1-VLOOKUP(S347,Start!$H$33:$I$40,2,FALSE)/100)*W347","v":6.2423999999999999},{"$f":"VLOOKUP(R347,Start!$C$9:$D$15,2,FALSE)+VLOOKUP(R347,Start!$C$23:$D$29,2,FALSE)","v":58.47},{"$f":"(Y347/T347)+Start!$D$19*(VLOOKUP(R347,Start!$M$33:$N$39,2,FALSE)/T347)+VLOOKUP(S347,Start!$C$33:$D$40,2,FALSE)","v":217.68680000000001}]
[null,null,"Ja","SEE925705511180","BNA1678","Flughafen München GmbH","BHKW 2 - GOM 3",85356,"München-Flughafen","Nordallee 18","Bayern","2014-12-10","Erdgas","Erdgas, Erdölgas","Erdgas","Ja","Verbrennungsmotor","Erdgas","GuD",0.40039999999999998,"OPSD (2020)",4.3,4.2069999999999999,{"$f":"(1-VLOOKUP(S348,Start!$H$33:$I$40,2,FALSE)/100)*W348","v":3.6600899999999998},{"$f":"VLOOKUP(R348,Start!$C$9:$D$15,2,FALSE)+VLOOKUP(R348,Start!$C$23:$D$29,2,FALSE)","v":128.9},{"$f":"(Y348/T348)+Start!$D$19*(VLOOKUP(R348,Start!$M$33:$N$39,2,FALSE)/T348)+VLOOKUP(S348,Start!$C$33:$D$40,2,FALSE)","v":364.1752497502498}]
[null,null,"Ja","SEE925720506642","BNA0444","K+S Minerals and Agriculture GmbH","Kraftwerk WI GT",36266,"Heringen","In der Aue 1","Hessen","1962-01-01","Erdgas","Erdgas, Erdölgas","Erdgas","Ja","Gasturbinen mit Abhitzekessel","Erdgas","GuD",0.58050000000000002,"OPSD (2020)",17.5,17.5,{"$f":"(1-VLOOKUP(S349,Start!$H$33:$I$40,2,FALSE)/100)*W349","v":15.225},{"$f":"VLOOKUP(R349,Start!$C$9:$D$15,2,FALSE)+VLOOKUP(R349,Start!$C$23:$D$29,2,FALSE)","v":128.9},{"$f":"(Y349/T349)+Start!$D$19*(VLOOKUP(R349,Start!$M$33:$N$39,2,FALSE)/T349)+VLOOKUP(S349,Start!$C$33:$D$40,2,FALSE)","v":251.65533161068043}]
[null,null,"Ja","SEE925723270861","BNA1292b","J. M. Voith SE & Co. KG","HDH_004_Industrieheizkraftwerk-Heidenheim_GM1",89522,"Heidenheim","Alexanderstraße 8","Baden-Württemberg","2014-01-01","Erdgas","Erdgas, Erdölgas","Erdgas","Ja","Verbrennungsmotor","Erdgas","GuD",0.40039999999999998,"OPSD (2020)",4.4009999999999998,4.2249999999999996,{"$f":"(1-VLOOKUP(S350,Start!$H$33:$I$40,2,FALSE)/100)*W350","v":3.6757499999999999},{"$f":"VLOOKUP(R350,Start!$C$9:$D$15,2,FALSE)+VLOOKUP(R350,Start!$C$23:$D$29,2,FALSE)","v":128.9},{"$f":"(Y350/T350)+Start!$D$19*(VLOOKUP(R350,Start!$M$33:$N$39,2,FALSE)/T350)+VLOOKUP(S350,Start!$C$33:$D$40,2,FALSE)","v":364.1752497502498}]
[null,null,"Ja","SEE925794342412","BNA0591","MVV Umwelt Asset GmbH","TREA Leuna 2",6237,"Leuna","An der B 91 Tor 12","Sachsen-Anhalt","2007-06-19","nicht biogener Abfall","nicht biogener Abfall (Hausmüll, Siedlungsabfälle)","Abfall","Nein","Kondensationsmaschine ohne Entnahme","Abfall","Abfall",0.33,"OPSD (2020)",18.545000000000002,16.245000000000001,{"$f":"(1-VLOOKUP(S351,Start!$H$33:$I$40,2,FALSE)/100)*W351","v":13.808250000000001},{"$f":"VLOOKUP(R351,Start!$C$9:$D$15,2,FALSE)+VLOOKUP(R351,Start!$C$23:$D$29,2,FALSE)","v":0},{"$f":"(Y351/T351)+Start!$D$19*(VLOOKUP(R351,Start!$M$33:$N$39,2,FALSE)/T351)+VLOOKUP(S351,Start!$C$33:$D$40,2,FALSE)","v":1}]
[null,null,"Ja","SEE926090463146","BNA0074","Vattenfall Wärme Berlin AG","HKW Charlottenburg Gasturbine 4",10589,"Berlin","Am Spreebord 5","Berlin","1976-02-03","Erdgas","Erdgas, Erdölgas","Erdgas","Ja","Gasturbinen mit Abhitzekessel","Erdgas","GuD",0.35749999999999998,"OPSD (2020)",73,72,{"$f":"(1-VLOOKUP(S352,Start!$H$33:$I$40,2,FALSE)/100)*W352","v":62.64},{"$f":"VLOOKUP(R352,Start!$C$9:$D$15,2,FALSE)+VLOOKUP(R352,Start!$C$23:$D$29,2,FALSE)","v":128.9},{"$f":"(Y352/T352)+Start!$D$19*(VLOOKUP(R352,Start!$M$33:$N$39,2,FALSE)/T352)+VLOOKUP(S352,Start!$C$33:$D$40,2,FALSE)","v":407.69627972027979}]
[null,null,"Ja","SEE926239714443","BNA0556a","Cargill Deutschland GmbH","DT Kre",47809,"Krefeld","Düsseldorfer Strasse 191","Nordrhein-Westfalen","1964-04-29","Erdgas","Erdgas, Erdölgas","Erdgas","Ja","Gegendruckmaschine mit Entnahme","Erdgas","GuD",0.38390000000000002,"OPSD (2020)",26.774999999999999,25.713999999999999,{"$f":"(1-VLOOKUP(S353,Start!$H$33:$I$40,2,FALSE)/100)*W353","v":22.371179999999999},{"$f":"VLOOKUP(R353,Start!$C$9:$D$15,2,FALSE)+VLOOKUP(R353,Start!$C$23:$D$29,2,FALSE)","v":128.9},{"$f":"(Y353/T353)+Start!$D$19*(VLOOKUP(R353,Start!$M$33:$N$39,2,FALSE)/T353)+VLOOKUP(S353,Start!$C$33:$D$40,2,FALSE)","v":379.7630112008336}]
[null,null,"Ja","SEE926292106278","BNA1402","Delkeskamp Verpackungswerke GmbH","KWK-Anlage Gasturbine 2",49638,"Nortrup","Hauptstraße 15","Niedersachsen","1997-09-30","Erdgas","Erdgas, Erdölgas","Erdgas","Ja","Gasturbinen mit Abhitzekessel","Erdgas","GuD",0.38059999999999999,"OPSD (2020)",4.4800000000000004,4.3460000000000001,{"$f":"(1-VLOOKUP(S354,Start!$H$33:$I$40,2,FALSE)/100)*W354","v":3.7810200000000003},{"$f":"VLOOKUP(R354,Start!$C$9:$D$15,2,FALSE)+VLOOKUP(R354,Start!$C$23:$D$29,2,FALSE)","v":128.9},{"$f":"(Y354/T354)+Start!$D$19*(VLOOKUP(R354,Start!$M$33:$N$39,2,FALSE)/T354)+VLOOKUP(S354,Start!$C$33:$D$40,2,FALSE)","v":383.04274829217024}]
[null,null,"Ja","SEE926356200836",null,"Rolls-Royce Solutions Augsburg GmbH","Prüfstand 4",86165,"Augsburg","Dasinger Straße 11","Bayern","2003-01-01","Erdgas","","Erdgas","Nein","Verbrennungsmotor","Erdgas","GuD",0.4,"eigene Annahme",1.5,1.5,{"$f":"(1-VLOOKUP(S355,Start!$H$33:$I$40,2,FALSE)/100)*W355","v":1.3049999999999999},{"$f":"VLOOKUP(R355,Start!$C$9:$D$15,2,FALSE)+VLOOKUP(R355,Start!$C$23:$D$29,2,FALSE)","v":128.9},{"$f":"(Y355/T355)+Start!$D$19*(VLOOKUP(R355,Start!$M$33:$N$39,2,FALSE)/T355)+VLOOKUP(S355,Start!$C$33:$D$40,2,FALSE)","v":364.53792499999997}]
[null,null,"Ja","SEE926418118239",null,"Crespel & Deiters GmbH ＆ Co. KG","GTS4",49479,"Ibbenbüren","Groner Allee 76","Nordrhein-Westfalen","2013-06-07","Erdgas","Erdgas, Erdölgas","Erdgas","Ja","Gasturbinen ohne Abhitzekessel","Erdgas","Gasturbine",0.4,"eigene Annahme",1.85,1.85,{"$f":"(1-VLOOKUP(S356,Start!$H$33:$I$40,2,FALSE)/100)*W356","v":1.6095000000000002},{"$f":"VLOOKUP(R356,Start!$C$9:$D$15,2,FALSE)+VLOOKUP(R356,Start!$C$23:$D$29,2,FALSE)","v":128.9},{"$f":"(Y356/T356)+Start!$D$19*(VLOOKUP(R356,Start!$M$33:$N$39,2,FALSE)/T356)+VLOOKUP(S356,Start!$C$33:$D$40,2,FALSE)","v":364.03792499999997}]
[null,null,"Ja","SEE926471060193","BNA1271","K+S Minerals and Agriculture GmbH","Kraftwerk UB DT1",36414,"Unterbreizbach","Schachtstraße 10","Thüringen","2002-07-02","Wärme","Prozessdampf","Erdgas","Ja","Gegendruckmaschine ohne Entnahme","Erdgas","GuD",0.3795,"OPSD (2020)",11.493,11.3,{"$f":"(1-VLOOKUP(S357,Start!$H$33:$I$40,2,FALSE)/100)*W357","v":9.8310000000000013},{"$f":"VLOOKUP(R357,Start!$C$9:$D$15,2,FALSE)+VLOOKUP(R357,Start!$C$23:$D$29,2,FALSE)","v":128.9},{"$f":"(Y357/T357)+Start!$D$19*(VLOOKUP(R357,Start!$M$33:$N$39,2,FALSE)/T357)+VLOOKUP(S357,Start!$C$33:$D$40,2,FALSE)","v":384.1486693017128}]
[null,null,"Ja","SEE926582462244",null,"WUN Pellets GmbH","WUN Pellets - BHKW-Modul III",95632,"Wunsiedel","Am Energiepark 1","Bayern","2018-10-01","Erdgas","Erdgas, Erdölgas","Erdgas","Ja","Verbrennungsmotor","Erdgas","GuD",0.4,"eigene Annahme",4.5,4.41,{"$f":"(1-VLOOKUP(S358,Start!$H$33:$I$40,2,FALSE)/100)*W358","v":3.8367},{"$f":"VLOOKUP(R358,Start!$C$9:$D$15,2,FALSE)+VLOOKUP(R358,Start!$C$23:$D$29,2,FALSE)","v":128.9},{"$f":"(Y358/T358)+Start!$D$19*(VLOOKUP(R358,Start!$M$33:$N$39,2,FALSE)/T358)+VLOOKUP(S358,Start!$C$33:$D$40,2,FALSE)","v":364.53792499999997}]
[null,null,"Ja","SEE926897163430","BNA0918b","Dow Deutschland Anlagengesellschaft mbH","01 Std GT2",21683,"Stade","Bützflether Sand 9","Niedersachsen","2014-03-07","Erdgas","Erdgas, Erdölgas","Erdgas","Ja","Gasturbinen mit Abhitzekessel","Erdgas","GuD",0.60750000000000004,"OPSD (2020)",47.645000000000003,44.975000000000001,{"$f":"(1-VLOOKUP(S359,Start!$H$33:$I$40,2,FALSE)/100)*W359","v":39.128250000000001},{"$f":"VLOOKUP(R359,Start!$C$9:$D$15,2,FALSE)+VLOOKUP(R359,Start!$C$23:$D$29,2,FALSE)","v":128.9},{"$f":"(Y359/T359)+Start!$D$19*(VLOOKUP(R359,Start!$M$33:$N$39,2,FALSE)/T359)+VLOOKUP(S359,Start!$C$33:$D$40,2,FALSE)","v":240.53731687242799}]
[null,null,"Ja","SEE926900618322","BNA0369","envia THERM GmbH","Sermuth BHKW 1",4680,"Colditz","Am Umspannwerk 2","Sachsen","1995-10-01","Mineralölprodukte","Heizöl, leicht","Mineralölprodukte","Nein","Verbrennungsmotor","Öl","Öl",0.3795,"OPSD (2020)",7.2,5.7,{"$f":"(1-VLOOKUP(S360,Start!$H$33:$I$40,2,FALSE)/100)*W360","v":4.8449999999999998},{"$f":"VLOOKUP(R360,Start!$C$9:$D$15,2,FALSE)+VLOOKUP(R360,Start!$C$23:$D$29,2,FALSE)","v":58.769999999999996},{"$f":"(Y360/T360)+Start!$D$19*(VLOOKUP(R360,Start!$M$33:$N$39,2,FALSE)/T360)+VLOOKUP(S360,Start!$C$33:$D$40,2,FALSE)","v":215.74993412384717}]
[null,null,"Ja","SEE926990956885",null,"Fernheizwerk Neukölln AG","Fernheizwerk 2-BHKW 5",12059,"Berlin","Thiemannstr. 36","Berlin","2013-11-05","Erdgas","Erdgas, Erdölgas","Erdgas","Ja","Verbrennungsmotor","Erdgas","GuD",0.4,"eigene Annahme",2.028,2.028,{"$f":"(1-VLOOKUP(S361,Start!$H$33:$I$40,2,FALSE)/100)*W361","v":1.7643599999999999},{"$f":"VLOOKUP(R361,Start!$C$9:$D$15,2,FALSE)+VLOOKUP(R361,Start!$C$23:$D$29,2,FALSE)","v":128.9},{"$f":"(Y361/T361)+Start!$D$19*(VLOOKUP(R361,Start!$M$33:$N$39,2,FALSE)/T361)+VLOOKUP(S361,Start!$C$33:$D$40,2,FALSE)","v":364.53792499999997}]
[null,null,"Ja","SEE927032372373","BNA1116","Bremerhavener Entsorgungsgesellschaft mbH","MHKW, Generator 1+2",27570,"Bremerhaven","Zur Hexenbrücke 16","Bremen","1977-03-17","nicht biogener Abfall","nicht biogener Abfall (Hausmüll, Siedlungsabfälle)","Abfall","Ja","Kondensationsmaschine mit Entnahme","Abfall","Abfall",0.33,"OPSD (2020)",20,14,{"$f":"(1-VLOOKUP(S362,Start!$H$33:$I$40,2,FALSE)/100)*W362","v":11.9},{"$f":"VLOOKUP(R362,Start!$C$9:$D$15,2,FALSE)+VLOOKUP(R362,Start!$C$23:$D$29,2,FALSE)","v":0},{"$f":"(Y362/T362)+Start!$D$19*(VLOOKUP(R362,Start!$M$33:$N$39,2,FALSE)/T362)+VLOOKUP(S362,Start!$C$33:$D$40,2,FALSE)","v":1}]
[null,null,"Ja","SEE927436598478","BNA1947","BMW AG Niederlassung Stuttgart","Werk 1.5 KWK 4",80937,"München","Knorrstraße 147","Bayern","2019-04-30","Erdgas","Erdgas, Erdölgas","Erdgas","Ja","Verbrennungsmotor","Erdgas","GuD",0.40589999999999998,"eigene Annahme",3.431,3.36,{"$f":"(1-VLOOKUP(S363,Start!$H$33:$I$40,2,FALSE)/100)*W363","v":2.9232},{"$f":"VLOOKUP(R363,Start!$C$9:$D$15,2,FALSE)+VLOOKUP(R363,Start!$C$23:$D$29,2,FALSE)","v":128.9},{"$f":"(Y363/T363)+Start!$D$19*(VLOOKUP(R363,Start!$M$33:$N$39,2,FALSE)/T363)+VLOOKUP(S363,Start!$C$33:$D$40,2,FALSE)","v":359.26095097314612}]
[null,null,"Ja","SEE927473609168","BNA0174","InfraServ GmbH & Co. Gendorf KG","BNA0174",84508,"Burgkirchen","Industrieparkstraße 1","Bayern","1967-07-01","Erdgas","Erdgas, Erdölgas","Erdgas","Ja","Sonstige","Erdgas","GuD",0.38719999999999999,"OPSD (2020)",73.563000000000002,72.459999999999994,{"$f":"(1-VLOOKUP(S364,Start!$H$33:$I$40,2,FALSE)/100)*W364","v":63.040199999999992},{"$f":"VLOOKUP(R364,Start!$C$9:$D$15,2,FALSE)+VLOOKUP(R364,Start!$C$23:$D$29,2,FALSE)","v":128.9},{"$f":"(Y364/T364)+Start!$D$19*(VLOOKUP(R364,Start!$M$33:$N$39,2,FALSE)/T364)+VLOOKUP(S364,Start!$C$33:$D$40,2,FALSE)","v":376.53917871900831}]
[null,null,"Ja","SEE927622980674","BNA1141","Pfeifer & Langen GmbH ＆ Co. KG","Euskirchen Generator 1",53879,"Euskirchen","Bonner Straße 2","Nordrhein-Westfalen","1979-08-30","Braunkohle","Braunkohlenbriketts","Braunkohle","Ja","Gegendruckmaschine ohne Entnahme","Braunkohle","Braunkohle",0.34960000000000002,"OPSD (2020)",7.2,6.7990000000000004,{"$f":"(1-VLOOKUP(S365,Start!$H$33:$I$40,2,FALSE)/100)*W365","v":5.9151300000000004},{"$f":"VLOOKUP(R365,Start!$C$9:$D$15,2,FALSE)+VLOOKUP(R365,Start!$C$23:$D$29,2,FALSE)","v":3.1},{"$f":"(Y365/T365)+Start!$D$19*(VLOOKUP(R365,Start!$M$33:$N$39,2,FALSE)/T365)+VLOOKUP(S365,Start!$C$33:$D$40,2,FALSE)","v":104.36784897025171}]
[null,null,"Ja","SEE927630371594","BNA1486","ROMONTA GmbH","Grubenheizkraftwerk Amsdorf",6317,"Seegebiet Mansfelder Land","Chausseestraße 1","Sachsen-Anhalt","1960-04-01","Braunkohle","Staub- und Trockenkohle","Braunkohle","Ja","Gegendruckmaschine mit Entnahme","Braunkohle","Braunkohle",0.34960000000000002,"OPSD (2020)",15.65,9.1741770000000002,{"$f":"(1-VLOOKUP(S366,Start!$H$33:$I$40,2,FALSE)/100)*W366","v":7.98153399},{"$f":"VLOOKUP(R366,Start!$C$9:$D$15,2,FALSE)+VLOOKUP(R366,Start!$C$23:$D$29,2,FALSE)","v":3.1},{"$f":"(Y366/T366)+Start!$D$19*(VLOOKUP(R366,Start!$M$33:$N$39,2,FALSE)/T366)+VLOOKUP(S366,Start!$C$33:$D$40,2,FALSE)","v":104.36784897025171}]
[null,null,"Ja","SEE927716043575","BNA0417","EEW Energy from Waste Hannover GmbH","MVA EEW Hannover",30659,"Hannover","Moorwaldweg 310","Niedersachsen","2005-06-01","nicht biogener Abfall","nicht biogener Abfall (Hausmüll, Siedlungsabfälle)","Abfall","Ja","Kondensationsmaschine mit Entnahme","Abfall","Abfall",0.33,"OPSD (2020)",29.6,27.2,{"$f":"(1-VLOOKUP(S367,Start!$H$33:$I$40,2,FALSE)/100)*W367","v":23.119999999999997},{"$f":"VLOOKUP(R367,Start!$C$9:$D$15,2,FALSE)+VLOOKUP(R367,Start!$C$23:$D$29,2,FALSE)","v":0},{"$f":"(Y367/T367)+Start!$D$19*(VLOOKUP(R367,Start!$M$33:$N$39,2,FALSE)/T367)+VLOOKUP(S367,Start!$C$33:$D$40,2,FALSE)","v":1}]
[null,null,"Ja","SEE927727929912","BNA1020","MVA Weisweiler GmbH & Co. KG","MVA-Turbine",52249,"Eschweiler","Zum Hagelkreuz 22","Nordrhein-Westfalen","1996-10-01","nicht biogener Abfall","nicht biogener Abfall (Hausmüll, Siedlungsabfälle)","Abfall","Nein","Kondensationsmaschine mit Entnahme","Abfall","Abfall",0.33,"OPSD (2020)",33,27,{"$f":"(1-VLOOKUP(S368,Start!$H$33:$I$40,2,FALSE)/100)*W368","v":22.95},{"$f":"VLOOKUP(R368,Start!$C$9:$D$15,2,FALSE)+VLOOKUP(R368,Start!$C$23:$D$29,2,FALSE)","v":0},{"$f":"(Y368/T368)+Start!$D$19*(VLOOKUP(R368,Start!$M$33:$N$39,2,FALSE)/T368)+VLOOKUP(S368,Start!$C$33:$D$40,2,FALSE)","v":1}]
[null,null,"Ja","SEE927766801477","BNA1335a","Papier- u. Kartonfabrik Varel GmbH & Co. KG","PKV Dampfsammelschienen-KWK-Anlage Generator / Turbine DT 11",26316,"Varel","Dangaster Straße 38","Niedersachsen","1965-08-25","Wärme","Prozessdampf","Erdgas","Ja","Gegendruckmaschine ohne Entnahme","Erdgas","GuD",0.37290000000000001,"OPSD (2020)",3.76,3.6469999999999998,{"$f":"(1-VLOOKUP(S369,Start!$H$33:$I$40,2,FALSE)/100)*W369","v":3.1728899999999998},{"$f":"VLOOKUP(R369,Start!$C$9:$D$15,2,FALSE)+VLOOKUP(R369,Start!$C$23:$D$29,2,FALSE)","v":128.9},{"$f":"(Y369/T369)+Start!$D$19*(VLOOKUP(R369,Start!$M$33:$N$39,2,FALSE)/T369)+VLOOKUP(S369,Start!$C$33:$D$40,2,FALSE)","v":390.92121212121214}]
[null,null,"Ja","SEE927820549208","BNA1334","CR3-Kaffeeveredelung M. Hermsen GmbH","GT1",28237,"Bremen","Waterbergstraße 14","Bremen","1993-01-01","Erdgas","Erdgas, Erdölgas","Erdgas","Ja","Gasturbinen mit Abhitzekessel","Erdgas","GuD",0.54900000000000004,"OPSD (2020)",4.95,4.7699999999999996,{"$f":"(1-VLOOKUP(S370,Start!$H$33:$I$40,2,FALSE)/100)*W370","v":4.1498999999999997},{"$f":"VLOOKUP(R370,Start!$C$9:$D$15,2,FALSE)+VLOOKUP(R370,Start!$C$23:$D$29,2,FALSE)","v":128.9},{"$f":"(Y370/T370)+Start!$D$19*(VLOOKUP(R370,Start!$M$33:$N$39,2,FALSE)/T370)+VLOOKUP(S370,Start!$C$33:$D$40,2,FALSE)","v":266.00850637522768}]
[null,null,"Ja","SEE928072880231","BNA0498","Thermal Conversion Compound Industriepark Höchst GmbH","IPH Strom VT5",65929,"Frankfurt","Brüningstraße 50","Hessen","1980-01-01","Erdgas","Erdgas, Erdölgas","Erdgas","Nein","Gegendruckmaschine ohne Entnahme","Erdgas","GuD",0.39750000000000002,"OPSD (2020)",38,37.9,{"$f":"(1-VLOOKUP(S371,Start!$H$33:$I$40,2,FALSE)/100)*W371","v":32.972999999999999},{"$f":"VLOOKUP(R371,Start!$C$9:$D$15,2,FALSE)+VLOOKUP(R371,Start!$C$23:$D$29,2,FALSE)","v":128.9},{"$f":"(Y371/T371)+Start!$D$19*(VLOOKUP(R371,Start!$M$33:$N$39,2,FALSE)/T371)+VLOOKUP(S371,Start!$C$33:$D$40,2,FALSE)","v":366.82118238993712}]
[null,null,"Ja","SEE928076311489","BNA0523","Städtische Werke Energie + Wärme GmbH","Fernwärmekraftwerk Kassel",34134,"Kassel","Dennhäuser Straße 122","Hessen","1989-12-21","Braunkohle","Rohbraunkohlen","Braunkohle","Ja","Gegendruckmaschine ohne Entnahme","Braunkohle","Braunkohle",0.37359999999999999,"OPSD (2020)",38,33.5,{"$f":"(1-VLOOKUP(S372,Start!$H$33:$I$40,2,FALSE)/100)*W372","v":29.145},{"$f":"VLOOKUP(R372,Start!$C$9:$D$15,2,FALSE)+VLOOKUP(R372,Start!$C$23:$D$29,2,FALSE)","v":3.1},{"$f":"(Y372/T372)+Start!$D$19*(VLOOKUP(R372,Start!$M$33:$N$39,2,FALSE)/T372)+VLOOKUP(S372,Start!$C$33:$D$40,2,FALSE)","v":97.772483940042846}]
[null,null,"Ja","SEE928580946900","BNA0857","Opel Automobile GmbH","GuD-Heizkraftwerk M120",65428,"Rüsselsheim","Bahnhofsplatz 1","Hessen","1999-08-02","Erdgas","Erdgas, Erdölgas","Erdgas","Ja","Gasturbinen mit nachgeschalteter Dampfturbine","Erdgas","GuD",0.53549999999999998,"OPSD (2020)",113.9,112.5,{"$f":"(1-VLOOKUP(S373,Start!$H$33:$I$40,2,FALSE)/100)*W373","v":97.875},{"$f":"VLOOKUP(R373,Start!$C$9:$D$15,2,FALSE)+VLOOKUP(R373,Start!$C$23:$D$29,2,FALSE)","v":128.9},{"$f":"(Y373/T373)+Start!$D$19*(VLOOKUP(R373,Start!$M$33:$N$39,2,FALSE)/T373)+VLOOKUP(S373,Start!$C$33:$D$40,2,FALSE)","v":272.67678804855279}]
[null,null,"Ja","SEE928761575349","BNA0380","EEW Energy from Waste Großräschen GmbH","EEW Großräschen GmbH",1983,"Großräschen","Bergmannstraße 900 r","Brandenburg","2008-01-16","nicht biogener Abfall","nicht biogener Abfall (Hausmüll, Siedlungsabfälle)","Abfall","Ja","Kondensationsmaschine mit Entnahme","Abfall","Abfall",0.33,"OPSD (2020)",25,25,{"$f":"(1-VLOOKUP(S374,Start!$H$33:$I$40,2,FALSE)/100)*W374","v":21.25},{"$f":"VLOOKUP(R374,Start!$C$9:$D$15,2,FALSE)+VLOOKUP(R374,Start!$C$23:$D$29,2,FALSE)","v":0},{"$f":"(Y374/T374)+Start!$D$19*(VLOOKUP(R374,Start!$M$33:$N$39,2,FALSE)/T374)+VLOOKUP(S374,Start!$C$33:$D$40,2,FALSE)","v":1}]
[null,null,"Ja","SEE928797247012","BNA1862","BMW AG Niederlassung Stuttgart","Regensburg KWK 5",93055,"Regensburg","Herbert-Quandt-Allee 1","Bayern","2016-08-22","Erdgas","Erdgas, Erdölgas","Erdgas","Ja","Verbrennungsmotor","Erdgas","GuD",0.40260000000000001,"OPSD (2020)",2.6789999999999998,2.6520000000000001,{"$f":"(1-VLOOKUP(S375,Start!$H$33:$I$40,2,FALSE)/100)*W375","v":2.3072400000000002},{"$f":"VLOOKUP(R375,Start!$C$9:$D$15,2,FALSE)+VLOOKUP(R375,Start!$C$23:$D$29,2,FALSE)","v":128.9},{"$f":"(Y375/T375)+Start!$D$19*(VLOOKUP(R375,Start!$M$33:$N$39,2,FALSE)/T375)+VLOOKUP(S375,Start!$C$33:$D$40,2,FALSE)","v":362.19341778440139}]
[null,null,"Ja","SEE928983473973",null,"Westag & Getalit AG","BHKW-G",33378,"Rheda-Wiedenbrück","Hellweg 15","Nordrhein-Westfalen","2012-10-10","Erdgas","Erdgas, Erdölgas","Erdgas","Ja","Verbrennungsmotor","Erdgas","GuD",0.4,"eigene Annahme",1.9990000000000001,1.9590000000000001,{"$f":"(1-VLOOKUP(S376,Start!$H$33:$I$40,2,FALSE)/100)*W376","v":1.7043300000000001},{"$f":"VLOOKUP(R376,Start!$C$9:$D$15,2,FALSE)+VLOOKUP(R376,Start!$C$23:$D$29,2,FALSE)","v":128.9},{"$f":"(Y376/T376)+Start!$D$19*(VLOOKUP(R376,Start!$M$33:$N$39,2,FALSE)/T376)+VLOOKUP(S376,Start!$C$33:$D$40,2,FALSE)","v":364.53792499999997}]
[null,null,"Ja","SEE929003106239",null,"Südzucker AG","Dampfturbine I Südzucker Rain",86641,"Rain","Donauwörther Straße 50","Bayern","1957-10-04","Wärme","Prozessdampf","Wärme","Ja","Gegendruckmaschine ohne Entnahme","Sonstige","Sonstige",0.33,"eigene Annahme",5,4.6985000000000001,{"$f":"(1-VLOOKUP(S377,Start!$H$33:$I$40,2,FALSE)/100)*W377","v":3.993725},{"$f":"VLOOKUP(R377,Start!$C$9:$D$15,2,FALSE)+VLOOKUP(R377,Start!$C$23:$D$29,2,FALSE)","v":58.47},{"$f":"(Y377/T377)+Start!$D$19*(VLOOKUP(R377,Start!$M$33:$N$39,2,FALSE)/T377)+VLOOKUP(S377,Start!$C$33:$D$40,2,FALSE)","v":230.8193333333333}]
[null,null,"Ja","SEE929022761297","BNA0606","RWE Generation SE","Emsland D GT2",49808,"Lingen","Schüttorfer Straße 100","Niedersachsen","2010-09-08","Erdgas","Erdgas, Erdölgas","Erdgas","Ja","Gasturbinen mit nachgeschalteter Dampfturbine","Erdgas","GuD",0.59199999999999997,"OPSD (2020)",297.93,293.5,{"$f":"(1-VLOOKUP(S378,Start!$H$33:$I$40,2,FALSE)/100)*W378","v":255.345},{"$f":"VLOOKUP(R378,Start!$C$9:$D$15,2,FALSE)+VLOOKUP(R378,Start!$C$23:$D$29,2,FALSE)","v":128.9},{"$f":"(Y378/T378)+Start!$D$19*(VLOOKUP(R378,Start!$M$33:$N$39,2,FALSE)/T378)+VLOOKUP(S378,Start!$C$33:$D$40,2,FALSE)","v":246.79589527027031}]
[null,null,"Ja","SEE929068766096","BNA1249","UPM GmbH","UPM Schongau HKW 2 T1",86956,"Schongau","Friedrich-Haindl-Straße 10","Bayern","1979-01-01","Erdgas","Erdgas, Erdölgas","Erdgas","Ja","Gegendruckmaschine ohne Entnahme","Erdgas","GuD",0.36299999999999999,"Annahme basierend auf DIW (2014)",3.15,2.85,{"$f":"(1-VLOOKUP(S379,Start!$H$33:$I$40,2,FALSE)/100)*W379","v":2.4795000000000003},{"$f":"VLOOKUP(R379,Start!$C$9:$D$15,2,FALSE)+VLOOKUP(R379,Start!$C$23:$D$29,2,FALSE)","v":128.9},{"$f":"(Y379/T379)+Start!$D$19*(VLOOKUP(R379,Start!$M$33:$N$39,2,FALSE)/T379)+VLOOKUP(S379,Start!$C$33:$D$40,2,FALSE)","v":401.54179063360885}]
[null,null,"Ja","SEE929077603696","BNA1935","Vattenfall Wärme Berlin AG","GuD Lichterfelde Dampfturbine",12207,"Berlin","Ostpreußendamm 61","Berlin","2019-04-11","Wärme","Prozessdampf","Erdgas","Ja","Kondensationsmaschine mit Entnahme","Erdgas","GuD",0.40589999999999998,"OPSD (2020)",125,115,{"$f":"(1-VLOOKUP(S380,Start!$H$33:$I$40,2,FALSE)/100)*W380","v":100.05},{"$f":"VLOOKUP(R380,Start!$C$9:$D$15,2,FALSE)+VLOOKUP(R380,Start!$C$23:$D$29,2,FALSE)","v":128.9},{"$f":"(Y380/T380)+Start!$D$19*(VLOOKUP(R380,Start!$M$33:$N$39,2,FALSE)/T380)+VLOOKUP(S380,Start!$C$33:$D$40,2,FALSE)","v":359.26095097314612}]
[null,null,"Ja","SEE929095613516",null,"GSB Sonderabfall-Entsorgung Bayern GmbH","Turbine VA2",85107,"Baar-Ebenhausen","Äußerer Ring 50","Bayern","1995-10-06","nicht biogener Abfall","nicht biogener Industrieabfall","Abfall","Nein","Kondensationsmaschine mit Entnahme","Abfall","Abfall",0.33,"OPSD (2020)",7.0609999999999999,7.0609999999999999,{"$f":"(1-VLOOKUP(S381,Start!$H$33:$I$40,2,FALSE)/100)*W381","v":6.0018500000000001},{"$f":"VLOOKUP(R381,Start!$C$9:$D$15,2,FALSE)+VLOOKUP(R381,Start!$C$23:$D$29,2,FALSE)","v":0},{"$f":"(Y381/T381)+Start!$D$19*(VLOOKUP(R381,Start!$M$33:$N$39,2,FALSE)/T381)+VLOOKUP(S381,Start!$C$33:$D$40,2,FALSE)","v":1}]
[null,null,"Ja","SEE929161243203","BNA0377","Uniper Kraftwerke GmbH","Staudinger 5",63538,"Großkrotzenburg","Hanauer Landstraße 150","Hessen","1992-01-01","Steinkohle","Steinkohlen","Steinkohle","Ja","Kondensationsmaschine mit Entnahme","Steinkohle","Steinkohle",0.40500000000000003,"OPSD (2020)",550,510,{"$f":"(1-VLOOKUP(S382,Start!$H$33:$I$40,2,FALSE)/100)*W382","v":408},{"$f":"VLOOKUP(R382,Start!$C$9:$D$15,2,FALSE)+VLOOKUP(R382,Start!$C$23:$D$29,2,FALSE)","v":42.45},{"$f":"(Y382/T382)+Start!$D$19*(VLOOKUP(R382,Start!$M$33:$N$39,2,FALSE)/T382)+VLOOKUP(S382,Start!$C$33:$D$40,2,FALSE)","v":173.6562716049383}]
[null,null,"Ja","SEE929198153032","BNA1408","Evonik Operations GmbH","Rheinfelden Gasturbine",79618,"Rheinfelden","Untere Kanalstraße 3","Baden-Württemberg","1979-08-13","Erdgas","Erdgas, Erdölgas","Erdgas","Ja","Gasturbinen mit nachgeschalteter Dampfturbine","Erdgas","GuD",0.3619,"OPSD (2020)",9.8000000000000007,9.25,{"$f":"(1-VLOOKUP(S383,Start!$H$33:$I$40,2,FALSE)/100)*W383","v":8.0474999999999994},{"$f":"VLOOKUP(R383,Start!$C$9:$D$15,2,FALSE)+VLOOKUP(R383,Start!$C$23:$D$29,2,FALSE)","v":128.9},{"$f":"(Y383/T383)+Start!$D$19*(VLOOKUP(R383,Start!$M$33:$N$39,2,FALSE)/T383)+VLOOKUP(S383,Start!$C$33:$D$40,2,FALSE)","v":402.75772312793589}]
[null,null,"Ja","SEE929612840487",null,"Stadtwerke Lemgo GmbH","KWK-0007",32657,"Lemgo","Campusallee 5","Nordrhein-Westfalen","2014-11-13","Erdgas","Erdgas, Erdölgas","Erdgas","Ja","Verbrennungsmotor","Erdgas","GuD",0.4,"eigene Annahme",1.9990000000000001,1.96,{"$f":"(1-VLOOKUP(S384,Start!$H$33:$I$40,2,FALSE)/100)*W384","v":1.7052},{"$f":"VLOOKUP(R384,Start!$C$9:$D$15,2,FALSE)+VLOOKUP(R384,Start!$C$23:$D$29,2,FALSE)","v":128.9},{"$f":"(Y384/T384)+Start!$D$19*(VLOOKUP(R384,Start!$M$33:$N$39,2,FALSE)/T384)+VLOOKUP(S384,Start!$C$33:$D$40,2,FALSE)","v":364.53792499999997}]
[null,null,"Ja","SEE929776487108","BNA0369","envia THERM GmbH","Sermuth BHKW 2",4680,"Colditz","Am Umspannwerk 2","Sachsen","1995-10-01","Mineralölprodukte","Heizöl, leicht","Mineralölprodukte","Nein","Verbrennungsmotor","Öl","Öl",0.3795,"OPSD (2020)",7.2,5.7,{"$f":"(1-VLOOKUP(S385,Start!$H$33:$I$40,2,FALSE)/100)*W385","v":4.8449999999999998},{"$f":"VLOOKUP(R385,Start!$C$9:$D$15,2,FALSE)+VLOOKUP(R385,Start!$C$23:$D$29,2,FALSE)","v":58.769999999999996},{"$f":"(Y385/T385)+Start!$D$19*(VLOOKUP(R385,Start!$M$33:$N$39,2,FALSE)/T385)+VLOOKUP(S385,Start!$C$33:$D$40,2,FALSE)","v":215.74993412384717}]
[null,null,"Ja","SEE929808661773","BNA1926","ENGIE Deutschland AG","70001313.01",7546,"Gera","Siemensstraße 43","Thüringen","2018-12-05","Erdgas","Erdgas, Erdölgas","Erdgas","Ja","Verbrennungsmotor","Erdgas","GuD",0.40479999999999999,"OPSD (2020)",4.5,4.4720000000000004,{"$f":"(1-VLOOKUP(S386,Start!$H$33:$I$40,2,FALSE)/100)*W386","v":3.8906400000000003},{"$f":"VLOOKUP(R386,Start!$C$9:$D$15,2,FALSE)+VLOOKUP(R386,Start!$C$23:$D$29,2,FALSE)","v":128.9},{"$f":"(Y386/T386)+Start!$D$19*(VLOOKUP(R386,Start!$M$33:$N$39,2,FALSE)/T386)+VLOOKUP(S386,Start!$C$33:$D$40,2,FALSE)","v":360.23312747035578}]
[null,null,"Ja","SEE929826629465",null,"FFR Fernwärmeversorgung Flugplatz Ramstein","BHKW Ramstein",66877,"Ramstein-Miesenbach","Reichswaldstraße 9","Rheinland-Pfalz","2018-12-13","Erdgas","Erdgas, Erdölgas","Erdgas","Ja","Verbrennungsmotor","Erdgas","GuD",0.4,"eigene Annahme",12.9,12.75,{"$f":"(1-VLOOKUP(S387,Start!$H$33:$I$40,2,FALSE)/100)*W387","v":11.092499999999999},{"$f":"VLOOKUP(R387,Start!$C$9:$D$15,2,FALSE)+VLOOKUP(R387,Start!$C$23:$D$29,2,FALSE)","v":128.9},{"$f":"(Y387/T387)+Start!$D$19*(VLOOKUP(R387,Start!$M$33:$N$39,2,FALSE)/T387)+VLOOKUP(S387,Start!$C$33:$D$40,2,FALSE)","v":364.53792499999997}]
[null,null,"Ja","SEE929865645150","BNA1397d","INEOS Manufacturing Deutschland","Turbine 24",50769,"Köln","Alte Str. 201","Nordrhein-Westfalen","1966-06-15","andere Gase","Sonstige hergestellte Gase","Sonstige Energieträger (nicht erneuerbar)","Nein","Kondensationsmaschine ohne Entnahme","Sonstige","Sonstige",0.27600000000000002,"Annahme basierend auf DIW (2014)",10.4,10.4,{"$f":"(1-VLOOKUP(S388,Start!$H$33:$I$40,2,FALSE)/100)*W388","v":8.84},{"$f":"VLOOKUP(R388,Start!$C$9:$D$15,2,FALSE)+VLOOKUP(R388,Start!$C$23:$D$29,2,FALSE)","v":58.47},{"$f":"(Y388/T388)+Start!$D$19*(VLOOKUP(R388,Start!$M$33:$N$39,2,FALSE)/T388)+VLOOKUP(S388,Start!$C$33:$D$40,2,FALSE)","v":275.78398550724637}]
[null,null,"Ja","SEE930322571356","BNA1502","SWK ENERGIE GmbH","KWK006-2",47804,"Krefeld","St. Töniser Str. 270","Nordrhein-Westfalen","2013-02-06","Erdgas","Erdgas, Erdölgas","Erdgas","Ja","Verbrennungsmotor","Erdgas","GuD",0.39710000000000001,"OPSD (2020)",4.3,4.2409999999999997,{"$f":"(1-VLOOKUP(S389,Start!$H$33:$I$40,2,FALSE)/100)*W389","v":3.6896699999999996},{"$f":"VLOOKUP(R389,Start!$C$9:$D$15,2,FALSE)+VLOOKUP(R389,Start!$C$23:$D$29,2,FALSE)","v":128.9},{"$f":"(Y389/T389)+Start!$D$19*(VLOOKUP(R389,Start!$M$33:$N$39,2,FALSE)/T389)+VLOOKUP(S389,Start!$C$33:$D$40,2,FALSE)","v":367.18917149332663}]
[null,null,"Ja","SEE930522848685","BNA0595","InfraLeuna GmbH","GT3",6237,"Leuna"," ","Sachsen-Anhalt","1994-07-01","Erdgas","Erdgas, Erdölgas","Erdgas","Ja","Gasturbinen mit Abhitzekessel","Erdgas","GuD",0.51300000000000001,"OPSD (2020)",39,38.4,{"$f":"(1-VLOOKUP(S390,Start!$H$33:$I$40,2,FALSE)/100)*W390","v":33.408000000000001},{"$f":"VLOOKUP(R390,Start!$C$9:$D$15,2,FALSE)+VLOOKUP(R390,Start!$C$23:$D$29,2,FALSE)","v":128.9},{"$f":"(Y390/T390)+Start!$D$19*(VLOOKUP(R390,Start!$M$33:$N$39,2,FALSE)/T390)+VLOOKUP(S390,Start!$C$33:$D$40,2,FALSE)","v":284.57050682261212}]
[null,null,"Ja","SEE930647914081",null,"DREWAG - Stadtwerke Dresden GmbH","Gasmotoren-Heizkraftwerk Dresden-Reick - Aggregat III",1277,"Dresden","Liebstädter Straße 1","Sachsen","2022-02-12","Erdgas","Erdgas, Erdölgas","Erdgas","Nein","Gasturbinen mit Abhitzekessel","Erdgas","GuD",0.47,"Annahme basierend auf DIW (2014)",11.76,11.3,{"$f":"(1-VLOOKUP(S391,Start!$H$33:$I$40,2,FALSE)/100)*W391","v":9.8310000000000013},{"$f":"VLOOKUP(R391,Start!$C$9:$D$15,2,FALSE)+VLOOKUP(R391,Start!$C$23:$D$29,2,FALSE)","v":128.9},{"$f":"(Y391/T391)+Start!$D$19*(VLOOKUP(R391,Start!$M$33:$N$39,2,FALSE)/T391)+VLOOKUP(S391,Start!$C$33:$D$40,2,FALSE)","v":310.46844680851069}]
[null,null,"Ja","SEE930673793902","BNA0067","STEAG","Bergkamen A",59192,"Bergkamen","Westenhellweg 111","Nordrhein-Westfalen","1981-10-01","Steinkohle","Steinkohlen","Steinkohle","Nein","Kondensationsmaschine mit Entnahme","Steinkohle","Steinkohle",0.3775,"OPSD (2020)",780,720,{"$f":"(1-VLOOKUP(S392,Start!$H$33:$I$40,2,FALSE)/100)*W392","v":576},{"$f":"VLOOKUP(R392,Start!$C$9:$D$15,2,FALSE)+VLOOKUP(R392,Start!$C$23:$D$29,2,FALSE)","v":42.45},{"$f":"(Y392/T392)+Start!$D$19*(VLOOKUP(R392,Start!$M$33:$N$39,2,FALSE)/T392)+VLOOKUP(S392,Start!$C$33:$D$40,2,FALSE)","v":186.21202649006625}]
[null,null,"Ja","SEE930751125922","BNA1498","Nordzucker AG Werk Nordstemmen","Generator 2",31171,"Nordstemmen","Calenberger Straße 36","Niedersachsen","1993-11-23","Erdgas","Erdgas, Erdölgas","Erdgas","Ja","Gegendruckmaschine ohne Entnahme","Erdgas","GuD",0.33329999999999999,"OPSD (2020)",15,13,{"$f":"(1-VLOOKUP(S393,Start!$H$33:$I$40,2,FALSE)/100)*W393","v":11.31},{"$f":"VLOOKUP(R393,Start!$C$9:$D$15,2,FALSE)+VLOOKUP(R393,Start!$C$23:$D$29,2,FALSE)","v":128.9},{"$f":"(Y393/T393)+Start!$D$19*(VLOOKUP(R393,Start!$M$33:$N$39,2,FALSE)/T393)+VLOOKUP(S393,Start!$C$33:$D$40,2,FALSE)","v":437.1890789078908}]
[null,null,"Ja","SEE931001040675","BNA0805","Kraftwerk Plattling GmbH","KW Plattling DT",94447,"Plattling","Gottlieb-Daimler-Straße 7","Bayern","2010-04-24","Erdgas","Erdgas, Erdölgas","Erdgas","Ja","Gasturbinen mit nachgeschalteter Dampfturbine","Erdgas","GuD",0.58499999999999996,"OPSD (2020)",40,39.5,{"$f":"(1-VLOOKUP(S394,Start!$H$33:$I$40,2,FALSE)/100)*W394","v":34.365000000000002},{"$f":"VLOOKUP(R394,Start!$C$9:$D$15,2,FALSE)+VLOOKUP(R394,Start!$C$23:$D$29,2,FALSE)","v":128.9},{"$f":"(Y394/T394)+Start!$D$19*(VLOOKUP(R394,Start!$M$33:$N$39,2,FALSE)/T394)+VLOOKUP(S394,Start!$C$33:$D$40,2,FALSE)","v":249.73105982905986}]
[null,null,"Ja","SEE931044787582",null,"Nordzucker AG Werk Schladen","Generator 3",38315,"Schladen","Bahnhofstraße 13","Niedersachsen","1978-09-01","Erdgas","Erdgas, Erdölgas","Erdgas","Ja","Gegendruckmaschine ohne Entnahme","Erdgas","GuD",0.35,"eigene Annahme",3.5,3,{"$f":"(1-VLOOKUP(S395,Start!$H$33:$I$40,2,FALSE)/100)*W395","v":2.61},{"$f":"VLOOKUP(R395,Start!$C$9:$D$15,2,FALSE)+VLOOKUP(R395,Start!$C$23:$D$29,2,FALSE)","v":128.9},{"$f":"(Y395/T395)+Start!$D$19*(VLOOKUP(R395,Start!$M$33:$N$39,2,FALSE)/T395)+VLOOKUP(S395,Start!$C$33:$D$40,2,FALSE)","v":416.40048571428576}]
[null,null,"Ja","SEE931050475398","BNA1818","RheinEnergie AG","GuD Niehl 3 RheinEnergie",50735,"Köln","Am Molenkopf 3","Nordrhein-Westfalen","2016-04-29","Erdgas","Erdgas, Erdölgas","Erdgas","Ja","Gasturbinen mit nachgeschalteter Dampfturbine","Erdgas","GuD",0.40260000000000001,"OPSD (2020)",459.9,452.9,{"$f":"(1-VLOOKUP(S396,Start!$H$33:$I$40,2,FALSE)/100)*W396","v":394.02299999999997},{"$f":"VLOOKUP(R396,Start!$C$9:$D$15,2,FALSE)+VLOOKUP(R396,Start!$C$23:$D$29,2,FALSE)","v":128.9},{"$f":"(Y396/T396)+Start!$D$19*(VLOOKUP(R396,Start!$M$33:$N$39,2,FALSE)/T396)+VLOOKUP(S396,Start!$C$33:$D$40,2,FALSE)","v":362.19341778440139}]
[null,null,"Ja","SEE931197865137",null,"Sasol Germany GmbH","GT2",25541,"Brunsbüttel","Fritz-Staiger-Straße 15","Schleswig-Holstein","1996-06-04","Erdgas","Erdgas, Erdölgas","Erdgas","Ja","Gasturbinen mit Abhitzekessel","Erdgas","GuD",0.38,"eigene Annahme",5.34,5.1239999999999997,{"$f":"(1-VLOOKUP(S397,Start!$H$33:$I$40,2,FALSE)/100)*W397","v":4.4578799999999994},{"$f":"VLOOKUP(R397,Start!$C$9:$D$15,2,FALSE)+VLOOKUP(R397,Start!$C$23:$D$29,2,FALSE)","v":128.9},{"$f":"(Y397/T397)+Start!$D$19*(VLOOKUP(R397,Start!$M$33:$N$39,2,FALSE)/T397)+VLOOKUP(S397,Start!$C$33:$D$40,2,FALSE)","v":383.64518421052634}]
[null,null,"Ja","SEE931652054403",null,"Infraserv GmbH & Co. Höchst KG","IPH Strom GT2",65929,"Frankfurt","Brüningstraße 50","Hessen","2011-10-12","Wärme","Prozessdampf","Wärme","Ja","Gegendruckmaschine ohne Entnahme","Sonstige","Sonstige",0.4,"eigene Annahme",4.8449999999999998,4.2,{"$f":"(1-VLOOKUP(S398,Start!$H$33:$I$40,2,FALSE)/100)*W398","v":3.57},{"$f":"VLOOKUP(R398,Start!$C$9:$D$15,2,FALSE)+VLOOKUP(R398,Start!$C$23:$D$29,2,FALSE)","v":58.47},{"$f":"(Y398/T398)+Start!$D$19*(VLOOKUP(R398,Start!$M$33:$N$39,2,FALSE)/T398)+VLOOKUP(S398,Start!$C$33:$D$40,2,FALSE)","v":190.60094999999998}]
[null,null,"Ja","SEE931736847297","BNA0699","RWE Power AG","Neurath D",41517,"Grevenbroich","Energiestraße 101","Nordrhein-Westfalen","1975-06-24","Braunkohle","Rohbraunkohlen","Braunkohle","Ja","Kondensationsmaschine mit Entnahme","Braunkohle","Braunkohle",0.36599999999999999,"OPSD (2020)",647,607,{"$f":"(1-VLOOKUP(S399,Start!$H$33:$I$40,2,FALSE)/100)*W399","v":528.09},{"$f":"VLOOKUP(R399,Start!$C$9:$D$15,2,FALSE)+VLOOKUP(R399,Start!$C$23:$D$29,2,FALSE)","v":3.1},{"$f":"(Y399/T399)+Start!$D$19*(VLOOKUP(R399,Start!$M$33:$N$39,2,FALSE)/T399)+VLOOKUP(S399,Start!$C$33:$D$40,2,FALSE)","v":99.767431693989082}]
[null,null,"Ja","SEE932127408097","BNA1198","PreZero Energy Zorbau GmbH","Generator Zorbau",6686,"Lützen","Bayerische Straße 20","Sachsen-Anhalt","2005-06-06","nicht biogener Abfall","nicht biogener Abfall (Hausmüll, Siedlungsabfälle)","Abfall","Ja","Kondensationsmaschine mit Entnahme","Abfall","Abfall",0.33,"OPSD (2020)",29.68,27.2,{"$f":"(1-VLOOKUP(S400,Start!$H$33:$I$40,2,FALSE)/100)*W400","v":23.119999999999997},{"$f":"VLOOKUP(R400,Start!$C$9:$D$15,2,FALSE)+VLOOKUP(R400,Start!$C$23:$D$29,2,FALSE)","v":0},{"$f":"(Y400/T400)+Start!$D$19*(VLOOKUP(R400,Start!$M$33:$N$39,2,FALSE)/T400)+VLOOKUP(S400,Start!$C$33:$D$40,2,FALSE)","v":1}]
[null,null,"Ja","SEE932265704129","BNA0688","Neubrandenburger Stadtwerke GmbH","GT2",17034,"Neubrandenburg","Warliner Straße 22","Mecklenburg-Vorpommern","1997-05-16","Erdgas","Erdgas, Erdölgas","Erdgas","Ja","Gasturbinen mit nachgeschalteter Dampfturbine","Erdgas","GuD",0.52649999999999997,"OPSD (2020)",24.219000000000001,23.125,{"$f":"(1-VLOOKUP(S401,Start!$H$33:$I$40,2,FALSE)/100)*W401","v":20.118749999999999},{"$f":"VLOOKUP(R401,Start!$C$9:$D$15,2,FALSE)+VLOOKUP(R401,Start!$C$23:$D$29,2,FALSE)","v":128.9},{"$f":"(Y401/T401)+Start!$D$19*(VLOOKUP(R401,Start!$M$33:$N$39,2,FALSE)/T401)+VLOOKUP(S401,Start!$C$33:$D$40,2,FALSE)","v":277.3122886989554}]
[null,null,"Ja","SEE932569905017","BNA1945","Stadtwerke Kiel AG","Küstenkraftwerk K.I.E.L Motor 17",24149,"Kiel","Hasselfelde 30","Schleswig-Holstein","2018-07-13","Erdgas","Erdgas, Erdölgas","Erdgas","Ja","Verbrennungsmotor","Erdgas","GuD",0.40589999999999998,"OPSD (2020)",9.5709999999999997,9.4559999999999995,{"$f":"(1-VLOOKUP(S402,Start!$H$33:$I$40,2,FALSE)/100)*W402","v":8.2267200000000003},{"$f":"VLOOKUP(R402,Start!$C$9:$D$15,2,FALSE)+VLOOKUP(R402,Start!$C$23:$D$29,2,FALSE)","v":128.9},{"$f":"(Y402/T402)+Start!$D$19*(VLOOKUP(R402,Start!$M$33:$N$39,2,FALSE)/T402)+VLOOKUP(S402,Start!$C$33:$D$40,2,FALSE)","v":359.26095097314612}]
[null,null,"Ja","SEE932621971301","BNA1492a","Papierfabrik Adolf Jass GmbH & Co. KG","GT2",36039,"Fulda","Hermann-Muth-Straße 6","Hessen","2012-09-01","Erdgas","Erdgas, Erdölgas","Erdgas","Ja","Gasturbinen mit Abhitzekessel","Erdgas","GuD",0.3982,"OPSD (2020)",7.2,7.15,{"$f":"(1-VLOOKUP(S403,Start!$H$33:$I$40,2,FALSE)/100)*W403","v":6.2205000000000004},{"$f":"VLOOKUP(R403,Start!$C$9:$D$15,2,FALSE)+VLOOKUP(R403,Start!$C$23:$D$29,2,FALSE)","v":128.9},{"$f":"(Y403/T403)+Start!$D$19*(VLOOKUP(R403,Start!$M$33:$N$39,2,FALSE)/T403)+VLOOKUP(S403,Start!$C$33:$D$40,2,FALSE)","v":366.17898041185339}]
[null,null,"Ja","SEE932657881513","BNA1402","Delkeskamp Verpackungswerke GmbH","KWK-Anlage Gasturbine 1",49638,"Nortrup","Hauptstraße 15","Niedersachsen","1996-01-24","Erdgas","Erdgas, Erdölgas","Erdgas","Ja","Gasturbinen mit Abhitzekessel","Erdgas","GuD",0.38059999999999999,"OPSD (2020)",4.96,4.8109999999999999,{"$f":"(1-VLOOKUP(S404,Start!$H$33:$I$40,2,FALSE)/100)*W404","v":4.1855700000000002},{"$f":"VLOOKUP(R404,Start!$C$9:$D$15,2,FALSE)+VLOOKUP(R404,Start!$C$23:$D$29,2,FALSE)","v":128.9},{"$f":"(Y404/T404)+Start!$D$19*(VLOOKUP(R404,Start!$M$33:$N$39,2,FALSE)/T404)+VLOOKUP(S404,Start!$C$33:$D$40,2,FALSE)","v":383.04274829217024}]
[null,null,"Ja","SEE932664806912","BNA1396","GLOBALFOUNDRIES Dresden Module Two LLC & Co. KG","Gasmotoren-Blockheizkraftwerk I (Generator 2)",1468,"Moritzburg","Ringstraße 3","Sachsen","1998-09-01","Erdgas","Erdgas, Erdölgas","Erdgas","Ja","Verbrennungsmotor","Erdgas","GuD",0.38279999999999997,"OPSD (2020)",3.8839999999999999,3.879,{"$f":"(1-VLOOKUP(S405,Start!$H$33:$I$40,2,FALSE)/100)*W405","v":3.37473},{"$f":"VLOOKUP(R405,Start!$C$9:$D$15,2,FALSE)+VLOOKUP(R405,Start!$C$23:$D$29,2,FALSE)","v":128.9},{"$f":"(Y405/T405)+Start!$D$19*(VLOOKUP(R405,Start!$M$33:$N$39,2,FALSE)/T405)+VLOOKUP(S405,Start!$C$33:$D$40,2,FALSE)","v":380.84997387669807}]
[null,null,"Ja","SEE932928232242","BNA0421","enercity AG","GKH 2",30419,"Hannover","Stelinger Straße 18","Niedersachsen","1989-06-21","Steinkohle","Steinkohlen","Steinkohle","Ja","Gegendruckmaschine mit Entnahme","Steinkohle","Steinkohle",0.39750000000000002,"OPSD (2020)",150,136,{"$f":"(1-VLOOKUP(S406,Start!$H$33:$I$40,2,FALSE)/100)*W406","v":108.80000000000001},{"$f":"VLOOKUP(R406,Start!$C$9:$D$15,2,FALSE)+VLOOKUP(R406,Start!$C$23:$D$29,2,FALSE)","v":42.45},{"$f":"(Y406/T406)+Start!$D$19*(VLOOKUP(R406,Start!$M$33:$N$39,2,FALSE)/T406)+VLOOKUP(S406,Start!$C$33:$D$40,2,FALSE)","v":176.90827672955976}]
[null,null,"Ja","SEE932929596862","BNA0832","FairEnergie GmbH","BHKW Hauffstraße",72762,"Reutlingen","Hauffstraße 89","Baden-Württemberg","2011-02-21","Erdgas","Erdgas, Erdölgas","Erdgas","Ja","Verbrennungsmotor","Erdgas","GuD",0.45739999999999997,"OPSD (2020)",2.016,1.968,{"$f":"(1-VLOOKUP(S407,Start!$H$33:$I$40,2,FALSE)/100)*W407","v":1.7121599999999999},{"$f":"VLOOKUP(R407,Start!$C$9:$D$15,2,FALSE)+VLOOKUP(R407,Start!$C$23:$D$29,2,FALSE)","v":128.9},{"$f":"(Y407/T407)+Start!$D$19*(VLOOKUP(R407,Start!$M$33:$N$39,2,FALSE)/T407)+VLOOKUP(S407,Start!$C$33:$D$40,2,FALSE)","v":318.97960209881944}]
[null,null,"Ja","SEE933094075404","BNA1248b","UPM GmbH","UPM Schongau HKW 3 DT",86956,"Schongau","Friedrich-Haindl-Straße 10","Bayern","2014-12-20","Erdgas","Erdgas, Erdölgas","Erdgas","Ja","Sonstige","Erdgas","GuD",0.40039999999999998,"OPSD (2020)",30.17,29.67,{"$f":"(1-VLOOKUP(S408,Start!$H$33:$I$40,2,FALSE)/100)*W408","v":25.812900000000003},{"$f":"VLOOKUP(R408,Start!$C$9:$D$15,2,FALSE)+VLOOKUP(R408,Start!$C$23:$D$29,2,FALSE)","v":128.9},{"$f":"(Y408/T408)+Start!$D$19*(VLOOKUP(R408,Start!$M$33:$N$39,2,FALSE)/T408)+VLOOKUP(S408,Start!$C$33:$D$40,2,FALSE)","v":364.1752497502498}]
[null,null,"Ja","SEE933236950972","BNA0331","Uniper Kraftwerke GmbH","Scholven C",45896,"Gelsenkirchen","Glückaufstraße 56","Nordrhein-Westfalen","1969-01-01","Steinkohle","Steinkohlen","Steinkohle","Ja","Kondensationsmaschine mit Entnahme","Steinkohle","Steinkohle",0.34749999999999998,"OPSD (2020)",370,345,{"$f":"(1-VLOOKUP(S409,Start!$H$33:$I$40,2,FALSE)/100)*W409","v":276},{"$f":"VLOOKUP(R409,Start!$C$9:$D$15,2,FALSE)+VLOOKUP(R409,Start!$C$23:$D$29,2,FALSE)","v":42.45},{"$f":"(Y409/T409)+Start!$D$19*(VLOOKUP(R409,Start!$M$33:$N$39,2,FALSE)/T409)+VLOOKUP(S409,Start!$C$33:$D$40,2,FALSE)","v":202.17565467625903}]
[null,null,"Ja","SEE933402065318","BNA1873","BMW AG Niederlassung Stuttgart","KWK 4 Geb. 192.0",84130,"Dingolfing","Karl-Dompert-Straße 7","Bayern","2017-11-15","Erdgas","Erdgas, Erdölgas","Erdgas","Ja","Verbrennungsmotor","Erdgas","GuD",0.4037,"OPSD (2020)",4.13,4.09,{"$f":"(1-VLOOKUP(S410,Start!$H$33:$I$40,2,FALSE)/100)*W410","v":3.5583},{"$f":"VLOOKUP(R410,Start!$C$9:$D$15,2,FALSE)+VLOOKUP(R410,Start!$C$23:$D$29,2,FALSE)","v":128.9},{"$f":"(Y410/T410)+Start!$D$19*(VLOOKUP(R410,Start!$M$33:$N$39,2,FALSE)/T410)+VLOOKUP(S410,Start!$C$33:$D$40,2,FALSE)","v":361.21060193212782}]
[null,null,"Ja","SEE933564106935","BNA0603","RWE Generation SE","Emsland B GT1",49808,"Lingen","Schüttorfer Straße 100","Niedersachsen","2011-12-23","Erdgas","Erdgas, Erdölgas","Erdgas","Nein","Sonstige","Erdgas","GuD",0.46,"OPSD (2020)",60,58,{"$f":"(1-VLOOKUP(S411,Start!$H$33:$I$40,2,FALSE)/100)*W411","v":50.46},{"$f":"VLOOKUP(R411,Start!$C$9:$D$15,2,FALSE)+VLOOKUP(R411,Start!$C$23:$D$29,2,FALSE)","v":128.9},{"$f":"(Y411/T411)+Start!$D$19*(VLOOKUP(R411,Start!$M$33:$N$39,2,FALSE)/T411)+VLOOKUP(S411,Start!$C$33:$D$40,2,FALSE)","v":317.18515217391302}]
[null,null,"Ja","SEE933639931950",null,"K+S Minerals and Agriculture GmbH","Kraftwerk NE GT KW",36119,"Neuhof","Am Kaliwerk 7","Hessen","1990-07-02","Erdgas","Erdgas, Erdölgas","Erdgas","Ja","Gasturbinen mit Abhitzekessel","Erdgas","GuD",0.38,"eigene Annahme",1.831,1.8,{"$f":"(1-VLOOKUP(S412,Start!$H$33:$I$40,2,FALSE)/100)*W412","v":1.5660000000000001},{"$f":"VLOOKUP(R412,Start!$C$9:$D$15,2,FALSE)+VLOOKUP(R412,Start!$C$23:$D$29,2,FALSE)","v":128.9},{"$f":"(Y412/T412)+Start!$D$19*(VLOOKUP(R412,Start!$M$33:$N$39,2,FALSE)/T412)+VLOOKUP(S412,Start!$C$33:$D$40,2,FALSE)","v":383.64518421052634}]
[null,null,"Ja","SEE933685962403","BNA1026","RWE Power AG","Weißweiler F",52249,"Eschweiler","Zum Hagelkreuz 22","Nordrhein-Westfalen","1967-09-04","Braunkohle","Rohbraunkohlen","Braunkohle","Nein","Kondensationsmaschine mit Entnahme","Braunkohle","Braunkohle",0.33,"OPSD (2020)",361,321,{"$f":"(1-VLOOKUP(S413,Start!$H$33:$I$40,2,FALSE)/100)*W413","v":279.27},{"$f":"VLOOKUP(R413,Start!$C$9:$D$15,2,FALSE)+VLOOKUP(R413,Start!$C$23:$D$29,2,FALSE)","v":3.1},{"$f":"(Y413/T413)+Start!$D$19*(VLOOKUP(R413,Start!$M$33:$N$39,2,FALSE)/T413)+VLOOKUP(S413,Start!$C$33:$D$40,2,FALSE)","v":110.46569696969698}]
[null,null,"Ja","SEE933714674710","BNA1553","Gunvor Raffinerie Ingolstadt GmbH","Kraftwerk GRI",85092,"Kösching","Essostr. 1","Bayern","1964-01-01","Erdgas","Erdgas, Erdölgas","Erdgas","Ja","Kondensationsmaschine ohne Entnahme","Erdgas","GuD",0.4,"eigene Annahme",10,10,{"$f":"(1-VLOOKUP(S414,Start!$H$33:$I$40,2,FALSE)/100)*W414","v":8.6999999999999993},{"$f":"VLOOKUP(R414,Start!$C$9:$D$15,2,FALSE)+VLOOKUP(R414,Start!$C$23:$D$29,2,FALSE)","v":128.9},{"$f":"(Y414/T414)+Start!$D$19*(VLOOKUP(R414,Start!$M$33:$N$39,2,FALSE)/T414)+VLOOKUP(S414,Start!$C$33:$D$40,2,FALSE)","v":364.53792499999997}]
[null,null,"Ja","SEE933851011843","BNA1397b","INEOS Manufacturing Deutschland","Turbine 22",50769,"Köln","Alte Str. 201","Nordrhein-Westfalen","1964-04-14","andere Gase","Sonstige hergestellte Gase","Sonstige Energieträger (nicht erneuerbar)","Ja","Gegendruckmaschine mit Entnahme","Sonstige","Sonstige",0.27600000000000002,"Annahme basierend auf DIW (2014)",19.2,19.2,{"$f":"(1-VLOOKUP(S415,Start!$H$33:$I$40,2,FALSE)/100)*W415","v":16.32},{"$f":"VLOOKUP(R415,Start!$C$9:$D$15,2,FALSE)+VLOOKUP(R415,Start!$C$23:$D$29,2,FALSE)","v":58.47},{"$f":"(Y415/T415)+Start!$D$19*(VLOOKUP(R415,Start!$M$33:$N$39,2,FALSE)/T415)+VLOOKUP(S415,Start!$C$33:$D$40,2,FALSE)","v":275.78398550724637}]
[null,null,"Ja","SEE933960350956","BNA0179","eins energie in sachsen GmbH & Co. KG","HKW Chemnitz Nord II, Block C",9114,"Chemnitz","Dammweg 10","Sachsen","1990-06-07","Braunkohle","Rohbraunkohlen","Braunkohle","Ja","Kondensationsmaschine mit Entnahme","Braunkohle","Braunkohle",0.376,"OPSD (2020)",100,92.331999999999994,{"$f":"(1-VLOOKUP(S416,Start!$H$33:$I$40,2,FALSE)/100)*W416","v":80.32884},{"$f":"VLOOKUP(R416,Start!$C$9:$D$15,2,FALSE)+VLOOKUP(R416,Start!$C$23:$D$29,2,FALSE)","v":3.1},{"$f":"(Y416/T416)+Start!$D$19*(VLOOKUP(R416,Start!$M$33:$N$39,2,FALSE)/T416)+VLOOKUP(S416,Start!$C$33:$D$40,2,FALSE)","v":97.159255319148954}]
[null,null,"Ja","SEE934242259776","BNA1945","Stadtwerke Kiel AG","Küstenkraftwerk K.I.E.L Motor 8",24149,"Kiel","Hasselfelde 30","Schleswig-Holstein","2018-10-01","Erdgas","Erdgas, Erdölgas","Erdgas","Ja","Verbrennungsmotor","Erdgas","GuD",0.40589999999999998,"OPSD (2020)",9.5709999999999997,9.4559999999999995,{"$f":"(1-VLOOKUP(S417,Start!$H$33:$I$40,2,FALSE)/100)*W417","v":8.2267200000000003},{"$f":"VLOOKUP(R417,Start!$C$9:$D$15,2,FALSE)+VLOOKUP(R417,Start!$C$23:$D$29,2,FALSE)","v":128.9},{"$f":"(Y417/T417)+Start!$D$19*(VLOOKUP(R417,Start!$M$33:$N$39,2,FALSE)/T417)+VLOOKUP(S417,Start!$C$33:$D$40,2,FALSE)","v":359.26095097314612}]
[null,null,"Ja","SEE934292362181",null,"Fernheizwerk Neukölln AG","Fernheizwerk 6-BHKW 8",12059,"Berlin","Weigandufer 49","Berlin","2020-07-14","Erdgas","Erdgas, Erdölgas","Erdgas","Ja","Verbrennungsmotor","Erdgas","GuD",0.4,"eigene Annahme",1.9998,1.9758,{"$f":"(1-VLOOKUP(S418,Start!$H$33:$I$40,2,FALSE)/100)*W418","v":1.7189460000000001},{"$f":"VLOOKUP(R418,Start!$C$9:$D$15,2,FALSE)+VLOOKUP(R418,Start!$C$23:$D$29,2,FALSE)","v":128.9},{"$f":"(Y418/T418)+Start!$D$19*(VLOOKUP(R418,Start!$M$33:$N$39,2,FALSE)/T418)+VLOOKUP(S418,Start!$C$33:$D$40,2,FALSE)","v":364.53792499999997}]
[null,null,"Ja","SEE934298270268","BNA1190","Thermische Abfallbehandlung Lauta","T.A. Lauta",2991,"Lauta","Industrie- und Gewerbegebiet Lauta Straße B 5","Sachsen","2004-07-21","nicht biogener Abfall","nicht biogener Abfall (Hausmüll, Siedlungsabfälle)","Abfall","Ja","Kondensationsmaschine mit Entnahme","Abfall","Abfall",0.33,"OPSD (2020)",21,15.7,{"$f":"(1-VLOOKUP(S419,Start!$H$33:$I$40,2,FALSE)/100)*W419","v":13.344999999999999},{"$f":"VLOOKUP(R419,Start!$C$9:$D$15,2,FALSE)+VLOOKUP(R419,Start!$C$23:$D$29,2,FALSE)","v":0},{"$f":"(Y419/T419)+Start!$D$19*(VLOOKUP(R419,Start!$M$33:$N$39,2,FALSE)/T419)+VLOOKUP(S419,Start!$C$33:$D$40,2,FALSE)","v":1}]
[null,null,"Ja","SEE934337929126","BNA0997","STEAG Gasmotoren Fenne 1 GmbH","Gasmotor 2 Mod.",66333,"Völklingen","Saarbrücker Straße 135-137","Saarland","2021-11-05","Erdgas","Erdgas, Erdölgas","Erdgas","Ja","Verbrennungsmotor","Erdgas","GuD",0.45,"https://www.steag.com/de/leistungen/konventionelle-energieerzeugung",3.3519999999999999,3.2509999999999999,{"$f":"(1-VLOOKUP(S420,Start!$H$33:$I$40,2,FALSE)/100)*W420","v":2.8283700000000001},{"$f":"VLOOKUP(R420,Start!$C$9:$D$15,2,FALSE)+VLOOKUP(R420,Start!$C$23:$D$29,2,FALSE)","v":128.9},{"$f":"(Y420/T420)+Start!$D$19*(VLOOKUP(R420,Start!$M$33:$N$39,2,FALSE)/T420)+VLOOKUP(S420,Start!$C$33:$D$40,2,FALSE)","v":324.20037777777782}]
[null,null,"Ja","SEE934361309352","BNA0659","Evonik Operations GmbH","Kraftwerk III, GT312",45772,"Marl","Paul-Baumann-Straße 1","Nordrhein-Westfalen","1974-01-01","Erdgas","Erdgas, Erdölgas","Erdgas","Ja","Gasturbinen mit nachgeschalteter Dampfturbine","Erdgas","GuD",0.55349999999999999,"OPSD (2020)",79,77.566999999999993,{"$f":"(1-VLOOKUP(S421,Start!$H$33:$I$40,2,FALSE)/100)*W421","v":67.483289999999997},{"$f":"VLOOKUP(R421,Start!$C$9:$D$15,2,FALSE)+VLOOKUP(R421,Start!$C$23:$D$29,2,FALSE)","v":128.9},{"$f":"(Y421/T421)+Start!$D$19*(VLOOKUP(R421,Start!$M$33:$N$39,2,FALSE)/T421)+VLOOKUP(S421,Start!$C$33:$D$40,2,FALSE)","v":263.85803071364046}]
[null,null,"Ja","SEE934530018092","BNA0403","Hamburger Energiewerke GmbH","HKW Wedel Block 2",22880,"Wedel","Tinsdaler Weg 146","Schleswig-Holstein","1993-11-25","Steinkohle","Steinkohlen","Steinkohle","Ja","Kondensationsmaschine mit Entnahme","Steinkohle","Steinkohle",0.36,"OPSD (2020)",133.6,116,{"$f":"(1-VLOOKUP(S422,Start!$H$33:$I$40,2,FALSE)/100)*W422","v":92.800000000000011},{"$f":"VLOOKUP(R422,Start!$C$9:$D$15,2,FALSE)+VLOOKUP(R422,Start!$C$23:$D$29,2,FALSE)","v":42.45},{"$f":"(Y422/T422)+Start!$D$19*(VLOOKUP(R422,Start!$M$33:$N$39,2,FALSE)/T422)+VLOOKUP(S422,Start!$C$33:$D$40,2,FALSE)","v":195.20080555555558}]
[null,null,"Ja","SEE934531299087","BNA0361","DSM Nutritional Products GmbH","Gasturbine GT",79639,"Grenzach-Wyhlen","Emil-Barell-Straße 3","Baden-Württemberg","2017-11-07","Erdgas","Erdgas, Erdölgas","Erdgas","Ja","Gasturbinen mit Abhitzekessel","Erdgas","GuD",0.4037,"OPSD (2020)",22.2,22,{"$f":"(1-VLOOKUP(S423,Start!$H$33:$I$40,2,FALSE)/100)*W423","v":19.14},{"$f":"VLOOKUP(R423,Start!$C$9:$D$15,2,FALSE)+VLOOKUP(R423,Start!$C$23:$D$29,2,FALSE)","v":128.9},{"$f":"(Y423/T423)+Start!$D$19*(VLOOKUP(R423,Start!$M$33:$N$39,2,FALSE)/T423)+VLOOKUP(S423,Start!$C$33:$D$40,2,FALSE)","v":361.21060193212782}]
[null,null,"Ja","SEE934554511586","BNA1407","Schoeller Technocell GmbH & Co.KG","Schoeller Technocell GmbH & Co.KG Weißenborn GT2",9600,"Weißenborn","Fabrikstraße 1","Sachsen","1976-01-01","Erdgas","Erdgas, Erdölgas","Erdgas","Ja","Gasturbinen mit Abhitzekessel","Erdgas","GuD",0.38169999999999998,"OPSD (2020)",5.0830000000000002,2.85,{"$f":"(1-VLOOKUP(S424,Start!$H$33:$I$40,2,FALSE)/100)*W424","v":2.4795000000000003},{"$f":"VLOOKUP(R424,Start!$C$9:$D$15,2,FALSE)+VLOOKUP(R424,Start!$C$23:$D$29,2,FALSE)","v":128.9},{"$f":"(Y424/T424)+Start!$D$19*(VLOOKUP(R424,Start!$M$33:$N$39,2,FALSE)/T424)+VLOOKUP(S424,Start!$C$33:$D$40,2,FALSE)","v":381.94320146712079}]
[null,null,"Ja","SEE934591835126","BNA0693","SWN Stadtwerke Neumünster GmbH","T4",24534,"Neumünster","Bismarckstraße 51","Schleswig-Holstein","1974-11-07","Steinkohle","Steinkohlen","Steinkohle","Ja","Gegendruckmaschine mit Entnahme","Steinkohle","Steinkohle",0.33,"eigene Annahme",17.36,14.105,{"$f":"(1-VLOOKUP(S425,Start!$H$33:$I$40,2,FALSE)/100)*W425","v":11.284000000000001},{"$f":"VLOOKUP(R425,Start!$C$9:$D$15,2,FALSE)+VLOOKUP(R425,Start!$C$23:$D$29,2,FALSE)","v":42.45},{"$f":"(Y425/T425)+Start!$D$19*(VLOOKUP(R425,Start!$M$33:$N$39,2,FALSE)/T425)+VLOOKUP(S425,Start!$C$33:$D$40,2,FALSE)","v":212.82815151515152}]
[null,null,"Ja","SEE934669010578","BNA0105","envia THERM GmbH","Bitterfeld GuD",6749,"Bitterfeld-Wolfen","Parsevalstraße 3 B","Sachsen-Anhalt","2000-08-08","Erdgas","Erdgas, Erdölgas","Erdgas","Ja","Gasturbinen mit nachgeschalteter Dampfturbine","Erdgas","GuD",0.54,"OPSD (2020)",110,108,{"$f":"(1-VLOOKUP(S426,Start!$H$33:$I$40,2,FALSE)/100)*W426","v":93.96},{"$f":"VLOOKUP(R426,Start!$C$9:$D$15,2,FALSE)+VLOOKUP(R426,Start!$C$23:$D$29,2,FALSE)","v":128.9},{"$f":"(Y426/T426)+Start!$D$19*(VLOOKUP(R426,Start!$M$33:$N$39,2,FALSE)/T426)+VLOOKUP(S426,Start!$C$33:$D$40,2,FALSE)","v":270.41698148148146}]
[null,null,"Ja","SEE934706805181",null,"Dr. Ing. h.c. F. Porsche AG","W08_PST_Mantelobjekt",71287,"Weissach","Porschestraße 911","Baden-Württemberg","2016-12-01","Mineralölprodukte","Andere Mineralölprodukte","Mineralölprodukte","Nein","Verbrennungsmotor","Öl","Öl",0.4,"eigene Annahme",27.2165,25.715499999999999,{"$f":"(1-VLOOKUP(S427,Start!$H$33:$I$40,2,FALSE)/100)*W427","v":21.858174999999999},{"$f":"VLOOKUP(R427,Start!$C$9:$D$15,2,FALSE)+VLOOKUP(R427,Start!$C$23:$D$29,2,FALSE)","v":58.769999999999996},{"$f":"(Y427/T427)+Start!$D$19*(VLOOKUP(R427,Start!$M$33:$N$39,2,FALSE)/T427)+VLOOKUP(S427,Start!$C$33:$D$40,2,FALSE)","v":204.744}]
[null,null,"Ja","SEE934897209904","BNA1060","Uniper Kraftwerke GmbH","Wilhelmshaven GT",26386,"Wilhelmshaven","Zum Kraftwerk 20","Niedersachsen","1976-01-01","Mineralölprodukte","Heizöl, leicht","Mineralölprodukte","Nein","Gasturbinen ohne Abhitzekessel","Öl","Öl",0.30980000000000002,"OPSD (2020)",57,56,{"$f":"(1-VLOOKUP(S428,Start!$H$33:$I$40,2,FALSE)/100)*W428","v":47.6},{"$f":"VLOOKUP(R428,Start!$C$9:$D$15,2,FALSE)+VLOOKUP(R428,Start!$C$23:$D$29,2,FALSE)","v":58.769999999999996},{"$f":"(Y428/T428)+Start!$D$19*(VLOOKUP(R428,Start!$M$33:$N$39,2,FALSE)/T428)+VLOOKUP(S428,Start!$C$33:$D$40,2,FALSE)","v":264.06520335700452}]
[null,null,"Ja","SEE935012767491","BNA1138","Stadtwerke Erkrath","BHKW Klinkerweg  Modul 3",40699,"Erkrath","Klinkerweg 4","Nordrhein-Westfalen","2000-03-30","Erdgas","Erdgas, Erdölgas","Erdgas","Ja","Verbrennungsmotor","Erdgas","GuD",0.38500000000000001,"OPSD (2020)",3.2,3.1819999999999999,{"$f":"(1-VLOOKUP(S429,Start!$H$33:$I$40,2,FALSE)/100)*W429","v":2.7683399999999998},{"$f":"VLOOKUP(R429,Start!$C$9:$D$15,2,FALSE)+VLOOKUP(R429,Start!$C$23:$D$29,2,FALSE)","v":128.9},{"$f":"(Y429/T429)+Start!$D$19*(VLOOKUP(R429,Start!$M$33:$N$39,2,FALSE)/T429)+VLOOKUP(S429,Start!$C$33:$D$40,2,FALSE)","v":378.68225974025972}]
[null,null,"Ja","SEE935253303649",null,"BMW AG Niederlassung Stuttgart","BMW Landshut KWK 6",84030,"Landshut","Neidenburger Straße 13","Bayern","2018-07-08","Erdgas","Erdgas, Erdölgas","Erdgas","Ja","Verbrennungsmotor","Erdgas","GuD",0.4,"eigene Annahme",4.4729999999999999,4.3,{"$f":"(1-VLOOKUP(S430,Start!$H$33:$I$40,2,FALSE)/100)*W430","v":3.7409999999999997},{"$f":"VLOOKUP(R430,Start!$C$9:$D$15,2,FALSE)+VLOOKUP(R430,Start!$C$23:$D$29,2,FALSE)","v":128.9},{"$f":"(Y430/T430)+Start!$D$19*(VLOOKUP(R430,Start!$M$33:$N$39,2,FALSE)/T430)+VLOOKUP(S430,Start!$C$33:$D$40,2,FALSE)","v":364.53792499999997}]
[null,null,"Ja","SEE935397901879","BNA1397a","INEOS Manufacturing Deutschland","Turbine 21",50769,"Köln","Alte Str. 201","Nordrhein-Westfalen","1964-01-15","andere Gase","Sonstige hergestellte Gase","Sonstige Energieträger (nicht erneuerbar)","Ja","Gegendruckmaschine ohne Entnahme","Sonstige","Sonstige",0.27600000000000002,"Annahme basierend auf DIW (2014)",17.899999999999999,15.5,{"$f":"(1-VLOOKUP(S431,Start!$H$33:$I$40,2,FALSE)/100)*W431","v":13.174999999999999},{"$f":"VLOOKUP(R431,Start!$C$9:$D$15,2,FALSE)+VLOOKUP(R431,Start!$C$23:$D$29,2,FALSE)","v":58.47},{"$f":"(Y431/T431)+Start!$D$19*(VLOOKUP(R431,Start!$M$33:$N$39,2,FALSE)/T431)+VLOOKUP(S431,Start!$C$33:$D$40,2,FALSE)","v":275.78398550724637}]
[null,null,"Ja","SEE935809614632",null,"Celanese Production Germany","IPH Strom GT4",65929,"Frankfurt","Brüningstraße 50","Hessen","1956-01-01","Erdgas","Erdgas, Erdölgas","Erdgas","Nein","Gegendruckmaschine ohne Entnahme","Erdgas","GuD",0.35,"eigene Annahme",6.57,6.1529999999999996,{"$f":"(1-VLOOKUP(S432,Start!$H$33:$I$40,2,FALSE)/100)*W432","v":5.35311},{"$f":"VLOOKUP(R432,Start!$C$9:$D$15,2,FALSE)+VLOOKUP(R432,Start!$C$23:$D$29,2,FALSE)","v":128.9},{"$f":"(Y432/T432)+Start!$D$19*(VLOOKUP(R432,Start!$M$33:$N$39,2,FALSE)/T432)+VLOOKUP(S432,Start!$C$33:$D$40,2,FALSE)","v":416.40048571428576}]
[null,null,"Ja","SEE935952275827","BNA1506","Nordzucker, Werk Klein Wanzleben","Dampfturbine",39164,"Wanzleben-Börde","Magdeburger Landstraße 1","Sachsen-Anhalt","1994-07-04","Erdgas","Erdgas, Erdölgas","Erdgas","Ja","Gegendruckmaschine mit Entnahme","Erdgas","GuD",0.37840000000000001,"OPSD (2020)",14.24,14.18,{"$f":"(1-VLOOKUP(S433,Start!$H$33:$I$40,2,FALSE)/100)*W433","v":12.336599999999999},{"$f":"VLOOKUP(R433,Start!$C$9:$D$15,2,FALSE)+VLOOKUP(R433,Start!$C$23:$D$29,2,FALSE)","v":128.9},{"$f":"(Y433/T433)+Start!$D$19*(VLOOKUP(R433,Start!$M$33:$N$39,2,FALSE)/T433)+VLOOKUP(S433,Start!$C$33:$D$40,2,FALSE)","v":385.26102008456661}]
[null,null,"Ja","SEE936112096313",null,"SWISS KRONO TEX","BHKW",16909,"Heiligengrabe","Wittstocker Chaussee 1","Brandenburg","2016-01-21","Erdgas","Erdgas, Erdölgas","Erdgas","Ja","Verbrennungsmotor","Erdgas","GuD",0.4,"eigene Annahme",1.9990000000000001,1.9570000000000001,{"$f":"(1-VLOOKUP(S434,Start!$H$33:$I$40,2,FALSE)/100)*W434","v":1.70259},{"$f":"VLOOKUP(R434,Start!$C$9:$D$15,2,FALSE)+VLOOKUP(R434,Start!$C$23:$D$29,2,FALSE)","v":128.9},{"$f":"(Y434/T434)+Start!$D$19*(VLOOKUP(R434,Start!$M$33:$N$39,2,FALSE)/T434)+VLOOKUP(S434,Start!$C$33:$D$40,2,FALSE)","v":364.53792499999997}]
[null,null,"Ja","SEE936181210535",null,"K+S Minerals and Agriculture GmbH","Kraftwerk ZI GT 2",39326,"Zielitz","Farsleber Straße 1","Sachsen-Anhalt","2017-07-02","Erdgas","Erdgas, Erdölgas","Erdgas","Ja","Gasturbinen mit nachgeschalteter Dampfturbine","Erdgas","GuD",0.55000000000000004,"eigene Annahme",5.5819999999999999,5.49,{"$f":"(1-VLOOKUP(S435,Start!$H$33:$I$40,2,FALSE)/100)*W435","v":4.7763},{"$f":"VLOOKUP(R435,Start!$C$9:$D$15,2,FALSE)+VLOOKUP(R435,Start!$C$23:$D$29,2,FALSE)","v":128.9},{"$f":"(Y435/T435)+Start!$D$19*(VLOOKUP(R435,Start!$M$33:$N$39,2,FALSE)/T435)+VLOOKUP(S435,Start!$C$33:$D$40,2,FALSE)","v":265.52758181818177}]
[null,null,"Ja","SEE936196276359","BNA0588","Stadtwerke Leipzig GmbH","Heizkraftwerk Leipzig Nord GT82",4105,"Leipzig","Eutritzscher Straße 14b","Sachsen","1996-12-01","Erdgas","","Erdgas","Ja","Gasturbinen mit nachgeschalteter Dampfturbine","Erdgas","GuD",0.58499999999999996,"OPSD (2020)",65.7,63.991999999999997,{"$f":"(1-VLOOKUP(S436,Start!$H$33:$I$40,2,FALSE)/100)*W436","v":55.67304},{"$f":"VLOOKUP(R436,Start!$C$9:$D$15,2,FALSE)+VLOOKUP(R436,Start!$C$23:$D$29,2,FALSE)","v":128.9},{"$f":"(Y436/T436)+Start!$D$19*(VLOOKUP(R436,Start!$M$33:$N$39,2,FALSE)/T436)+VLOOKUP(S436,Start!$C$33:$D$40,2,FALSE)","v":249.73105982905986}]
[null,null,"Ja","SEE936262825863","BNA0219","thyssenkrupp Steel Europe AG","Ruhrort 4",47166,"Duisburg","Kaiser-Wilhelm-Str. 100","Nordrhein-Westfalen","1969-01-01","andere Gase","Hochofengas, Konvertergas","Sonstige Energieträger (nicht erneuerbar)","Ja","Kondensationsmaschine mit Entnahme","Erdgas","GuD",0.34100000000000003,"Annahme basierend auf DIW (2014)",177,164.7,{"$f":"(1-VLOOKUP(S437,Start!$H$33:$I$40,2,FALSE)/100)*W437","v":143.28899999999999},{"$f":"VLOOKUP(R437,Start!$C$9:$D$15,2,FALSE)+VLOOKUP(R437,Start!$C$23:$D$29,2,FALSE)","v":128.9},{"$f":"(Y437/T437)+Start!$D$19*(VLOOKUP(R437,Start!$M$33:$N$39,2,FALSE)/T437)+VLOOKUP(S437,Start!$C$33:$D$40,2,FALSE)","v":427.35093841642231}]
[null,null,"Ja","SEE936364054154",null,"Caterpillar Energy Solutions","P18",68167,"Mannheim","Carl-Benz-Straße 1","Baden-Württemberg","1939-11-22","Erdgas","Erdgas, Erdölgas","Erdgas","Nein","Verbrennungsmotor","Erdgas","GuD",0.38,"eigene Annahme",4.3949999999999996,4.3150000000000004,{"$f":"(1-VLOOKUP(S438,Start!$H$33:$I$40,2,FALSE)/100)*W438","v":3.7540500000000003},{"$f":"VLOOKUP(R438,Start!$C$9:$D$15,2,FALSE)+VLOOKUP(R438,Start!$C$23:$D$29,2,FALSE)","v":128.9},{"$f":"(Y438/T438)+Start!$D$19*(VLOOKUP(R438,Start!$M$33:$N$39,2,FALSE)/T438)+VLOOKUP(S438,Start!$C$33:$D$40,2,FALSE)","v":383.64518421052634}]
[null,null,"Ja","SEE936522319972",null,"Covestro Brunsbüttel Energie GmbH","Dieselgenerator 1 (DMG1)",25541,"Brunsbüttel","Fährstraße 51","Schleswig-Holstein","2015-01-20","Mineralölprodukte","Dieselkraftstoff","Mineralölprodukte","Nein","Verbrennungsmotor","Öl","Öl",0.4,"eigene Annahme",2,2,{"$f":"(1-VLOOKUP(S439,Start!$H$33:$I$40,2,FALSE)/100)*W439","v":1.7},{"$f":"VLOOKUP(R439,Start!$C$9:$D$15,2,FALSE)+VLOOKUP(R439,Start!$C$23:$D$29,2,FALSE)","v":58.769999999999996},{"$f":"(Y439/T439)+Start!$D$19*(VLOOKUP(R439,Start!$M$33:$N$39,2,FALSE)/T439)+VLOOKUP(S439,Start!$C$33:$D$40,2,FALSE)","v":204.744}]
[null,null,"Ja","SEE936873341158","BNA1407","Schoeller Technocell GmbH & Co.KG","Schoeller Technocell GmbH & Co.KG Weißenborn GT1",9600,"Weißenborn","Fabrikstraße 1","Sachsen","1976-01-01","Erdgas","Erdgas, Erdölgas","Erdgas","Ja","Gasturbinen mit Abhitzekessel","Erdgas","GuD",0.38169999999999998,"OPSD (2020)",4.4290000000000003,2.4504250000000001,{"$f":"(1-VLOOKUP(S440,Start!$H$33:$I$40,2,FALSE)/100)*W440","v":2.1318697499999999},{"$f":"VLOOKUP(R440,Start!$C$9:$D$15,2,FALSE)+VLOOKUP(R440,Start!$C$23:$D$29,2,FALSE)","v":128.9},{"$f":"(Y440/T440)+Start!$D$19*(VLOOKUP(R440,Start!$M$33:$N$39,2,FALSE)/T440)+VLOOKUP(S440,Start!$C$33:$D$40,2,FALSE)","v":381.94320146712079}]
[null,null,"Ja","SEE937536026146","BNA1950","Vattenfall Wärme Berlin AG","GuD Marzahn Gasturbine",12681,"Berlin","Allee der Kosmonauten 26 B","Berlin","2020-05-07","Erdgas","Erdgas, Erdölgas","Erdgas","Ja","Gasturbinen mit nachgeschalteter Dampfturbine","Erdgas","GuD",0.6,"eigene Annahme",196,189.5,{"$f":"(1-VLOOKUP(S441,Start!$H$33:$I$40,2,FALSE)/100)*W441","v":164.86500000000001},{"$f":"VLOOKUP(R441,Start!$C$9:$D$15,2,FALSE)+VLOOKUP(R441,Start!$C$23:$D$29,2,FALSE)","v":128.9},{"$f":"(Y441/T441)+Start!$D$19*(VLOOKUP(R441,Start!$M$33:$N$39,2,FALSE)/T441)+VLOOKUP(S441,Start!$C$33:$D$40,2,FALSE)","v":243.52528333333333}]
[null,null,"Ja","SEE937538401125","BNA0516","Mineraloelraffinerie Oberrhein","Maschine 3",76187,"Karlsruhe","Nördliche Raffineriestraße 1","Baden-Württemberg","1995-06-17","Mineralölprodukte","Raffineriegas","Mineralölprodukte","Ja","Kondensationsmaschine mit Entnahme","Öl","Öl",0.3795,"OPSD (2020)",14,12.7,{"$f":"(1-VLOOKUP(S442,Start!$H$33:$I$40,2,FALSE)/100)*W442","v":10.795},{"$f":"VLOOKUP(R442,Start!$C$9:$D$15,2,FALSE)+VLOOKUP(R442,Start!$C$23:$D$29,2,FALSE)","v":58.769999999999996},{"$f":"(Y442/T442)+Start!$D$19*(VLOOKUP(R442,Start!$M$33:$N$39,2,FALSE)/T442)+VLOOKUP(S442,Start!$C$33:$D$40,2,FALSE)","v":215.74993412384717}]
[null,null,"Ja","SEE937544161082","BNA1510","Hamburger Rieger GmbH GB Kraftwerk","EBS Heizkraftwerk Spremberg",3130,"Spremberg","An der Heide A9","Brandenburg","2013-08-01","nicht biogener Abfall","nicht biogener Industrieabfall","Abfall","Ja","Kondensationsmaschine mit Entnahme","Abfall","Abfall",0.33,"OPSD (2020)",22.7,17.5,{"$f":"(1-VLOOKUP(S443,Start!$H$33:$I$40,2,FALSE)/100)*W443","v":14.875},{"$f":"VLOOKUP(R443,Start!$C$9:$D$15,2,FALSE)+VLOOKUP(R443,Start!$C$23:$D$29,2,FALSE)","v":0},{"$f":"(Y443/T443)+Start!$D$19*(VLOOKUP(R443,Start!$M$33:$N$39,2,FALSE)/T443)+VLOOKUP(S443,Start!$C$33:$D$40,2,FALSE)","v":1}]
[null,null,"Ja","SEE937617144974",null,"AUDI","IN_N19_KWKK_GT1",85057,"Ingolstadt","Ettinger Straße 105","Bayern","1998-08-05","Erdgas","Erdgas, Erdölgas","Erdgas","Ja","Gasturbinen mit Abhitzekessel","Erdgas","GuD",0.38,"eigene Annahme",5.0999999999999996,4.9850000000000003,{"$f":"(1-VLOOKUP(S444,Start!$H$33:$I$40,2,FALSE)/100)*W444","v":4.3369499999999999},{"$f":"VLOOKUP(R444,Start!$C$9:$D$15,2,FALSE)+VLOOKUP(R444,Start!$C$23:$D$29,2,FALSE)","v":128.9},{"$f":"(Y444/T444)+Start!$D$19*(VLOOKUP(R444,Start!$M$33:$N$39,2,FALSE)/T444)+VLOOKUP(S444,Start!$C$33:$D$40,2,FALSE)","v":383.64518421052634}]
[null,null,"Ja","SEE937791832391","BNA1945","Stadtwerke Kiel AG","Küstenkraftwerk K.I.E.L Motor 16",24149,"Kiel","Hasselfelde 30","Schleswig-Holstein","2018-06-05","Erdgas","Erdgas, Erdölgas","Erdgas","Ja","Verbrennungsmotor","Erdgas","GuD",0.40589999999999998,"OPSD (2020)",9.5709999999999997,9.4559999999999995,{"$f":"(1-VLOOKUP(S445,Start!$H$33:$I$40,2,FALSE)/100)*W445","v":8.2267200000000003},{"$f":"VLOOKUP(R445,Start!$C$9:$D$15,2,FALSE)+VLOOKUP(R445,Start!$C$23:$D$29,2,FALSE)","v":128.9},{"$f":"(Y445/T445)+Start!$D$19*(VLOOKUP(R445,Start!$M$33:$N$39,2,FALSE)/T445)+VLOOKUP(S445,Start!$C$33:$D$40,2,FALSE)","v":359.26095097314612}]
[null,null,"Ja","SEE937822704543",null,"Zweckverband Abfallverwertung Südhessen (ZAS)","Turbine 2",64293,"Darmstadt","Otto-Röhm-Straße 19","Hessen","2020-01-27","nicht biogener Abfall","nicht biogener Abfall (Hausmüll, Siedlungsabfälle)","Abfall","Ja","Gegendruckmaschine ohne Entnahme","Abfall","Abfall",0.33,"OPSD (2020)",1.25,1.25,{"$f":"(1-VLOOKUP(S446,Start!$H$33:$I$40,2,FALSE)/100)*W446","v":1.0625},{"$f":"VLOOKUP(R446,Start!$C$9:$D$15,2,FALSE)+VLOOKUP(R446,Start!$C$23:$D$29,2,FALSE)","v":0},{"$f":"(Y446/T446)+Start!$D$19*(VLOOKUP(R446,Start!$M$33:$N$39,2,FALSE)/T446)+VLOOKUP(S446,Start!$C$33:$D$40,2,FALSE)","v":1}]
[null,null,"Ja","SEE937830141170",null,"VW Kraftwerk GmbH","BHKW-G66-KWK-klein",8058,"Zwickau","Glauchauer Straße 40","Sachsen","2017-11-28","Erdgas","Erdgas, Erdölgas","Erdgas","Ja","Verbrennungsmotor","Erdgas","GuD",0.4,"eigene Annahme",1.9,1.9,{"$f":"(1-VLOOKUP(S447,Start!$H$33:$I$40,2,FALSE)/100)*W447","v":1.653},{"$f":"VLOOKUP(R447,Start!$C$9:$D$15,2,FALSE)+VLOOKUP(R447,Start!$C$23:$D$29,2,FALSE)","v":128.9},{"$f":"(Y447/T447)+Start!$D$19*(VLOOKUP(R447,Start!$M$33:$N$39,2,FALSE)/T447)+VLOOKUP(S447,Start!$C$33:$D$40,2,FALSE)","v":364.53792499999997}]
[null,null,"Ja","SEE937914003899","BNA1007b","Allgäuer Überlandwerk GmbH","Spitzenlastkraftwerk Veits Dieseltandem 1",87448,"Waltenhofen","Veits 13","Bayern","1978-08-31","Mineralölprodukte","Heizöl, leicht","Mineralölprodukte","Nein","Verbrennungsmotor","Öl","Öl",0.36080000000000001,"OPSD (2020)",5.94,5,{"$f":"(1-VLOOKUP(S448,Start!$H$33:$I$40,2,FALSE)/100)*W448","v":4.25},{"$f":"VLOOKUP(R448,Start!$C$9:$D$15,2,FALSE)+VLOOKUP(R448,Start!$C$23:$D$29,2,FALSE)","v":58.769999999999996},{"$f":"(Y448/T448)+Start!$D$19*(VLOOKUP(R448,Start!$M$33:$N$39,2,FALSE)/T448)+VLOOKUP(S448,Start!$C$33:$D$40,2,FALSE)","v":226.88026607538802}]
[null,null,"Ja","SEE937978171572","BNA1289","AMK-Abfallentsorgungsgesellschaft des Märkischen Kreises mbH","Turbine 2",58636,"Iserlohn","Giesestraße 10","Nordrhein-Westfalen","1981-04-01","nicht biogener Abfall","nicht biogener Abfall (Hausmüll, Siedlungsabfälle)","Abfall","Ja","Kondensationsmaschine mit Entnahme","Abfall","Abfall",0.33,"OPSD (2020)",6.6,3.4,{"$f":"(1-VLOOKUP(S449,Start!$H$33:$I$40,2,FALSE)/100)*W449","v":2.8899999999999997},{"$f":"VLOOKUP(R449,Start!$C$9:$D$15,2,FALSE)+VLOOKUP(R449,Start!$C$23:$D$29,2,FALSE)","v":0},{"$f":"(Y449/T449)+Start!$D$19*(VLOOKUP(R449,Start!$M$33:$N$39,2,FALSE)/T449)+VLOOKUP(S449,Start!$C$33:$D$40,2,FALSE)","v":1}]
[null,null,"Ja","SEE937997291855",null,"Stadtwerke Frankfurt (Oder) GmbH","HKW FFO GM3",15236,"Frankfurt","Am Hohen Feld 4","Brandenburg","2022-04-01","Erdgas","Erdgas, Erdölgas","Erdgas","Ja","Verbrennungsmotor","Erdgas","GuD",0.48,"https://www.man-es.com/energy-storage/products/gas-fuel-engines",10.6,10.1,{"$f":"(1-VLOOKUP(S450,Start!$H$33:$I$40,2,FALSE)/100)*W450","v":8.786999999999999},{"$f":"VLOOKUP(R450,Start!$C$9:$D$15,2,FALSE)+VLOOKUP(R450,Start!$C$23:$D$29,2,FALSE)","v":128.9},{"$f":"(Y450/T450)+Start!$D$19*(VLOOKUP(R450,Start!$M$33:$N$39,2,FALSE)/T450)+VLOOKUP(S450,Start!$C$33:$D$40,2,FALSE)","v":304.03160416666668}]
[null,null,"Ja","SEE938018666973",null,"K+S Minerals and Agriculture GmbH","Fabrik NE GT Tr.",36119,"Neuhof","Am Kaliwerk 7","Hessen","2009-07-02","Erdgas","Erdgas, Erdölgas","Erdgas","Ja","Gasturbinen ohne Abhitzekessel","Erdgas","Gasturbine",0.4,"eigene Annahme",5.1909999999999998,5.0999999999999996,{"$f":"(1-VLOOKUP(S451,Start!$H$33:$I$40,2,FALSE)/100)*W451","v":4.4369999999999994},{"$f":"VLOOKUP(R451,Start!$C$9:$D$15,2,FALSE)+VLOOKUP(R451,Start!$C$23:$D$29,2,FALSE)","v":128.9},{"$f":"(Y451/T451)+Start!$D$19*(VLOOKUP(R451,Start!$M$33:$N$39,2,FALSE)/T451)+VLOOKUP(S451,Start!$C$33:$D$40,2,FALSE)","v":364.03792499999997}]
[null,null,"Ja","SEE938035990372","BNA1244","AVA Velsen GmbH","ABR992555104343",66127,"Saarbrücken","Alte Grube Velsen 16","Saarland","1997-08-07","Wärme","Prozessdampf","Abfall","Nein","Kondensationsmaschine mit Entnahme","Abfall","Abfall",0.33,"OPSD (2020)",21,16,{"$f":"(1-VLOOKUP(S452,Start!$H$33:$I$40,2,FALSE)/100)*W452","v":13.6},{"$f":"VLOOKUP(R452,Start!$C$9:$D$15,2,FALSE)+VLOOKUP(R452,Start!$C$23:$D$29,2,FALSE)","v":0},{"$f":"(Y452/T452)+Start!$D$19*(VLOOKUP(R452,Start!$M$33:$N$39,2,FALSE)/T452)+VLOOKUP(S452,Start!$C$33:$D$40,2,FALSE)","v":1}]
[null,null,"Ja","SEE938337436349","BNA0914","Lausitz Energie Kraftwerke AG","Kraftwerk Schwarze Pumpe Block A",3130,"Spremberg","An der alten Ziegelei 1","Brandenburg","1997-12-15","Braunkohle","Rohbraunkohlen","Braunkohle","Ja","Kondensationsmaschine mit Entnahme","Braunkohle","Braunkohle",0.41,"OPSD (2020)",803,755,{"$f":"(1-VLOOKUP(S453,Start!$H$33:$I$40,2,FALSE)/100)*W453","v":656.85},{"$f":"VLOOKUP(R453,Start!$C$9:$D$15,2,FALSE)+VLOOKUP(R453,Start!$C$23:$D$29,2,FALSE)","v":3.1},{"$f":"(Y453/T453)+Start!$D$19*(VLOOKUP(R453,Start!$M$33:$N$39,2,FALSE)/T453)+VLOOKUP(S453,Start!$C$33:$D$40,2,FALSE)","v":89.243121951219521}]
[null,null,"Ja","SEE938449433663","BNA1553","Gunvor Raffinerie Ingolstadt GmbH","Kraftwerk GRI",85092,"Kösching","Essostr. 1","Bayern","1964-01-01","Erdgas","Erdgas, Erdölgas","Erdgas","Ja","Gegendruckmaschine mit Entnahme","Erdgas","GuD",0.4,"eigene Annahme",7.2,7.2,{"$f":"(1-VLOOKUP(S454,Start!$H$33:$I$40,2,FALSE)/100)*W454","v":6.2640000000000002},{"$f":"VLOOKUP(R454,Start!$C$9:$D$15,2,FALSE)+VLOOKUP(R454,Start!$C$23:$D$29,2,FALSE)","v":128.9},{"$f":"(Y454/T454)+Start!$D$19*(VLOOKUP(R454,Start!$M$33:$N$39,2,FALSE)/T454)+VLOOKUP(S454,Start!$C$33:$D$40,2,FALSE)","v":364.53792499999997}]
[null,null,"Ja","SEE938669585906","BNA0786","Lausitz Energie Kraftwerke AG","Kraftwerk Jänschwalde Block B",3185,"Teichland","Am Kraftwerk ","Brandenburg","1982-11-29","Braunkohle","Rohbraunkohlen","Braunkohle","Ja","Kondensationsmaschine mit Entnahme","Braunkohle","Braunkohle",0.375,"OPSD (2020)",535,500,{"$f":"(1-VLOOKUP(S455,Start!$H$33:$I$40,2,FALSE)/100)*W455","v":435},{"$f":"VLOOKUP(R455,Start!$C$9:$D$15,2,FALSE)+VLOOKUP(R455,Start!$C$23:$D$29,2,FALSE)","v":3.1},{"$f":"(Y455/T455)+Start!$D$19*(VLOOKUP(R455,Start!$M$33:$N$39,2,FALSE)/T455)+VLOOKUP(S455,Start!$C$33:$D$40,2,FALSE)","v":97.413813333333351}]
[null,null,"Ja","SEE938782869693","BNA1222","Energieversorgung Offenbach AG","Müllheizkraftwerk Offenbach Turbine 1",63069,"Offenbach","Dietzenbacher Straße 189","Hessen","2016-07-29","nicht biogener Abfall","nicht biogener Abfall (Hausmüll, Siedlungsabfälle)","Abfall","Ja","Kondensationsmaschine mit Entnahme","Abfall","Abfall",0.33,"OPSD (2020)",18.239999999999998,15.401999999999999,{"$f":"(1-VLOOKUP(S456,Start!$H$33:$I$40,2,FALSE)/100)*W456","v":13.091699999999999},{"$f":"VLOOKUP(R456,Start!$C$9:$D$15,2,FALSE)+VLOOKUP(R456,Start!$C$23:$D$29,2,FALSE)","v":0},{"$f":"(Y456/T456)+Start!$D$19*(VLOOKUP(R456,Start!$M$33:$N$39,2,FALSE)/T456)+VLOOKUP(S456,Start!$C$33:$D$40,2,FALSE)","v":1}]
[null,null,"Ja","SEE938923083674","BNA0660","Evonik Operations GmbH","Kraftwerk I, T14",45772,"Marl","Paul-Baumann-Straße 1","Nordrhein-Westfalen","1971-06-01","Steinkohle","Steinkohlen","Steinkohle","Ja","Gegendruckmaschine ohne Entnahme","Steinkohle","Steinkohle",0.40949999999999998,"OPSD (2020)",63.2,55.56,{"$f":"(1-VLOOKUP(S457,Start!$H$33:$I$40,2,FALSE)/100)*W457","v":44.448000000000008},{"$f":"VLOOKUP(R457,Start!$C$9:$D$15,2,FALSE)+VLOOKUP(R457,Start!$C$23:$D$29,2,FALSE)","v":42.45},{"$f":"(Y457/T457)+Start!$D$19*(VLOOKUP(R457,Start!$M$33:$N$39,2,FALSE)/T457)+VLOOKUP(S457,Start!$C$33:$D$40,2,FALSE)","v":171.76224664224668}]
[null,null,"Ja","SEE939211785720",null,"OMV Deutschland Operations GmbH & Co. KG","Dampfgeneratorturbine 1",84489,"Burghausen","Haiminger Straße 1","Bayern","1970-04-06","Erdgas","Erdgas, Erdölgas","Erdgas","Nein","Kondensationsmaschine mit Entnahme","Erdgas","GuD",0.4,"eigene Annahme",8,7.8,{"$f":"(1-VLOOKUP(S458,Start!$H$33:$I$40,2,FALSE)/100)*W458","v":6.7859999999999996},{"$f":"VLOOKUP(R458,Start!$C$9:$D$15,2,FALSE)+VLOOKUP(R458,Start!$C$23:$D$29,2,FALSE)","v":128.9},{"$f":"(Y458/T458)+Start!$D$19*(VLOOKUP(R458,Start!$M$33:$N$39,2,FALSE)/T458)+VLOOKUP(S458,Start!$C$33:$D$40,2,FALSE)","v":364.53792499999997}]
[null,null,"Ja","SEE939218038409","BNA1249","UPM GmbH","UPM Schongau HKW 2 T2",86956,"Schongau","Friedrich-Haindl-Straße 10","Bayern","1989-01-21","Erdgas","Erdgas, Erdölgas","Erdgas","Ja","Gegendruckmaschine ohne Entnahme","Erdgas","GuD",0.36299999999999999,"Annahme basierend auf DIW (2014)",8,6.25,{"$f":"(1-VLOOKUP(S459,Start!$H$33:$I$40,2,FALSE)/100)*W459","v":5.4375},{"$f":"VLOOKUP(R459,Start!$C$9:$D$15,2,FALSE)+VLOOKUP(R459,Start!$C$23:$D$29,2,FALSE)","v":128.9},{"$f":"(Y459/T459)+Start!$D$19*(VLOOKUP(R459,Start!$M$33:$N$39,2,FALSE)/T459)+VLOOKUP(S459,Start!$C$33:$D$40,2,FALSE)","v":401.54179063360885}]
[null,null,"Ja","SEE939242219362","BNA0485","Hüttenwerke Krupp Mannesmann GmbH","Huckingen A",47259,"Duisburg","Ehinger Str. 200","Nordrhein-Westfalen","1975-09-01","andere Gase","Hochofengas, Konvertergas","Sonstige Energieträger (nicht erneuerbar)","Ja","Kondensationsmaschine mit Entnahme","Erdgas","GuD",0.45,"Annahme basierend auf DIW (2014)",320,303,{"$f":"(1-VLOOKUP(S460,Start!$H$33:$I$40,2,FALSE)/100)*W460","v":263.61},{"$f":"VLOOKUP(R460,Start!$C$9:$D$15,2,FALSE)+VLOOKUP(R460,Start!$C$23:$D$29,2,FALSE)","v":128.9},{"$f":"(Y460/T460)+Start!$D$19*(VLOOKUP(R460,Start!$M$33:$N$39,2,FALSE)/T460)+VLOOKUP(S460,Start!$C$33:$D$40,2,FALSE)","v":324.20037777777782}]
[null,null,"Ja","SEE939329445868","BNA0527","Stadtwerke Kiel AG","HKWH Gasturbine 8",24116,"Kiel","Goethestraße 14","Schleswig-Holstein","2014-10-01","Erdgas","Erdgas, Erdölgas","Erdgas","Ja","Gasturbinen mit Abhitzekessel","Erdgas","GuD",0.39050000000000001,"OPSD (2020)",5.4269999999999996,5.3360000000000003,{"$f":"(1-VLOOKUP(S461,Start!$H$33:$I$40,2,FALSE)/100)*W461","v":4.6423200000000007},{"$f":"VLOOKUP(R461,Start!$C$9:$D$15,2,FALSE)+VLOOKUP(R461,Start!$C$23:$D$29,2,FALSE)","v":128.9},{"$f":"(Y461/T461)+Start!$D$19*(VLOOKUP(R461,Start!$M$33:$N$39,2,FALSE)/T461)+VLOOKUP(S461,Start!$C$33:$D$40,2,FALSE)","v":373.36983354673498}]
[null,null,"Ja","SEE939382623364",null,"Klingele Papierwerke GmbH & Co. KG Papierfabrik Weener","TWIN2",26826,"Weener","Industriestraße 46","Niedersachsen","2008-03-01","nicht biogener Abfall","nicht biogener Abfall (Hausmüll, Siedlungsabfälle)","Abfall","Nein","Kondensationsmaschine ohne Entnahme","Abfall","Abfall",0.33,"OPSD (2020)",4.7039999999999997,4.6900000000000004,{"$f":"(1-VLOOKUP(S462,Start!$H$33:$I$40,2,FALSE)/100)*W462","v":3.9865000000000004},{"$f":"VLOOKUP(R462,Start!$C$9:$D$15,2,FALSE)+VLOOKUP(R462,Start!$C$23:$D$29,2,FALSE)","v":0},{"$f":"(Y462/T462)+Start!$D$19*(VLOOKUP(R462,Start!$M$33:$N$39,2,FALSE)/T462)+VLOOKUP(S462,Start!$C$33:$D$40,2,FALSE)","v":1}]
[null,null,"Ja","SEE939394838077",null,"Stadtwerke Lemgo GmbH","KWK-0005",32657,"Lemgo","Bruchweg 28","Nordrhein-Westfalen","2014-10-24","Erdgas","Erdgas, Erdölgas","Erdgas","Ja","Verbrennungsmotor","Erdgas","GuD",0.4,"eigene Annahme",1.9990000000000001,1.96,{"$f":"(1-VLOOKUP(S463,Start!$H$33:$I$40,2,FALSE)/100)*W463","v":1.7052},{"$f":"VLOOKUP(R463,Start!$C$9:$D$15,2,FALSE)+VLOOKUP(R463,Start!$C$23:$D$29,2,FALSE)","v":128.9},{"$f":"(Y463/T463)+Start!$D$19*(VLOOKUP(R463,Start!$M$33:$N$39,2,FALSE)/T463)+VLOOKUP(S463,Start!$C$33:$D$40,2,FALSE)","v":364.53792499999997}]
[null,null,"Ja","SEE939524649245",null,"K+S Minerals and Agriculture GmbH","ZI Tr GT1",39326,"Zielitz","Farsleber Straße 1","Sachsen-Anhalt","2017-07-02","Erdgas","Erdgas, Erdölgas","Erdgas","Ja","Gasturbinen ohne Abhitzekessel","Erdgas","Gasturbine",0.4,"eigene Annahme",5.5970000000000004,5.5,{"$f":"(1-VLOOKUP(S464,Start!$H$33:$I$40,2,FALSE)/100)*W464","v":4.7850000000000001},{"$f":"VLOOKUP(R464,Start!$C$9:$D$15,2,FALSE)+VLOOKUP(R464,Start!$C$23:$D$29,2,FALSE)","v":128.9},{"$f":"(Y464/T464)+Start!$D$19*(VLOOKUP(R464,Start!$M$33:$N$39,2,FALSE)/T464)+VLOOKUP(S464,Start!$C$33:$D$40,2,FALSE)","v":364.03792499999997}]
[null,null,"Ja","SEE939597247393","BNA0832","FairEnergie GmbH","BHKW Hauffstraße",72762,"Reutlingen","Hauffstraße 89","Baden-Württemberg","2011-02-21","Erdgas","Erdgas, Erdölgas","Erdgas","Ja","Verbrennungsmotor","Erdgas","GuD",0.45739999999999997,"OPSD (2020)",2.016,1.968,{"$f":"(1-VLOOKUP(S465,Start!$H$33:$I$40,2,FALSE)/100)*W465","v":1.7121599999999999},{"$f":"VLOOKUP(R465,Start!$C$9:$D$15,2,FALSE)+VLOOKUP(R465,Start!$C$23:$D$29,2,FALSE)","v":128.9},{"$f":"(Y465/T465)+Start!$D$19*(VLOOKUP(R465,Start!$M$33:$N$39,2,FALSE)/T465)+VLOOKUP(S465,Start!$C$33:$D$40,2,FALSE)","v":318.97960209881944}]
[null,null,"Ja","SEE939823727910","BNA1945","Stadtwerke Kiel AG","Küstenkraftwerk K.I.E.L Motor 3",24149,"Kiel","Hasselfelde 30","Schleswig-Holstein","2018-11-16","Erdgas","Erdgas, Erdölgas","Erdgas","Ja","Verbrennungsmotor","Erdgas","GuD",0.40589999999999998,"OPSD (2020)",9.5709999999999997,9.4559999999999995,{"$f":"(1-VLOOKUP(S466,Start!$H$33:$I$40,2,FALSE)/100)*W466","v":8.2267200000000003},{"$f":"VLOOKUP(R466,Start!$C$9:$D$15,2,FALSE)+VLOOKUP(R466,Start!$C$23:$D$29,2,FALSE)","v":128.9},{"$f":"(Y466/T466)+Start!$D$19*(VLOOKUP(R466,Start!$M$33:$N$39,2,FALSE)/T466)+VLOOKUP(S466,Start!$C$33:$D$40,2,FALSE)","v":359.26095097314612}]
[null,null,"Ja","SEE939848582457",null,"Stadtwerke Frankfurt (Oder) GmbH","HKW FFO GM5",15236,"Frankfurt","Am Hohen Feld 4","Brandenburg","2022-04-01","Erdgas","Erdgas, Erdölgas","Erdgas","Ja","Verbrennungsmotor","Erdgas","GuD",0.48,"https://www.man-es.com/energy-storage/products/gas-fuel-engines",10.6,10.1,{"$f":"(1-VLOOKUP(S467,Start!$H$33:$I$40,2,FALSE)/100)*W467","v":8.786999999999999},{"$f":"VLOOKUP(R467,Start!$C$9:$D$15,2,FALSE)+VLOOKUP(R467,Start!$C$23:$D$29,2,FALSE)","v":128.9},{"$f":"(Y467/T467)+Start!$D$19*(VLOOKUP(R467,Start!$M$33:$N$39,2,FALSE)/T467)+VLOOKUP(S467,Start!$C$33:$D$40,2,FALSE)","v":304.03160416666668}]
[null,null,"Ja","SEE939899660715",null,"DREWAG - Stadtwerke Dresden GmbH","Gasmotoren-Heizkraftwerk Dresden-Reick - Aggregat VII",1277,"Dresden","Liebstädter Straße 1","Sachsen","2022-02-12","Erdgas","Erdgas, Erdölgas","Erdgas","Nein","Gasturbinen mit Abhitzekessel","Erdgas","GuD",0.47,"Annahme basierend auf DIW (2014)",11.76,11.3,{"$f":"(1-VLOOKUP(S468,Start!$H$33:$I$40,2,FALSE)/100)*W468","v":9.8310000000000013},{"$f":"VLOOKUP(R468,Start!$C$9:$D$15,2,FALSE)+VLOOKUP(R468,Start!$C$23:$D$29,2,FALSE)","v":128.9},{"$f":"(Y468/T468)+Start!$D$19*(VLOOKUP(R468,Start!$M$33:$N$39,2,FALSE)/T468)+VLOOKUP(S468,Start!$C$33:$D$40,2,FALSE)","v":310.46844680851069}]
[null,null,"Ja","SEE939917723934",null,"SWU Energie GmbH","BHKW Neu-Ulm M3",89231,"Neu-Ulm","Bradleystraße 32,5","Bayern","2021-12-14","Erdgas","Erdgas, Erdölgas","Erdgas","Ja","Verbrennungsmotor","Erdgas","GuD",0.47,"Annahme basierend auf DIW (2014)",2.6760000000000002,2.6219999999999999,{"$f":"(1-VLOOKUP(S469,Start!$H$33:$I$40,2,FALSE)/100)*W469","v":2.2811399999999997},{"$f":"VLOOKUP(R469,Start!$C$9:$D$15,2,FALSE)+VLOOKUP(R469,Start!$C$23:$D$29,2,FALSE)","v":128.9},{"$f":"(Y469/T469)+Start!$D$19*(VLOOKUP(R469,Start!$M$33:$N$39,2,FALSE)/T469)+VLOOKUP(S469,Start!$C$33:$D$40,2,FALSE)","v":310.46844680851069}]
[null,null,"Ja","SEE940009163477",null,"Stadtwerke Augsburg Energie GmbH","HKW, Dieselaggregat 2",86152,"Augsburg","Franziskanergasse 9","Bayern","1989-07-04","Mineralölprodukte","Heizöl, leicht","Mineralölprodukte","Nein","Verbrennungsmotor","Öl","Öl",0.38,"eigene Annahme",2.64,2.5,{"$f":"(1-VLOOKUP(S470,Start!$H$33:$I$40,2,FALSE)/100)*W470","v":2.125},{"$f":"VLOOKUP(R470,Start!$C$9:$D$15,2,FALSE)+VLOOKUP(R470,Start!$C$23:$D$29,2,FALSE)","v":58.769999999999996},{"$f":"(Y470/T470)+Start!$D$19*(VLOOKUP(R470,Start!$M$33:$N$39,2,FALSE)/T470)+VLOOKUP(S470,Start!$C$33:$D$40,2,FALSE)","v":215.46736842105261}]
[null,null,"Ja","SEE940039139749","BNA0515","Stadtwerke Karlsruhe GmbH","SW Karlsruhe Heizkraftwerk West Generator 3",76189,"Karlsruhe","Honsellstraße 36","Baden-Württemberg","1984-02-01","Erdgas","Erdgas, Erdölgas","Erdgas","Ja","Gegendruckmaschine mit Entnahme","Erdgas","GuD",0.3674,"OPSD (2020)",42,33,{"$f":"(1-VLOOKUP(S471,Start!$H$33:$I$40,2,FALSE)/100)*W471","v":28.71},{"$f":"VLOOKUP(R471,Start!$C$9:$D$15,2,FALSE)+VLOOKUP(R471,Start!$C$23:$D$29,2,FALSE)","v":128.9},{"$f":"(Y471/T471)+Start!$D$19*(VLOOKUP(R471,Start!$M$33:$N$39,2,FALSE)/T471)+VLOOKUP(S471,Start!$C$33:$D$40,2,FALSE)","v":396.75087098530213}]
[null,null,"Ja","SEE940081190514","BNA1863","Fresenius Medical Care Deutschland GmbH","Gasturbine 3",66606,"St. Wendel","Frankfurter Straße 44779","Saarland","2017-11-28","Erdgas","Erdgas, Erdölgas","Erdgas","Ja","Gasturbinen mit Abhitzekessel","Erdgas","GuD",0.41639999999999999,"OPSD (2020)",4.4039999999999999,4.3680000000000003,{"$f":"(1-VLOOKUP(S472,Start!$H$33:$I$40,2,FALSE)/100)*W472","v":3.8001600000000004},{"$f":"VLOOKUP(R472,Start!$C$9:$D$15,2,FALSE)+VLOOKUP(R472,Start!$C$23:$D$29,2,FALSE)","v":128.9},{"$f":"(Y472/T472)+Start!$D$19*(VLOOKUP(R472,Start!$M$33:$N$39,2,FALSE)/T472)+VLOOKUP(S472,Start!$C$33:$D$40,2,FALSE)","v":350.23960134486072}]
[null,null,"Ja","SEE940178738247","BNA1541","Freiberger Erdgas GmbH","GT Chemnitzer Straße 40",9599,"Freiberg","Chemnitzer Straße 40","Sachsen","2013-07-01","Erdgas","Erdgas, Erdölgas","Erdgas","Ja","Gasturbinen mit Abhitzekessel","Erdgas","GuD",0.39929999999999999,"OPSD (2020)",4.8289999999999997,4.7569999999999997,{"$f":"(1-VLOOKUP(S473,Start!$H$33:$I$40,2,FALSE)/100)*W473","v":4.1385899999999998},{"$f":"VLOOKUP(R473,Start!$C$9:$D$15,2,FALSE)+VLOOKUP(R473,Start!$C$23:$D$29,2,FALSE)","v":128.9},{"$f":"(Y473/T473)+Start!$D$19*(VLOOKUP(R473,Start!$M$33:$N$39,2,FALSE)/T473)+VLOOKUP(S473,Start!$C$33:$D$40,2,FALSE)","v":365.17435512146261}]
[null,null,"Ja","SEE940224582367","BNA1196b","Almatis GmbH","Motor 1",67065,"Ludwigshafen","Giulinistraße 2","Rheinland-Pfalz","2008-04-01","Erdgas","Erdgas, Erdölgas","Erdgas","Ja","Verbrennungsmotor","Erdgas","GuD",0.55349999999999999,"OPSD (2020)",4.3,4.25,{"$f":"(1-VLOOKUP(S474,Start!$H$33:$I$40,2,FALSE)/100)*W474","v":3.6974999999999998},{"$f":"VLOOKUP(R474,Start!$C$9:$D$15,2,FALSE)+VLOOKUP(R474,Start!$C$23:$D$29,2,FALSE)","v":128.9},{"$f":"(Y474/T474)+Start!$D$19*(VLOOKUP(R474,Start!$M$33:$N$39,2,FALSE)/T474)+VLOOKUP(S474,Start!$C$33:$D$40,2,FALSE)","v":263.85803071364046}]
[null,null,"Ja","SEE940303116315",null,"EEW Energy from Waste Premnitz GmbH","Turbosatz 5",14727,"Premnitz","Dr.-Herbert-Rein-Straße 1","Brandenburg","2021-11-16","nicht biogener Abfall","nicht biogener Abfall (Hausmüll, Siedlungsabfälle)","Abfall","Ja","Kondensationsmaschine mit Entnahme","Abfall","Abfall",0.33,"eigene Annahme basierend auf OPSD (2020)",32.32,32.32,{"$f":"(1-VLOOKUP(S475,Start!$H$33:$I$40,2,FALSE)/100)*W475","v":27.471999999999998},{"$f":"VLOOKUP(R475,Start!$C$9:$D$15,2,FALSE)+VLOOKUP(R475,Start!$C$23:$D$29,2,FALSE)","v":0},{"$f":"(Y475/T475)+Start!$D$19*(VLOOKUP(R475,Start!$M$33:$N$39,2,FALSE)/T475)+VLOOKUP(S475,Start!$C$33:$D$40,2,FALSE)","v":1}]
[null,null,"Ja","SEE940474859066","BNA0616a","BASF SE","Z564 VT1",67063,"Ludwigshafen","Carl-Bosch-Straße 38","Rheinland-Pfalz","1992-04-30","Wärme","Prozessdampf","Abfall","Nein","Gegendruckmaschine ohne Entnahme","Abfall","Abfall",0.33,"OPSD (2020)",12.5,12,{"$f":"(1-VLOOKUP(S476,Start!$H$33:$I$40,2,FALSE)/100)*W476","v":10.199999999999999},{"$f":"VLOOKUP(R476,Start!$C$9:$D$15,2,FALSE)+VLOOKUP(R476,Start!$C$23:$D$29,2,FALSE)","v":0},{"$f":"(Y476/T476)+Start!$D$19*(VLOOKUP(R476,Start!$M$33:$N$39,2,FALSE)/T476)+VLOOKUP(S476,Start!$C$33:$D$40,2,FALSE)","v":1}]
[null,null,"Ja","SEE940475173918","BNA1945","Stadtwerke Kiel AG","Küstenkraftwerk K.I.E.L Motor 5",24149,"Kiel","Hasselfelde 30","Schleswig-Holstein","2018-11-09","Erdgas","Erdgas, Erdölgas","Erdgas","Ja","Verbrennungsmotor","Erdgas","GuD",0.40589999999999998,"OPSD (2020)",9.5709999999999997,9.4559999999999995,{"$f":"(1-VLOOKUP(S477,Start!$H$33:$I$40,2,FALSE)/100)*W477","v":8.2267200000000003},{"$f":"VLOOKUP(R477,Start!$C$9:$D$15,2,FALSE)+VLOOKUP(R477,Start!$C$23:$D$29,2,FALSE)","v":128.9},{"$f":"(Y477/T477)+Start!$D$19*(VLOOKUP(R477,Start!$M$33:$N$39,2,FALSE)/T477)+VLOOKUP(S477,Start!$C$33:$D$40,2,FALSE)","v":359.26095097314612}]
[null,null,"Ja","SEE940780197517",null,"Schoeller Technocell GmbH & Co.KG","Schoeller Technocell GmbH & Co.KG Osnabrück",49086,"Osnabrück","Burg Gretesch 1","Niedersachsen","1994-01-01","Erdgas","Erdgas, Erdölgas","Erdgas","Ja","Gasturbinen mit nachgeschalteter Dampfturbine","Erdgas","GuD",0.5,"eigene Annahme",15.4,15.4,{"$f":"(1-VLOOKUP(S478,Start!$H$33:$I$40,2,FALSE)/100)*W478","v":13.398},{"$f":"VLOOKUP(R478,Start!$C$9:$D$15,2,FALSE)+VLOOKUP(R478,Start!$C$23:$D$29,2,FALSE)","v":128.9},{"$f":"(Y478/T478)+Start!$D$19*(VLOOKUP(R478,Start!$M$33:$N$39,2,FALSE)/T478)+VLOOKUP(S478,Start!$C$33:$D$40,2,FALSE)","v":291.93034}]
[null,null,"Ja","SEE940809994431",null,"Sasol Germany GmbH","GT1",25541,"Brunsbüttel","Fritz-Staiger-Straße 15","Schleswig-Holstein","1987-10-23","Erdgas","Erdgas, Erdölgas","Erdgas","Ja","Gasturbinen mit Abhitzekessel","Erdgas","GuD",0.38,"eigene Annahme",4.3520000000000003,4.1760000000000002,{"$f":"(1-VLOOKUP(S479,Start!$H$33:$I$40,2,FALSE)/100)*W479","v":3.6331199999999999},{"$f":"VLOOKUP(R479,Start!$C$9:$D$15,2,FALSE)+VLOOKUP(R479,Start!$C$23:$D$29,2,FALSE)","v":128.9},{"$f":"(Y479/T479)+Start!$D$19*(VLOOKUP(R479,Start!$M$33:$N$39,2,FALSE)/T479)+VLOOKUP(S479,Start!$C$33:$D$40,2,FALSE)","v":383.64518421052634}]
[null,null,"Ja","SEE940821413552",null,"K+S Minerals and Agriculture GmbH","Kraftwerk NE DT",36119,"Neuhof","Am Kaliwerk 7","Hessen","1979-07-02","Wärme","","Wärme","Ja","Gegendruckmaschine ohne Entnahme","Sonstige","Sonstige",0.35,"eigene Annahme",4.4770000000000003,4.4000000000000004,{"$f":"(1-VLOOKUP(S480,Start!$H$33:$I$40,2,FALSE)/100)*W480","v":3.74},{"$f":"VLOOKUP(R480,Start!$C$9:$D$15,2,FALSE)+VLOOKUP(R480,Start!$C$23:$D$29,2,FALSE)","v":58.47},{"$f":"(Y480/T480)+Start!$D$19*(VLOOKUP(R480,Start!$M$33:$N$39,2,FALSE)/T480)+VLOOKUP(S480,Start!$C$33:$D$40,2,FALSE)","v":217.68680000000001}]
[null,null,"Ja","SEE941042670380",null,"Erlanger Stadtwerke AG","KWK-Bunsenstr.",91058,"Erlangen","Bunsenstraße 74","Bayern","2018-12-21","Erdgas","Erdgas, Erdölgas","Erdgas","Ja","Verbrennungsmotor","Erdgas","GuD",0.4,"eigene Annahme",8.4,8.2240000000000002,{"$f":"(1-VLOOKUP(S481,Start!$H$33:$I$40,2,FALSE)/100)*W481","v":7.1548800000000004},{"$f":"VLOOKUP(R481,Start!$C$9:$D$15,2,FALSE)+VLOOKUP(R481,Start!$C$23:$D$29,2,FALSE)","v":128.9},{"$f":"(Y481/T481)+Start!$D$19*(VLOOKUP(R481,Start!$M$33:$N$39,2,FALSE)/T481)+VLOOKUP(S481,Start!$C$33:$D$40,2,FALSE)","v":364.53792499999997}]
[null,null,"Ja","SEE941053107073","BNA0051","Cargill Deutschland GmbH","Stromerzeugung Barby",39249,"Barby","Monplaisirstraße 22","Sachsen-Anhalt","2013-05-09","Erdgas","Erdgas, Erdölgas","Erdgas","Ja","Gasturbinen mit Abhitzekessel","Erdgas","GuD",0.37840000000000001,"OPSD (2020)",17.951000000000001,17.78,{"$f":"(1-VLOOKUP(S482,Start!$H$33:$I$40,2,FALSE)/100)*W482","v":15.4686},{"$f":"VLOOKUP(R482,Start!$C$9:$D$15,2,FALSE)+VLOOKUP(R482,Start!$C$23:$D$29,2,FALSE)","v":128.9},{"$f":"(Y482/T482)+Start!$D$19*(VLOOKUP(R482,Start!$M$33:$N$39,2,FALSE)/T482)+VLOOKUP(S482,Start!$C$33:$D$40,2,FALSE)","v":385.26102008456661}]
[null,null,"Ja","SEE941055812814",null,"MAN Energy Solutions SE","SI-Gasmotor (12 V 32/40)",86153,"Augsburg","Stadtbachstraße 1","Bayern","2005-05-04","Erdgas","Erdgas, Erdölgas","Erdgas","Nein","Verbrennungsmotor","Erdgas","GuD",0.4,"eigene Annahme",5.35,5.2350000000000003,{"$f":"(1-VLOOKUP(S483,Start!$H$33:$I$40,2,FALSE)/100)*W483","v":4.5544500000000001},{"$f":"VLOOKUP(R483,Start!$C$9:$D$15,2,FALSE)+VLOOKUP(R483,Start!$C$23:$D$29,2,FALSE)","v":128.9},{"$f":"(Y483/T483)+Start!$D$19*(VLOOKUP(R483,Start!$M$33:$N$39,2,FALSE)/T483)+VLOOKUP(S483,Start!$C$33:$D$40,2,FALSE)","v":364.53792499999997}]
[null,null,"Ja","SEE941166182769","BNA0600b","Currenta GmbH & Co. OHG","LEV KWG G22",51373,"Leverkusen","Kaiser-Wilhelm-Allee 80","Nordrhein-Westfalen","1991-10-29","Steinkohle","Steinkohlen","Steinkohle","Ja","Gegendruckmaschine ohne Entnahme","Steinkohle","Steinkohle",0.33,"OPSD (2020)",13.4,12.670999999999999,{"$f":"(1-VLOOKUP(S484,Start!$H$33:$I$40,2,FALSE)/100)*W484","v":10.136800000000001},{"$f":"VLOOKUP(R484,Start!$C$9:$D$15,2,FALSE)+VLOOKUP(R484,Start!$C$23:$D$29,2,FALSE)","v":42.45},{"$f":"(Y484/T484)+Start!$D$19*(VLOOKUP(R484,Start!$M$33:$N$39,2,FALSE)/T484)+VLOOKUP(S484,Start!$C$33:$D$40,2,FALSE)","v":212.82815151515152}]
[null,null,"Ja","SEE941552924256","BNA1945","Stadtwerke Kiel AG","Küstenkraftwerk K.I.E.L Motor 15",24149,"Kiel","Hasselfelde 30","Schleswig-Holstein","2018-08-10","Erdgas","Erdgas, Erdölgas","Erdgas","Ja","Verbrennungsmotor","Erdgas","GuD",0.40589999999999998,"OPSD (2020)",9.5709999999999997,9.4559999999999995,{"$f":"(1-VLOOKUP(S485,Start!$H$33:$I$40,2,FALSE)/100)*W485","v":8.2267200000000003},{"$f":"VLOOKUP(R485,Start!$C$9:$D$15,2,FALSE)+VLOOKUP(R485,Start!$C$23:$D$29,2,FALSE)","v":128.9},{"$f":"(Y485/T485)+Start!$D$19*(VLOOKUP(R485,Start!$M$33:$N$39,2,FALSE)/T485)+VLOOKUP(S485,Start!$C$33:$D$40,2,FALSE)","v":359.26095097314612}]
[null,null,"Ja","SEE941568392261","BNA1154","AGR Abfallentsorgungs-Gesellschaft Ruhrgebiet mbH","RZR I Turbine2",45699,"Herten","Im Emscherbruch 11","Nordrhein-Westfalen","1981-01-01","nicht biogener Abfall","nicht biogener Abfall (Hausmüll, Siedlungsabfälle)","Abfall","Nein","Kondensationsmaschine mit Entnahme","Abfall","Abfall",0.33,"OPSD (2020)",14.9,14.88,{"$f":"(1-VLOOKUP(S486,Start!$H$33:$I$40,2,FALSE)/100)*W486","v":12.648},{"$f":"VLOOKUP(R486,Start!$C$9:$D$15,2,FALSE)+VLOOKUP(R486,Start!$C$23:$D$29,2,FALSE)","v":0},{"$f":"(Y486/T486)+Start!$D$19*(VLOOKUP(R486,Start!$M$33:$N$39,2,FALSE)/T486)+VLOOKUP(S486,Start!$C$33:$D$40,2,FALSE)","v":1}]
[null,null,"Ja","SEE941568476039","BNA1184","AVG Abfallentsorgungs- und Verwertungsgesellschaft Köln mbH","Turbosatz 1",50735,"Köln","Geestemünder Str. 23","Nordrhein-Westfalen","1998-02-02","nicht biogener Abfall","nicht biogener Abfall (Hausmüll, Siedlungsabfälle)","Abfall","Ja","Kondensationsmaschine mit Entnahme","Abfall","Abfall",0.33,"OPSD (2020)",56,46,{"$f":"(1-VLOOKUP(S487,Start!$H$33:$I$40,2,FALSE)/100)*W487","v":39.1},{"$f":"VLOOKUP(R487,Start!$C$9:$D$15,2,FALSE)+VLOOKUP(R487,Start!$C$23:$D$29,2,FALSE)","v":0},{"$f":"(Y487/T487)+Start!$D$19*(VLOOKUP(R487,Start!$M$33:$N$39,2,FALSE)/T487)+VLOOKUP(S487,Start!$C$33:$D$40,2,FALSE)","v":1}]
[null,null,"Ja","SEE941844408532","BNA0373","envia THERM GmbH","Großkayna GT2",6242,"Großkayna","Werkstraße 1","Sachsen-Anhalt","1994-01-17","Mineralölprodukte","Heizöl, leicht","Mineralölprodukte","Nein","Gasturbinen ohne Abhitzekessel","Öl","Öl",0.3644,"OPSD (2020)",45.625,45.625,{"$f":"(1-VLOOKUP(S488,Start!$H$33:$I$40,2,FALSE)/100)*W488","v":38.78125},{"$f":"VLOOKUP(R488,Start!$C$9:$D$15,2,FALSE)+VLOOKUP(R488,Start!$C$23:$D$29,2,FALSE)","v":58.769999999999996},{"$f":"(Y488/T488)+Start!$D$19*(VLOOKUP(R488,Start!$M$33:$N$39,2,FALSE)/T488)+VLOOKUP(S488,Start!$C$33:$D$40,2,FALSE)","v":224.64873765093301}]
[null,null,"Ja","SEE941850023651",null,"Südzucker AG","Dampfturbine III Südzucker Offstein",67283,"Obrigheim","Wormser Straße 11","Rheinland-Pfalz","1975-01-01","Wärme","Prozessdampf","Wärme","Ja","Gegendruckmaschine ohne Entnahme","Sonstige","Sonstige",0.35,"eigene Annahme",3,2.5914000000000001,{"$f":"(1-VLOOKUP(S489,Start!$H$33:$I$40,2,FALSE)/100)*W489","v":2.20269},{"$f":"VLOOKUP(R489,Start!$C$9:$D$15,2,FALSE)+VLOOKUP(R489,Start!$C$23:$D$29,2,FALSE)","v":58.47},{"$f":"(Y489/T489)+Start!$D$19*(VLOOKUP(R489,Start!$M$33:$N$39,2,FALSE)/T489)+VLOOKUP(S489,Start!$C$33:$D$40,2,FALSE)","v":217.68680000000001}]
[null,null,"Ja","SEE941875842596","BNA0863","Salzgitter Flachstahl GmbH","Ma 1",38239,"Salzgitter","Eisenhüttenstraße 99","Niedersachsen","1941-03-01","andere Gase","Hochofengas, Konvertergas","Sonstige Energieträger (nicht erneuerbar)","Nein","Kondensationsmaschine ohne Entnahme","Erdgas","GuD",0.4,"https://www.salzgitter-flachstahl.de/de/news/artikel-der-salzgitter-flachstahl-gmbh/2018-06-27/energie-der-zukunft.html",40,35,{"$f":"(1-VLOOKUP(S490,Start!$H$33:$I$40,2,FALSE)/100)*W490","v":30.45},{"$f":"VLOOKUP(R490,Start!$C$9:$D$15,2,FALSE)+VLOOKUP(R490,Start!$C$23:$D$29,2,FALSE)","v":128.9},{"$f":"(Y490/T490)+Start!$D$19*(VLOOKUP(R490,Start!$M$33:$N$39,2,FALSE)/T490)+VLOOKUP(S490,Start!$C$33:$D$40,2,FALSE)","v":364.53792499999997}]
[null,null,"Ja","SEE941974735591","BNA0183","Stadtwerke Cottbus GmbH","Rauchgasturbine",3052,"Cottbus","Werner-von-Siemens-Straße 16","Brandenburg","1998-08-29","Braunkohle","Wirbelschichtkohle","Braunkohle","Ja","Gasturbinen ohne Abhitzekessel","Braunkohle","Braunkohle",0.4,"OPSD (2020)",15,13,{"$f":"(1-VLOOKUP(S491,Start!$H$33:$I$40,2,FALSE)/100)*W491","v":11.31},{"$f":"VLOOKUP(R491,Start!$C$9:$D$15,2,FALSE)+VLOOKUP(R491,Start!$C$23:$D$29,2,FALSE)","v":3.1},{"$f":"(Y491/T491)+Start!$D$19*(VLOOKUP(R491,Start!$M$33:$N$39,2,FALSE)/T491)+VLOOKUP(S491,Start!$C$33:$D$40,2,FALSE)","v":91.431700000000006}]
[null,null,"Ja","SEE942008424429","BNA1336","Henkel AG & Co. KGaA","F13ND4",40589,"Düsseldorf","Henkelstraße 67","Nordrhein-Westfalen","1988-01-01","Mineralölprodukte","Heizöl, leicht","Mineralölprodukte","Nein","Verbrennungsmotor","Öl","Öl",0.32779999999999998,"OPSD (2020)",1.6,1.5840000000000001,{"$f":"(1-VLOOKUP(S492,Start!$H$33:$I$40,2,FALSE)/100)*W492","v":1.3464},{"$f":"VLOOKUP(R492,Start!$C$9:$D$15,2,FALSE)+VLOOKUP(R492,Start!$C$23:$D$29,2,FALSE)","v":58.769999999999996},{"$f":"(Y492/T492)+Start!$D$19*(VLOOKUP(R492,Start!$M$33:$N$39,2,FALSE)/T492)+VLOOKUP(S492,Start!$C$33:$D$40,2,FALSE)","v":249.61989017693716}]
[null,null,"Ja","SEE942019110397","BNA0743","N-ERGIE Kraftwerke GmbH","HKW Sandreuth (GT2)",90441,"Nürnberg","Sandreuthstraße 55a","Bayern","2005-05-03","Erdgas","Erdgas, Erdölgas","Erdgas","Ja","Gasturbinen mit nachgeschalteter Dampfturbine","Erdgas","GuD",0.5625,"OPSD (2020)",45,43,{"$f":"(1-VLOOKUP(S493,Start!$H$33:$I$40,2,FALSE)/100)*W493","v":37.409999999999997},{"$f":"VLOOKUP(R493,Start!$C$9:$D$15,2,FALSE)+VLOOKUP(R493,Start!$C$23:$D$29,2,FALSE)","v":128.9},{"$f":"(Y493/T493)+Start!$D$19*(VLOOKUP(R493,Start!$M$33:$N$39,2,FALSE)/T493)+VLOOKUP(S493,Start!$C$33:$D$40,2,FALSE)","v":259.66030222222224}]
[null,null,"Ja","SEE942028155815",null,"Stadtwerke Greifswald GmbH","BHKW-Kapaunenstraße Modul 1",17489,"Greifswald","Kapaunenstraße 0","Mecklenburg-Vorpommern","2018-09-26","Erdgas","Erdgas, Erdölgas","Erdgas","Ja","Verbrennungsmotor","Erdgas","GuD",0.4,"eigene Annahme",2.6589999999999998,2.5790000000000002,{"$f":"(1-VLOOKUP(S494,Start!$H$33:$I$40,2,FALSE)/100)*W494","v":2.2437300000000002},{"$f":"VLOOKUP(R494,Start!$C$9:$D$15,2,FALSE)+VLOOKUP(R494,Start!$C$23:$D$29,2,FALSE)","v":128.9},{"$f":"(Y494/T494)+Start!$D$19*(VLOOKUP(R494,Start!$M$33:$N$39,2,FALSE)/T494)+VLOOKUP(S494,Start!$C$33:$D$40,2,FALSE)","v":364.53792499999997}]
[null,null,"Ja","SEE942051897355","BNA1327a","Flughafen München GmbH","BHKW 1 - AGG7",85356,"München-Flughafen","Nordallee 18","Bayern","1992-05-08","Mineralölprodukte","Heizöl, leicht","Mineralölprodukte","Ja","Verbrennungsmotor","Öl","Öl",0.37619999999999998,"OPSD (2020)",1.58,1.52,{"$f":"(1-VLOOKUP(S495,Start!$H$33:$I$40,2,FALSE)/100)*W495","v":1.292},{"$f":"VLOOKUP(R495,Start!$C$9:$D$15,2,FALSE)+VLOOKUP(R495,Start!$C$23:$D$29,2,FALSE)","v":58.769999999999996},{"$f":"(Y495/T495)+Start!$D$19*(VLOOKUP(R495,Start!$M$33:$N$39,2,FALSE)/T495)+VLOOKUP(S495,Start!$C$33:$D$40,2,FALSE)","v":217.63370547581076}]
[null,null,"Ja","SEE942226311273","BNA0848","Stadtwerke Rostock Aktiengesellschaft","GuD-Block 2",18069,"Rostock","Schmarler Damm 5","Mecklenburg-Vorpommern","1996-08-15","Erdgas","Erdgas, Erdölgas","Erdgas","Ja","Gasturbinen mit nachgeschalteter Dampfturbine","Erdgas","GuD",0.52200000000000002,"OPSD (2020)",37,36,{"$f":"(1-VLOOKUP(S496,Start!$H$33:$I$40,2,FALSE)/100)*W496","v":31.32},{"$f":"VLOOKUP(R496,Start!$C$9:$D$15,2,FALSE)+VLOOKUP(R496,Start!$C$23:$D$29,2,FALSE)","v":128.9},{"$f":"(Y496/T496)+Start!$D$19*(VLOOKUP(R496,Start!$M$33:$N$39,2,FALSE)/T496)+VLOOKUP(S496,Start!$C$33:$D$40,2,FALSE)","v":279.68998084291189}]
[null,null,"Ja","SEE942234222677",null,"Jäckering Mühlen- und Nährmittelwerke GmbH","BHKW Hafen - Modul 5",59067,"Hamm","Speicherstraße 15","Nordrhein-Westfalen","2013-04-01","Erdgas","Erdgas, Erdölgas","Erdgas","Ja","Verbrennungsmotor","Erdgas","GuD",0.4,"eigene Annahme",2.19,2.173,{"$f":"(1-VLOOKUP(S497,Start!$H$33:$I$40,2,FALSE)/100)*W497","v":1.8905100000000001},{"$f":"VLOOKUP(R497,Start!$C$9:$D$15,2,FALSE)+VLOOKUP(R497,Start!$C$23:$D$29,2,FALSE)","v":128.9},{"$f":"(Y497/T497)+Start!$D$19*(VLOOKUP(R497,Start!$M$33:$N$39,2,FALSE)/T497)+VLOOKUP(S497,Start!$C$33:$D$40,2,FALSE)","v":364.53792499999997}]
[null,null,"Ja","SEE942253705168","BNA1197","Technische Werke Ludwigshafen am Rhein","FHKW DT 2",67063,"Ludwigshafen","Industriestraße 3","Rheinland-Pfalz","1989-02-24","Wärme","Dampf (fremdbezogen)","Abfall","Ja","Gegendruckmaschine mit Entnahme","Abfall","Abfall",0.33,"OPSD (2020)",13.2,12.07,{"$f":"(1-VLOOKUP(S498,Start!$H$33:$I$40,2,FALSE)/100)*W498","v":10.259499999999999},{"$f":"VLOOKUP(R498,Start!$C$9:$D$15,2,FALSE)+VLOOKUP(R498,Start!$C$23:$D$29,2,FALSE)","v":0},{"$f":"(Y498/T498)+Start!$D$19*(VLOOKUP(R498,Start!$M$33:$N$39,2,FALSE)/T498)+VLOOKUP(S498,Start!$C$33:$D$40,2,FALSE)","v":1}]
[null,null,"Ja","SEE942366584926","BNA0969a","SWM Services GmbH","SWM HKW Nord 1 T10",85774,"Unterföhring","Münchner Straße 22","Bayern","1991-08-29","nicht biogener Abfall","nicht biogener Abfall (Hausmüll, Siedlungsabfälle)","Abfall","Ja","Gegendruckmaschine ohne Entnahme","Abfall","Abfall",0.33,"OPSD (2020)",22.05,18,{"$f":"(1-VLOOKUP(S499,Start!$H$33:$I$40,2,FALSE)/100)*W499","v":15.299999999999999},{"$f":"VLOOKUP(R499,Start!$C$9:$D$15,2,FALSE)+VLOOKUP(R499,Start!$C$23:$D$29,2,FALSE)","v":0},{"$f":"(Y499/T499)+Start!$D$19*(VLOOKUP(R499,Start!$M$33:$N$39,2,FALSE)/T499)+VLOOKUP(S499,Start!$C$33:$D$40,2,FALSE)","v":1}]
[null,null,"Ja","SEE942369834141",null,"Zanders Paper GmbH","Kraftwerk Zanders Paper GmbH",51465,"Bergisch Gladbach","An der Gohrsmühle 25","Nordrhein-Westfalen","1989-01-01","Erdgas","Erdgas, Erdölgas","Erdgas","Ja","Gegendruckmaschine mit Entnahme","Erdgas","GuD",0.4,"eigene Annahme",21.56,21.06,{"$f":"(1-VLOOKUP(S500,Start!$H$33:$I$40,2,FALSE)/100)*W500","v":18.322199999999999},{"$f":"VLOOKUP(R500,Start!$C$9:$D$15,2,FALSE)+VLOOKUP(R500,Start!$C$23:$D$29,2,FALSE)","v":128.9},{"$f":"(Y500/T500)+Start!$D$19*(VLOOKUP(R500,Start!$M$33:$N$39,2,FALSE)/T500)+VLOOKUP(S500,Start!$C$33:$D$40,2,FALSE)","v":364.53792499999997}]
[null,null,"Ja","SEE942432515786",null,"WMF GmbH","Dampfturbine AEG",73312,"Geislingen","WMF Platz 1","Baden-Württemberg","1943-01-01","Wärme","Prozessdampf","Wärme","Ja","Kondensationsmaschine mit Entnahme","Sonstige","Sonstige",0.4,"eigene Annahme",2.5,2.4540000000000002,{"$f":"(1-VLOOKUP(S501,Start!$H$33:$I$40,2,FALSE)/100)*W501","v":2.0859000000000001},{"$f":"VLOOKUP(R501,Start!$C$9:$D$15,2,FALSE)+VLOOKUP(R501,Start!$C$23:$D$29,2,FALSE)","v":58.47},{"$f":"(Y501/T501)+Start!$D$19*(VLOOKUP(R501,Start!$M$33:$N$39,2,FALSE)/T501)+VLOOKUP(S501,Start!$C$33:$D$40,2,FALSE)","v":190.60094999999998}]
[null,null,"Ja","SEE942581404276","BNA1292b","J. M. Voith SE & Co. KG","HDH_004_Industrieheizkraftwerk-Heidenheim_GM2",89522,"Heidenheim","Alexanderstraße 8","Baden-Württemberg","2014-01-01","Erdgas","Erdgas, Erdölgas","Erdgas","Ja","Verbrennungsmotor","Erdgas","GuD",0.40039999999999998,"OPSD (2020)",4.4009999999999998,4.2249999999999996,{"$f":"(1-VLOOKUP(S502,Start!$H$33:$I$40,2,FALSE)/100)*W502","v":3.6757499999999999},{"$f":"VLOOKUP(R502,Start!$C$9:$D$15,2,FALSE)+VLOOKUP(R502,Start!$C$23:$D$29,2,FALSE)","v":128.9},{"$f":"(Y502/T502)+Start!$D$19*(VLOOKUP(R502,Start!$M$33:$N$39,2,FALSE)/T502)+VLOOKUP(S502,Start!$C$33:$D$40,2,FALSE)","v":364.1752497502498}]
[null,null,"Ja","SEE942777699660","BNA1490","EBS Kraftwerk GmbH","EBKW Knapsack",50354,"Hürth","Industriestraße 300","Nordrhein-Westfalen","2009-01-01","nicht biogener Abfall","nicht biogener Industrieabfall","Abfall","Nein","Kondensationsmaschine ohne Entnahme","Abfall","Abfall",0.33,"OPSD (2020)",33.42,29.9,{"$f":"(1-VLOOKUP(S503,Start!$H$33:$I$40,2,FALSE)/100)*W503","v":25.414999999999999},{"$f":"VLOOKUP(R503,Start!$C$9:$D$15,2,FALSE)+VLOOKUP(R503,Start!$C$23:$D$29,2,FALSE)","v":0},{"$f":"(Y503/T503)+Start!$D$19*(VLOOKUP(R503,Start!$M$33:$N$39,2,FALSE)/T503)+VLOOKUP(S503,Start!$C$33:$D$40,2,FALSE)","v":1}]
[null,null,"Ja","SEE942845579245","BNA0111","Stadtwerke Bochum Holding GmbH","KWK Hiltrop",44805,"Bochum","In der Grume 5","Nordrhein-Westfalen","1975-08-20","Erdgas","Erdgas, Erdölgas","Erdgas","Ja","Gasturbinen mit nachgeschalteter Dampfturbine","Erdgas","GuD",0.39929999999999999,"OPSD (2020)",45,43.411999999999999,{"$f":"(1-VLOOKUP(S504,Start!$H$33:$I$40,2,FALSE)/100)*W504","v":37.768439999999998},{"$f":"VLOOKUP(R504,Start!$C$9:$D$15,2,FALSE)+VLOOKUP(R504,Start!$C$23:$D$29,2,FALSE)","v":128.9},{"$f":"(Y504/T504)+Start!$D$19*(VLOOKUP(R504,Start!$M$33:$N$39,2,FALSE)/T504)+VLOOKUP(S504,Start!$C$33:$D$40,2,FALSE)","v":365.17435512146261}]
[null,null,"Ja","SEE942954514045",null,"Merck KGaA","DA_BHKW_01",64293,"Darmstadt","Frankfurter Straße 250","Hessen","2014-07-11","Erdgas","Erdgas, Erdölgas","Erdgas","Ja","Verbrennungsmotor","Erdgas","GuD",0.4,"eigene Annahme",3.12,3.04,{"$f":"(1-VLOOKUP(S505,Start!$H$33:$I$40,2,FALSE)/100)*W505","v":2.6448},{"$f":"VLOOKUP(R505,Start!$C$9:$D$15,2,FALSE)+VLOOKUP(R505,Start!$C$23:$D$29,2,FALSE)","v":128.9},{"$f":"(Y505/T505)+Start!$D$19*(VLOOKUP(R505,Start!$M$33:$N$39,2,FALSE)/T505)+VLOOKUP(S505,Start!$C$33:$D$40,2,FALSE)","v":364.53792499999997}]
[null,null,"Ja","SEE942956157011","BNA1867","AVG Abfallentsorgungs- und Verwertungsgesellschaft Köln mbH","Turbosatz 2",50735,"Köln","Geestemünder Str. 23","Nordrhein-Westfalen","2017-05-30","nicht biogener Abfall","","Abfall","Nein","Kondensationsmaschine ohne Entnahme","Abfall","Abfall",0.33,"OPSD (2020)",31.76,18,{"$f":"(1-VLOOKUP(S506,Start!$H$33:$I$40,2,FALSE)/100)*W506","v":15.299999999999999},{"$f":"VLOOKUP(R506,Start!$C$9:$D$15,2,FALSE)+VLOOKUP(R506,Start!$C$23:$D$29,2,FALSE)","v":0},{"$f":"(Y506/T506)+Start!$D$19*(VLOOKUP(R506,Start!$M$33:$N$39,2,FALSE)/T506)+VLOOKUP(S506,Start!$C$33:$D$40,2,FALSE)","v":1}]
[null,null,"Ja","SEE942982288260","BNA0442","Mark-E Aktiengesellschaft","Cuno Heizkraftwerk Herdecke H6",58313,"Herdecke","Wetterstraße 111","Nordrhein-Westfalen","2007-10-01","Erdgas","Erdgas, Erdölgas","Erdgas","Nein","Gasturbinen mit nachgeschalteter Dampfturbine","Erdgas","GuD",0.59,"OPSD (2020)",432,417,{"$f":"(1-VLOOKUP(S507,Start!$H$33:$I$40,2,FALSE)/100)*W507","v":362.79},{"$f":"VLOOKUP(R507,Start!$C$9:$D$15,2,FALSE)+VLOOKUP(R507,Start!$C$23:$D$29,2,FALSE)","v":128.9},{"$f":"(Y507/T507)+Start!$D$19*(VLOOKUP(R507,Start!$M$33:$N$39,2,FALSE)/T507)+VLOOKUP(S507,Start!$C$33:$D$40,2,FALSE)","v":247.62740677966104}]
[null,null,"Ja","SEE943007353727",null,"Airbus Operations","BHKW 1 Hamburg",21129,"Hamburg","Kreetslag 10","Hamburg","2016-07-11","Erdgas","Erdgas, Erdölgas","Erdgas","Ja","Verbrennungsmotor","Erdgas","GuD",0.4,"eigene Annahme",1.9990000000000001,1.97,{"$f":"(1-VLOOKUP(S508,Start!$H$33:$I$40,2,FALSE)/100)*W508","v":1.7139},{"$f":"VLOOKUP(R508,Start!$C$9:$D$15,2,FALSE)+VLOOKUP(R508,Start!$C$23:$D$29,2,FALSE)","v":128.9},{"$f":"(Y508/T508)+Start!$D$19*(VLOOKUP(R508,Start!$M$33:$N$39,2,FALSE)/T508)+VLOOKUP(S508,Start!$C$33:$D$40,2,FALSE)","v":364.53792499999997}]
[null,null,"Ja","SEE943109996648",null,"BMW AG Niederlassung Stuttgart","BMW Landshut KWK 4",84030,"Landshut","Neidenburger Straße 13","Bayern","2018-07-08","Erdgas","Erdgas, Erdölgas","Erdgas","Ja","Verbrennungsmotor","Erdgas","GuD",0.4,"eigene Annahme",4.5,4.3,{"$f":"(1-VLOOKUP(S509,Start!$H$33:$I$40,2,FALSE)/100)*W509","v":3.7409999999999997},{"$f":"VLOOKUP(R509,Start!$C$9:$D$15,2,FALSE)+VLOOKUP(R509,Start!$C$23:$D$29,2,FALSE)","v":128.9},{"$f":"(Y509/T509)+Start!$D$19*(VLOOKUP(R509,Start!$M$33:$N$39,2,FALSE)/T509)+VLOOKUP(S509,Start!$C$33:$D$40,2,FALSE)","v":364.53792499999997}]
[null,null,"Ja","SEE943163469652",null,"Stadtwerke Frankfurt (Oder) GmbH","BHKW-Süd",15236,"Frankfurt","Am Hohen Feld 0,125","Brandenburg","2015-04-28","Erdgas","Erdgas, Erdölgas","Erdgas","Ja","Verbrennungsmotor","Erdgas","GuD",0.4,"eigene Annahme",1.9990000000000001,1.95,{"$f":"(1-VLOOKUP(S510,Start!$H$33:$I$40,2,FALSE)/100)*W510","v":1.6964999999999999},{"$f":"VLOOKUP(R510,Start!$C$9:$D$15,2,FALSE)+VLOOKUP(R510,Start!$C$23:$D$29,2,FALSE)","v":128.9},{"$f":"(Y510/T510)+Start!$D$19*(VLOOKUP(R510,Start!$M$33:$N$39,2,FALSE)/T510)+VLOOKUP(S510,Start!$C$33:$D$40,2,FALSE)","v":364.53792499999997}]
[null,null,"Ja","SEE943210695102",null,"Volkswagen AG","DT30 GuD Süd Wolfsburg",38440,"Wolfsburg","Berliner Ring 2","Niedersachsen","2021-12-27","Wärme","Prozessdampf","Wärme","Ja","Gegendruckmaschine mit Entnahme","Sonstige","Sonstige",0.4,"eigene Annahme",37,36.200000000000003,{"$f":"(1-VLOOKUP(S511,Start!$H$33:$I$40,2,FALSE)/100)*W511","v":30.770000000000003},{"$f":"VLOOKUP(R511,Start!$C$9:$D$15,2,FALSE)+VLOOKUP(R511,Start!$C$23:$D$29,2,FALSE)","v":58.47},{"$f":"(Y511/T511)+Start!$D$19*(VLOOKUP(R511,Start!$M$33:$N$39,2,FALSE)/T511)+VLOOKUP(S511,Start!$C$33:$D$40,2,FALSE)","v":190.60094999999998}]
[null,null,"Ja","SEE943297204990","BNA1464","ZF Friedrichshafen AG","ZF-SBR-GuD-Heizkraftwerk",66117,"Saarbrücken","Untertürkheimer Straße ","Saarland","2012-03-29","Erdgas","Erdgas, Erdölgas","Erdgas","Ja","Gasturbinen mit nachgeschalteter Dampfturbine","Erdgas","GuD",0.3982,"OPSD (2020)",39.029199999999996,38.610199999999999,{"$f":"(1-VLOOKUP(S512,Start!$H$33:$I$40,2,FALSE)/100)*W512","v":33.590873999999999},{"$f":"VLOOKUP(R512,Start!$C$9:$D$15,2,FALSE)+VLOOKUP(R512,Start!$C$23:$D$29,2,FALSE)","v":128.9},{"$f":"(Y512/T512)+Start!$D$19*(VLOOKUP(R512,Start!$M$33:$N$39,2,FALSE)/T512)+VLOOKUP(S512,Start!$C$33:$D$40,2,FALSE)","v":366.17898041185339}]
[null,null,"Ja","SEE943309807898","BNA0615","BASF SE","GuD Süd DT",67063,"Ludwigshafen","Carl-Bosch-Straße 38","Rheinland-Pfalz","1997-07-14","Wärme","Prozessdampf","Erdgas","Ja","Gasturbinen mit nachgeschalteter Dampfturbine","Erdgas","GuD",0.52649999999999997,"OPSD (2020)",72,71.5,{"$f":"(1-VLOOKUP(S513,Start!$H$33:$I$40,2,FALSE)/100)*W513","v":62.204999999999998},{"$f":"VLOOKUP(R513,Start!$C$9:$D$15,2,FALSE)+VLOOKUP(R513,Start!$C$23:$D$29,2,FALSE)","v":128.9},{"$f":"(Y513/T513)+Start!$D$19*(VLOOKUP(R513,Start!$M$33:$N$39,2,FALSE)/T513)+VLOOKUP(S513,Start!$C$33:$D$40,2,FALSE)","v":277.3122886989554}]
[null,null,"Ja","SEE943427876363","BNA0849","EnBW Energie Baden-Württemberg AG","Kraftwerk Rostock Block A",18147,"Rostock","Am Kühlturm 1","Mecklenburg-Vorpommern","1994-10-01","Steinkohle","Steinkohlen","Steinkohle","Ja","Kondensationsmaschine mit Entnahme","Steinkohle","Steinkohle",0.432,"OPSD (2020)",553,514,{"$f":"(1-VLOOKUP(S514,Start!$H$33:$I$40,2,FALSE)/100)*W514","v":411.20000000000005},{"$f":"VLOOKUP(R514,Start!$C$9:$D$15,2,FALSE)+VLOOKUP(R514,Start!$C$23:$D$29,2,FALSE)","v":42.45},{"$f":"(Y514/T514)+Start!$D$19*(VLOOKUP(R514,Start!$M$33:$N$39,2,FALSE)/T514)+VLOOKUP(S514,Start!$C$33:$D$40,2,FALSE)","v":162.88400462962966}]
[null,null,"Ja","SEE943548208159","BNA1295","AVA Abfallverwertung Augsburg Kommunalunternehmen","AHKW ND Turbine",86167,"Augsburg","Am Mittleren Moos 60","Bayern","1994-09-16","nicht biogener Abfall","nicht biogener Abfall (Hausmüll, Siedlungsabfälle)","Abfall","Ja","Sonstige","Abfall","Abfall",0.33,"OPSD (2020)",9.4770000000000003,6.72,{"$f":"(1-VLOOKUP(S515,Start!$H$33:$I$40,2,FALSE)/100)*W515","v":5.7119999999999997},{"$f":"VLOOKUP(R515,Start!$C$9:$D$15,2,FALSE)+VLOOKUP(R515,Start!$C$23:$D$29,2,FALSE)","v":0},{"$f":"(Y515/T515)+Start!$D$19*(VLOOKUP(R515,Start!$M$33:$N$39,2,FALSE)/T515)+VLOOKUP(S515,Start!$C$33:$D$40,2,FALSE)","v":1}]
[null,null,"Ja","SEE943668244310","BNA1327a","Flughafen München GmbH","BHKW 1 - AGG4",85356,"München-Flughafen","Nordallee 18","Bayern","1992-05-08","Mineralölprodukte","Heizöl, leicht","Mineralölprodukte","Ja","Verbrennungsmotor","Öl","Öl",0.37619999999999998,"OPSD (2020)",1.58,1.52,{"$f":"(1-VLOOKUP(S516,Start!$H$33:$I$40,2,FALSE)/100)*W516","v":1.292},{"$f":"VLOOKUP(R516,Start!$C$9:$D$15,2,FALSE)+VLOOKUP(R516,Start!$C$23:$D$29,2,FALSE)","v":58.769999999999996},{"$f":"(Y516/T516)+Start!$D$19*(VLOOKUP(R516,Start!$M$33:$N$39,2,FALSE)/T516)+VLOOKUP(S516,Start!$C$33:$D$40,2,FALSE)","v":217.63370547581076}]
[null,null,"Ja","SEE943682372433","BNA1506","Nordzucker, Werk Klein Wanzleben","Gasturbine 2",39164,"Wanzleben-Börde","Magdeburger Landstraße 1","Sachsen-Anhalt","2007-08-27","Erdgas","Erdgas, Erdölgas","Erdgas","Ja","Gasturbinen mit Abhitzekessel","Erdgas","GuD",0.37840000000000001,"OPSD (2020)",5.67,5.63,{"$f":"(1-VLOOKUP(S517,Start!$H$33:$I$40,2,FALSE)/100)*W517","v":4.8980999999999995},{"$f":"VLOOKUP(R517,Start!$C$9:$D$15,2,FALSE)+VLOOKUP(R517,Start!$C$23:$D$29,2,FALSE)","v":128.9},{"$f":"(Y517/T517)+Start!$D$19*(VLOOKUP(R517,Start!$M$33:$N$39,2,FALSE)/T517)+VLOOKUP(S517,Start!$C$33:$D$40,2,FALSE)","v":385.26102008456661}]
[null,null,"Ja","SEE943690268513","BNA0263","PreussenElektra","Isar 2",84051,"Essenbach","Dammstraße ","Bayern","1988-01-22","Kernenergie","","Kernenergie","Nein","Druckwasserreaktor","Kernenergie","Kernenergie",0.33,"OPSD (2020)",1485,1410,{"$f":"(1-VLOOKUP(S518,Start!$H$33:$I$40,2,FALSE)/100)*W518","v":1311.3},{"$f":"VLOOKUP(R518,Start!$C$9:$D$15,2,FALSE)+VLOOKUP(R518,Start!$C$23:$D$29,2,FALSE)","v":5.5},{"$f":"(Y518/T518)+Start!$D$19*(VLOOKUP(R518,Start!$M$33:$N$39,2,FALSE)/T518)+VLOOKUP(S518,Start!$C$33:$D$40,2,FALSE)","v":17.866666666666664}]
[null,null,"Ja","SEE943750140889","BNA0894e","PCK Raffinerie GmbH","4MKA",16303,"Schwedt","Passower Chaussee 111","Brandenburg","2011-09-04","Mineralölprodukte","Andere Mineralölprodukte","Mineralölprodukte","Nein","Kondensationsmaschine ohne Entnahme","Öl","Öl",0.39710000000000001,"OPSD (2020)",63,59,{"$f":"(1-VLOOKUP(S519,Start!$H$33:$I$40,2,FALSE)/100)*W519","v":50.15},{"$f":"VLOOKUP(R519,Start!$C$9:$D$15,2,FALSE)+VLOOKUP(R519,Start!$C$23:$D$29,2,FALSE)","v":58.769999999999996},{"$f":"(Y519/T519)+Start!$D$19*(VLOOKUP(R519,Start!$M$33:$N$39,2,FALSE)/T519)+VLOOKUP(S519,Start!$C$33:$D$40,2,FALSE)","v":206.23193150339964}]
[null,null,"Ja","SEE943764365964","BNA0997","STEAG Gasmotoren Fenne 3 GmbH","Gasmotor 6 Mod.",66333,"Völklingen","Saarbrücker Straße 135-137","Saarland","2021-11-05","Erdgas","Erdgas, Erdölgas","Erdgas","Ja","Verbrennungsmotor","Erdgas","GuD",0.45,"https://www.steag.com/de/leistungen/konventionelle-energieerzeugung",3.3519999999999999,3.2509999999999999,{"$f":"(1-VLOOKUP(S520,Start!$H$33:$I$40,2,FALSE)/100)*W520","v":2.8283700000000001},{"$f":"VLOOKUP(R520,Start!$C$9:$D$15,2,FALSE)+VLOOKUP(R520,Start!$C$23:$D$29,2,FALSE)","v":128.9},{"$f":"(Y520/T520)+Start!$D$19*(VLOOKUP(R520,Start!$M$33:$N$39,2,FALSE)/T520)+VLOOKUP(S520,Start!$C$33:$D$40,2,FALSE)","v":324.20037777777782}]
[null,null,"Ja","SEE943766131437","BNA0895","GKS-Gemeinschaftskraftwerk Schweinfurt GmbH","Turbine 1",97424,"Schweinfurt","Hafenstraße 30","Bayern","1990-06-01","Steinkohle","Steinkohlen","Steinkohle","Ja","Kondensationsmaschine mit Entnahme","Steinkohle","Steinkohle",0.33,"OPSD (2020)",16.8,14.2,{"$f":"(1-VLOOKUP(S521,Start!$H$33:$I$40,2,FALSE)/100)*W521","v":11.36},{"$f":"VLOOKUP(R521,Start!$C$9:$D$15,2,FALSE)+VLOOKUP(R521,Start!$C$23:$D$29,2,FALSE)","v":42.45},{"$f":"(Y521/T521)+Start!$D$19*(VLOOKUP(R521,Start!$M$33:$N$39,2,FALSE)/T521)+VLOOKUP(S521,Start!$C$33:$D$40,2,FALSE)","v":212.82815151515152}]
[null,null,"Ja","SEE943841929270","BNA1295","AVA Abfallverwertung Augsburg Kommunalunternehmen","AHKW HD Turbine",86167,"Augsburg","Am Mittleren Moos 60","Bayern","1994-09-16","nicht biogener Abfall","nicht biogener Abfall (Hausmüll, Siedlungsabfälle)","Abfall","Ja","Sonstige","Abfall","Abfall",0.33,"OPSD (2020)",8.2200000000000006,7.97,{"$f":"(1-VLOOKUP(S522,Start!$H$33:$I$40,2,FALSE)/100)*W522","v":6.7744999999999997},{"$f":"VLOOKUP(R522,Start!$C$9:$D$15,2,FALSE)+VLOOKUP(R522,Start!$C$23:$D$29,2,FALSE)","v":0},{"$f":"(Y522/T522)+Start!$D$19*(VLOOKUP(R522,Start!$M$33:$N$39,2,FALSE)/T522)+VLOOKUP(S522,Start!$C$33:$D$40,2,FALSE)","v":1}]
[null,null,"Ja","SEE943952259648",null,"Boehringer Ingelheim Pharma GmbH&Co.KG","Boehringer Ingelheim - J41 - GT12/AK12",88400,"Biberach","Birkendorfer Straße 65","Baden-Württemberg","1989-11-24","Erdgas","Erdgas, Erdölgas","Erdgas","Ja","Gasturbinen mit Abhitzekessel","Erdgas","GuD",0.38,"eigene Annahme",5.4,4.2229999999999999,{"$f":"(1-VLOOKUP(S523,Start!$H$33:$I$40,2,FALSE)/100)*W523","v":3.67401},{"$f":"VLOOKUP(R523,Start!$C$9:$D$15,2,FALSE)+VLOOKUP(R523,Start!$C$23:$D$29,2,FALSE)","v":128.9},{"$f":"(Y523/T523)+Start!$D$19*(VLOOKUP(R523,Start!$M$33:$N$39,2,FALSE)/T523)+VLOOKUP(S523,Start!$C$33:$D$40,2,FALSE)","v":383.64518421052634}]
[null,null,"Ja","SEE944095305490","BNA1087","Stadtwerke Würzburg AG","Heizkraftwerk an der Friedensbrücke GasturbineII",97080,"Würzburg","Veitshöchheimer Straße 1","Bayern","2009-02-13","Erdgas","Erdgas, Erdölgas","Erdgas","Ja","Gasturbinen mit Abhitzekessel","Erdgas","GuD",0.5,"OPSD (2020)",30.5,30,{"$f":"(1-VLOOKUP(S524,Start!$H$33:$I$40,2,FALSE)/100)*W524","v":26.1},{"$f":"VLOOKUP(R524,Start!$C$9:$D$15,2,FALSE)+VLOOKUP(R524,Start!$C$23:$D$29,2,FALSE)","v":128.9},{"$f":"(Y524/T524)+Start!$D$19*(VLOOKUP(R524,Start!$M$33:$N$39,2,FALSE)/T524)+VLOOKUP(S524,Start!$C$33:$D$40,2,FALSE)","v":291.93034}]
[null,null,"Ja","SEE944111876263","BNA0237","Progroup Power 1 GmbH","PPO1 - Eisenhüttenstadt",15890,"Eisenhüttenstadt","Oderlandstraße 109","Brandenburg","2009-10-19","nicht biogener Abfall","nicht biogener Industrieabfall","Abfall","Ja","Sonstige","Abfall","Abfall",0.33,"OPSD (2020)",32,32,{"$f":"(1-VLOOKUP(S525,Start!$H$33:$I$40,2,FALSE)/100)*W525","v":27.2},{"$f":"VLOOKUP(R525,Start!$C$9:$D$15,2,FALSE)+VLOOKUP(R525,Start!$C$23:$D$29,2,FALSE)","v":0},{"$f":"(Y525/T525)+Start!$D$19*(VLOOKUP(R525,Start!$M$33:$N$39,2,FALSE)/T525)+VLOOKUP(S525,Start!$C$33:$D$40,2,FALSE)","v":1}]
[null,null,"Ja","SEE944122961347","BNA0615","BASF SE","GuD Süd GT1",67063,"Ludwigshafen","Carl-Bosch-Straße 38","Rheinland-Pfalz","1997-07-14","Erdgas","Erdgas, Erdölgas","Erdgas","Ja","Gasturbinen mit nachgeschalteter Dampfturbine","Erdgas","GuD",0.52649999999999997,"OPSD (2020)",175,173,{"$f":"(1-VLOOKUP(S526,Start!$H$33:$I$40,2,FALSE)/100)*W526","v":150.51},{"$f":"VLOOKUP(R526,Start!$C$9:$D$15,2,FALSE)+VLOOKUP(R526,Start!$C$23:$D$29,2,FALSE)","v":128.9},{"$f":"(Y526/T526)+Start!$D$19*(VLOOKUP(R526,Start!$M$33:$N$39,2,FALSE)/T526)+VLOOKUP(S526,Start!$C$33:$D$40,2,FALSE)","v":277.3122886989554}]
[null,null,"Ja","SEE944148486770","BNA1870","ORION Engineered Carbons GmbH","Generator 4",50997,"Köln","Harry-Kloepfer-Str. 1","Nordrhein-Westfalen","2017-12-21","andere Gase","Andere Gase","Sonstige Energieträger (nicht erneuerbar)","Ja","Kondensationsmaschine mit Entnahme","Erdgas","GuD",0.34100000000000003,"Annahme basierend auf DIW (2014)",22.77,22,{"$f":"(1-VLOOKUP(S527,Start!$H$33:$I$40,2,FALSE)/100)*W527","v":19.14},{"$f":"VLOOKUP(R527,Start!$C$9:$D$15,2,FALSE)+VLOOKUP(R527,Start!$C$23:$D$29,2,FALSE)","v":128.9},{"$f":"(Y527/T527)+Start!$D$19*(VLOOKUP(R527,Start!$M$33:$N$39,2,FALSE)/T527)+VLOOKUP(S527,Start!$C$33:$D$40,2,FALSE)","v":427.35093841642231}]
[null,null,"Ja","SEE944335479066",null,"Südzucker AG","Dampfturbine II Südzucker Plattling",94447,"Plattling","Dr.-Ludwig-Kayser-Straße 1","Bayern","1962-07-09","Wärme","Prozessdampf","Wärme","Ja","Gegendruckmaschine ohne Entnahme","Sonstige","Sonstige",0.33,"eigene Annahme",7.1,6.7895000000000003,{"$f":"(1-VLOOKUP(S528,Start!$H$33:$I$40,2,FALSE)/100)*W528","v":5.7710749999999997},{"$f":"VLOOKUP(R528,Start!$C$9:$D$15,2,FALSE)+VLOOKUP(R528,Start!$C$23:$D$29,2,FALSE)","v":58.47},{"$f":"(Y528/T528)+Start!$D$19*(VLOOKUP(R528,Start!$M$33:$N$39,2,FALSE)/T528)+VLOOKUP(S528,Start!$C$33:$D$40,2,FALSE)","v":230.8193333333333}]
[null,null,"Ja","SEE944429192826","BNA1119","Zweckverband Abfallverwertung Südostbayern","SEE944429192826 (MHKW Burgkirchen (Müllverbrennung))",84508,"Burgkirchen","Bruck 110","Bayern","1994-01-28","nicht biogener Abfall","nicht biogener Abfall (Hausmüll, Siedlungsabfälle)","Abfall","Nein","Kondensationsmaschine mit Entnahme","Abfall","Abfall",0.33,"OPSD (2020)",16.600000000000001,12.8,{"$f":"(1-VLOOKUP(S529,Start!$H$33:$I$40,2,FALSE)/100)*W529","v":10.88},{"$f":"VLOOKUP(R529,Start!$C$9:$D$15,2,FALSE)+VLOOKUP(R529,Start!$C$23:$D$29,2,FALSE)","v":0},{"$f":"(Y529/T529)+Start!$D$19*(VLOOKUP(R529,Start!$M$33:$N$39,2,FALSE)/T529)+VLOOKUP(S529,Start!$C$33:$D$40,2,FALSE)","v":1}]
[null,null,"Ja","SEE944567587799","BNA0607","Kernkraftwerk Lippe-Ems GmbH","Emsland A",49811,"Lingen","Am Hilgenberg 2","Niedersachsen","1988-06-20","Kernenergie","","Kernenergie","Nein","","Kernenergie","Kernenergie",0.34499999999999997,"OPSD (2020)",1406,1336,{"$f":"(1-VLOOKUP(S530,Start!$H$33:$I$40,2,FALSE)/100)*W530","v":1242.48},{"$f":"VLOOKUP(R530,Start!$C$9:$D$15,2,FALSE)+VLOOKUP(R530,Start!$C$23:$D$29,2,FALSE)","v":5.5},{"$f":"(Y530/T530)+Start!$D$19*(VLOOKUP(R530,Start!$M$33:$N$39,2,FALSE)/T530)+VLOOKUP(S530,Start!$C$33:$D$40,2,FALSE)","v":17.142028985507249}]
[null,null,"Ja","SEE944861777810",null,"HanseWerk Natur GmbH","99000649 Reichsbahnstr. Erdgas-BHKW 2",22525,"Hamburg","Reichsbahnstraße 99","Hamburg","2017-11-29","Erdgas","Erdgas, Erdölgas","Erdgas","Ja","Verbrennungsmotor","Erdgas","GuD",0.4,"eigene Annahme",2,1.982,{"$f":"(1-VLOOKUP(S531,Start!$H$33:$I$40,2,FALSE)/100)*W531","v":1.72434},{"$f":"VLOOKUP(R531,Start!$C$9:$D$15,2,FALSE)+VLOOKUP(R531,Start!$C$23:$D$29,2,FALSE)","v":128.9},{"$f":"(Y531/T531)+Start!$D$19*(VLOOKUP(R531,Start!$M$33:$N$39,2,FALSE)/T531)+VLOOKUP(S531,Start!$C$33:$D$40,2,FALSE)","v":364.53792499999997}]
[null,null,"Ja","SEE944995057840","BNA1329","Kübler & Niethammer Papierfabrik Kriebstein GmbH","Gasturbine",9648,"Kriebstein","Bauhofstraße 1","Sachsen","1993-04-08","Erdgas","Erdgas, Erdölgas","Erdgas","Ja","Gasturbinen mit nachgeschalteter Dampfturbine","Erdgas","GuD",0.50849999999999995,"OPSD (2020)",10,9.8000000000000007,{"$f":"(1-VLOOKUP(S532,Start!$H$33:$I$40,2,FALSE)/100)*W532","v":8.5259999999999998},{"$f":"VLOOKUP(R532,Start!$C$9:$D$15,2,FALSE)+VLOOKUP(R532,Start!$C$23:$D$29,2,FALSE)","v":128.9},{"$f":"(Y532/T532)+Start!$D$19*(VLOOKUP(R532,Start!$M$33:$N$39,2,FALSE)/T532)+VLOOKUP(S532,Start!$C$33:$D$40,2,FALSE)","v":287.07555555555564}]
[null,null,"Ja","SEE945038569870","BNA0232c","Sappi Ehingen GmbH","Turbinengenerator4-SiemensT5471",89584,"Ehingen","Biberacher Straße 73","Baden-Württemberg","1977-07-01","Erdgas","Erdgas, Erdölgas","Erdgas","Ja","Gegendruckmaschine ohne Entnahme","Erdgas","GuD",0.35970000000000002,"OPSD (2020)",4.7249999999999996,3.4,{"$f":"(1-VLOOKUP(S533,Start!$H$33:$I$40,2,FALSE)/100)*W533","v":2.9579999999999997},{"$f":"VLOOKUP(R533,Start!$C$9:$D$15,2,FALSE)+VLOOKUP(R533,Start!$C$23:$D$29,2,FALSE)","v":128.9},{"$f":"(Y533/T533)+Start!$D$19*(VLOOKUP(R533,Start!$M$33:$N$39,2,FALSE)/T533)+VLOOKUP(S533,Start!$C$33:$D$40,2,FALSE)","v":405.21189880455933}]
[null,null,"Ja","SEE945071514516","BNA1165","Pfeifer & Langen GmbH ＆ Co. KG","Appeldorn Generator 2",47546,"Kalkar","Reeser Straße 280 - 300","Nordrhein-Westfalen","1979-08-30","Erdgas","Erdgas, Erdölgas","Erdgas","Ja","Gegendruckmaschine ohne Entnahme","Erdgas","GuD",0.38719999999999999,"OPSD (2020)",6.12,5.718,{"$f":"(1-VLOOKUP(S534,Start!$H$33:$I$40,2,FALSE)/100)*W534","v":4.9746600000000001},{"$f":"VLOOKUP(R534,Start!$C$9:$D$15,2,FALSE)+VLOOKUP(R534,Start!$C$23:$D$29,2,FALSE)","v":128.9},{"$f":"(Y534/T534)+Start!$D$19*(VLOOKUP(R534,Start!$M$33:$N$39,2,FALSE)/T534)+VLOOKUP(S534,Start!$C$33:$D$40,2,FALSE)","v":376.53917871900831}]
[null,null,"Ja","SEE945093389369","BNA1676","Evonik Operations GmbH","Kraftwerk IV, GT 421",45772,"Marl","Paul-Baumann-Straße 1","Nordrhein-Westfalen","2016-02-13","Erdgas","Erdgas, Erdölgas","Erdgas","Ja","Gasturbinen mit nachgeschalteter Dampfturbine","Erdgas","GuD",0.40260000000000001,"OPSD (2020)",47.99,47,{"$f":"(1-VLOOKUP(S535,Start!$H$33:$I$40,2,FALSE)/100)*W535","v":40.89},{"$f":"VLOOKUP(R535,Start!$C$9:$D$15,2,FALSE)+VLOOKUP(R535,Start!$C$23:$D$29,2,FALSE)","v":128.9},{"$f":"(Y535/T535)+Start!$D$19*(VLOOKUP(R535,Start!$M$33:$N$39,2,FALSE)/T535)+VLOOKUP(S535,Start!$C$33:$D$40,2,FALSE)","v":362.19341778440139}]
[null,null,"Ja","SEE945150729886","BNA1154","AGR Abfallentsorgungs-Gesellschaft Ruhrgebiet mbH","RZR I Turbine1",45699,"Herten","Im Emscherbruch 11","Nordrhein-Westfalen","1981-01-01","nicht biogener Abfall","nicht biogener Abfall (Hausmüll, Siedlungsabfälle)","Abfall","Nein","Kondensationsmaschine mit Entnahme","Abfall","Abfall",0.33,"OPSD (2020)",14.9,14.88,{"$f":"(1-VLOOKUP(S536,Start!$H$33:$I$40,2,FALSE)/100)*W536","v":12.648},{"$f":"VLOOKUP(R536,Start!$C$9:$D$15,2,FALSE)+VLOOKUP(R536,Start!$C$23:$D$29,2,FALSE)","v":0},{"$f":"(Y536/T536)+Start!$D$19*(VLOOKUP(R536,Start!$M$33:$N$39,2,FALSE)/T536)+VLOOKUP(S536,Start!$C$33:$D$40,2,FALSE)","v":1}]
[null,null,"Ja","SEE945217244789",null,"SWM Services GmbH","SWM HKW Freimann GT11",80807,"München","Frankfurter Ring 181","Bayern","2021-01-01","Erdgas","Erdgas, Erdölgas","Erdgas","Ja","Gasturbinen mit Abhitzekessel","Erdgas","GuD",0.4,"eigene Annahme",51.08,50.88,{"$f":"(1-VLOOKUP(S537,Start!$H$33:$I$40,2,FALSE)/100)*W537","v":44.265599999999999},{"$f":"VLOOKUP(R537,Start!$C$9:$D$15,2,FALSE)+VLOOKUP(R537,Start!$C$23:$D$29,2,FALSE)","v":128.9},{"$f":"(Y537/T537)+Start!$D$19*(VLOOKUP(R537,Start!$M$33:$N$39,2,FALSE)/T537)+VLOOKUP(S537,Start!$C$33:$D$40,2,FALSE)","v":364.53792499999997}]
[null,null,"Ja","SEE945237549437",null,"Stadtwerke Tübingen GmbH","HK Brunnenstraße, Gasturbine 2",72074,"Tübingen","Brunnenstraße 15","Baden-Württemberg","1996-12-19","Erdgas","Erdgas, Erdölgas","Erdgas","Ja","Gasturbinen mit Abhitzekessel","Erdgas","GuD",0.38,"eigene Annahme",4.6870000000000003,4.6120000000000001,{"$f":"(1-VLOOKUP(S538,Start!$H$33:$I$40,2,FALSE)/100)*W538","v":4.0124399999999998},{"$f":"VLOOKUP(R538,Start!$C$9:$D$15,2,FALSE)+VLOOKUP(R538,Start!$C$23:$D$29,2,FALSE)","v":128.9},{"$f":"(Y538/T538)+Start!$D$19*(VLOOKUP(R538,Start!$M$33:$N$39,2,FALSE)/T538)+VLOOKUP(S538,Start!$C$33:$D$40,2,FALSE)","v":383.64518421052634}]
[null,null,"Ja","SEE945332437417","BNA1327a","Flughafen München GmbH","BHKW 1 - AGG2",85356,"München-Flughafen","Nordallee 18","Bayern","1992-05-08","Mineralölprodukte","Heizöl, leicht","Mineralölprodukte","Ja","Verbrennungsmotor","Öl","Öl",0.37619999999999998,"OPSD (2020)",1.58,1.52,{"$f":"(1-VLOOKUP(S539,Start!$H$33:$I$40,2,FALSE)/100)*W539","v":1.292},{"$f":"VLOOKUP(R539,Start!$C$9:$D$15,2,FALSE)+VLOOKUP(R539,Start!$C$23:$D$29,2,FALSE)","v":58.769999999999996},{"$f":"(Y539/T539)+Start!$D$19*(VLOOKUP(R539,Start!$M$33:$N$39,2,FALSE)/T539)+VLOOKUP(S539,Start!$C$33:$D$40,2,FALSE)","v":217.63370547581076}]
[null,null,"Ja","SEE945401341942","BNA1948","Kraftwerke Mainz-Wiesbaden AG","BHKW KW5 56",55120,"Mainz","Kraftwerkallee 1","Rheinland-Pfalz","2020-12-23","Erdgas","Erdgas, Erdölgas","Erdgas","Ja","Verbrennungsmotor","Erdgas","GuD",0.45,"https://www.kmw-ag.de/anlagen/blockheizkraftwerk/",10.02,9.93,{"$f":"(1-VLOOKUP(S540,Start!$H$33:$I$40,2,FALSE)/100)*W540","v":8.6390999999999991},{"$f":"VLOOKUP(R540,Start!$C$9:$D$15,2,FALSE)+VLOOKUP(R540,Start!$C$23:$D$29,2,FALSE)","v":128.9},{"$f":"(Y540/T540)+Start!$D$19*(VLOOKUP(R540,Start!$M$33:$N$39,2,FALSE)/T540)+VLOOKUP(S540,Start!$C$33:$D$40,2,FALSE)","v":324.20037777777782}]
[null,null,"Ja","SEE945436960576","BNA1492a","Papierfabrik Adolf Jass GmbH & Co. KG","GT1",36039,"Fulda","Hermann-Muth-Straße 6","Hessen","2012-09-01","Erdgas","Erdgas, Erdölgas","Erdgas","Ja","Gasturbinen mit Abhitzekessel","Erdgas","GuD",0.3982,"OPSD (2020)",7.2,7.15,{"$f":"(1-VLOOKUP(S541,Start!$H$33:$I$40,2,FALSE)/100)*W541","v":6.2205000000000004},{"$f":"VLOOKUP(R541,Start!$C$9:$D$15,2,FALSE)+VLOOKUP(R541,Start!$C$23:$D$29,2,FALSE)","v":128.9},{"$f":"(Y541/T541)+Start!$D$19*(VLOOKUP(R541,Start!$M$33:$N$39,2,FALSE)/T541)+VLOOKUP(S541,Start!$C$33:$D$40,2,FALSE)","v":366.17898041185339}]
[null,null,"Ja","SEE945462188876","BNA0600b","Currenta GmbH & Co. OHG","LEV KWG G19",51373,"Leverkusen","Kaiser-Wilhelm-Allee 80","Nordrhein-Westfalen","1971-09-10","Erdgas","Erdgas, Erdölgas","Erdgas","Ja","Gegendruckmaschine ohne Entnahme","Erdgas","GuD",0.33,"OPSD (2020)",29,27.47,{"$f":"(1-VLOOKUP(S542,Start!$H$33:$I$40,2,FALSE)/100)*W542","v":23.898899999999998},{"$f":"VLOOKUP(R542,Start!$C$9:$D$15,2,FALSE)+VLOOKUP(R542,Start!$C$23:$D$29,2,FALSE)","v":128.9},{"$f":"(Y542/T542)+Start!$D$19*(VLOOKUP(R542,Start!$M$33:$N$39,2,FALSE)/T542)+VLOOKUP(S542,Start!$C$33:$D$40,2,FALSE)","v":441.54596969696973}]
[null,null,"Ja","SEE945563004310","BNA0842a","Stadtwerke Rosenheim GmbH & Co. KG","GM3",83022,"Rosenheim","Färberstraße 47","Bayern","2011-08-01","Erdgas","Erdgas, Erdölgas","Erdgas","Ja","Verbrennungsmotor","Erdgas","GuD",0.45739999999999997,"OPSD (2020)",3.3519999999999999,3.2850000000000001,{"$f":"(1-VLOOKUP(S543,Start!$H$33:$I$40,2,FALSE)/100)*W543","v":2.8579500000000002},{"$f":"VLOOKUP(R543,Start!$C$9:$D$15,2,FALSE)+VLOOKUP(R543,Start!$C$23:$D$29,2,FALSE)","v":128.9},{"$f":"(Y543/T543)+Start!$D$19*(VLOOKUP(R543,Start!$M$33:$N$39,2,FALSE)/T543)+VLOOKUP(S543,Start!$C$33:$D$40,2,FALSE)","v":318.97960209881944}]
[null,null,"Ja","SEE945569399960","BNA1948","Kraftwerke Mainz-Wiesbaden AG","BHKW KW5 59",55120,"Mainz","Kraftwerkallee 1","Rheinland-Pfalz","2020-12-23","Erdgas","Erdgas, Erdölgas","Erdgas","Ja","Verbrennungsmotor","Erdgas","GuD",0.45,"https://www.kmw-ag.de/anlagen/blockheizkraftwerk/",10.02,9.93,{"$f":"(1-VLOOKUP(S544,Start!$H$33:$I$40,2,FALSE)/100)*W544","v":8.6390999999999991},{"$f":"VLOOKUP(R544,Start!$C$9:$D$15,2,FALSE)+VLOOKUP(R544,Start!$C$23:$D$29,2,FALSE)","v":128.9},{"$f":"(Y544/T544)+Start!$D$19*(VLOOKUP(R544,Start!$M$33:$N$39,2,FALSE)/T544)+VLOOKUP(S544,Start!$C$33:$D$40,2,FALSE)","v":324.20037777777782}]
[null,null,"Ja","SEE945580171361","BNA1336","Henkel AG & Co. KGaA","F13G5",40589,"Düsseldorf","Henkelstraße 67","Nordrhein-Westfalen","1980-01-01","Erdgas","Erdgas, Erdölgas","Erdgas","Ja","Gegendruckmaschine mit Entnahme","Erdgas","GuD",0.32779999999999998,"OPSD (2020)",20,18,{"$f":"(1-VLOOKUP(S545,Start!$H$33:$I$40,2,FALSE)/100)*W545","v":15.66},{"$f":"VLOOKUP(R545,Start!$C$9:$D$15,2,FALSE)+VLOOKUP(R545,Start!$C$23:$D$29,2,FALSE)","v":128.9},{"$f":"(Y545/T545)+Start!$D$19*(VLOOKUP(R545,Start!$M$33:$N$39,2,FALSE)/T545)+VLOOKUP(S545,Start!$C$33:$D$40,2,FALSE)","v":444.49929835265408}]
[null,null,"Ja","SEE945602121718","BNA1316","EkoCity","Generator B",42349,"Wuppertal","Korzert 15","Nordrhein-Westfalen","1976-01-01","nicht biogener Abfall","nicht biogener Abfall (Hausmüll, Siedlungsabfälle)","Abfall","Ja","Kondensationsmaschine mit Entnahme","Abfall","Abfall",0.33,"OPSD (2020)",20,20,{"$f":"(1-VLOOKUP(S546,Start!$H$33:$I$40,2,FALSE)/100)*W546","v":17},{"$f":"VLOOKUP(R546,Start!$C$9:$D$15,2,FALSE)+VLOOKUP(R546,Start!$C$23:$D$29,2,FALSE)","v":0},{"$f":"(Y546/T546)+Start!$D$19*(VLOOKUP(R546,Start!$M$33:$N$39,2,FALSE)/T546)+VLOOKUP(S546,Start!$C$33:$D$40,2,FALSE)","v":1}]
[null,null,"Ja","SEE945682618689","BNA0233","Model Sachsen Papier GmbH","Dampfturbine Model Sachsen Papier",4838,"Eilenburg","Am Schanzberg 1","Sachsen","1994-08-31","Erdgas","Erdgas, Erdölgas","Erdgas","Ja","Gasturbinen mit nachgeschalteter Dampfturbine","Erdgas","GuD",0.37730000000000002,"OPSD (2020)",16.62,16.206071999999999,{"$f":"(1-VLOOKUP(S547,Start!$H$33:$I$40,2,FALSE)/100)*W547","v":14.099282639999998},{"$f":"VLOOKUP(R547,Start!$C$9:$D$15,2,FALSE)+VLOOKUP(R547,Start!$C$23:$D$29,2,FALSE)","v":128.9},{"$f":"(Y547/T547)+Start!$D$19*(VLOOKUP(R547,Start!$M$33:$N$39,2,FALSE)/T547)+VLOOKUP(S547,Start!$C$33:$D$40,2,FALSE)","v":386.37985687781605}]
[null,null,"Ja","SEE945740636167","BNA1500","Nordzucker AG Werk Uelzen","Generator 1",29525,"Uelzen","An der Zuckerfabrik 1","Niedersachsen","1965-09-01","Steinkohle","Steinkohlen","Steinkohle","Ja","Gegendruckmaschine ohne Entnahme","Steinkohle","Steinkohle",0.33750000000000002,"OPSD (2020)",23,20,{"$f":"(1-VLOOKUP(S548,Start!$H$33:$I$40,2,FALSE)/100)*W548","v":16},{"$f":"VLOOKUP(R548,Start!$C$9:$D$15,2,FALSE)+VLOOKUP(R548,Start!$C$23:$D$29,2,FALSE)","v":42.45},{"$f":"(Y548/T548)+Start!$D$19*(VLOOKUP(R548,Start!$M$33:$N$39,2,FALSE)/T548)+VLOOKUP(S548,Start!$C$33:$D$40,2,FALSE)","v":208.12752592592591}]
[null,null,"Ja","SEE945807171310",null,"BMW AG Niederlassung Stuttgart","BMW Landshut KWK 2",84030,"Landshut","Ohmstraße 2","Bayern","2009-04-01","Erdgas","Erdgas, Erdölgas","Erdgas","Ja","Verbrennungsmotor","Erdgas","GuD",0.4,"eigene Annahme",1.3939999999999999,1.35,{"$f":"(1-VLOOKUP(S549,Start!$H$33:$I$40,2,FALSE)/100)*W549","v":1.1745000000000001},{"$f":"VLOOKUP(R549,Start!$C$9:$D$15,2,FALSE)+VLOOKUP(R549,Start!$C$23:$D$29,2,FALSE)","v":128.9},{"$f":"(Y549/T549)+Start!$D$19*(VLOOKUP(R549,Start!$M$33:$N$39,2,FALSE)/T549)+VLOOKUP(S549,Start!$C$33:$D$40,2,FALSE)","v":364.53792499999997}]
[null,null,"Ja","SEE945908806647","BNA0450","STEAG","Herne 4",44653,"Herne","Hertener Straße 16","Nordrhein-Westfalen","1989-07-25","Steinkohle","Steinkohlen","Steinkohle","Ja","Kondensationsmaschine mit Entnahme","Steinkohle","Steinkohle",0.4,"OPSD (2020)",511,460,{"$f":"(1-VLOOKUP(S550,Start!$H$33:$I$40,2,FALSE)/100)*W550","v":368},{"$f":"VLOOKUP(R550,Start!$C$9:$D$15,2,FALSE)+VLOOKUP(R550,Start!$C$23:$D$29,2,FALSE)","v":42.45},{"$f":"(Y550/T550)+Start!$D$19*(VLOOKUP(R550,Start!$M$33:$N$39,2,FALSE)/T550)+VLOOKUP(S550,Start!$C$33:$D$40,2,FALSE)","v":175.81072500000002}]
[null,null,"Ja","SEE945933440847",null,"3M Deutschland GmbH","3M Wuppetal Kraftwerk T4",42289,"Wuppertal","Öhder Straße 28","Nordrhein-Westfalen","1963-06-10","Erdgas","Erdgas, Erdölgas","Erdgas","Ja","Kondensationsmaschine mit Entnahme","Erdgas","GuD",0.4,"eigene Annahme",17,5.5,{"$f":"(1-VLOOKUP(S551,Start!$H$33:$I$40,2,FALSE)/100)*W551","v":4.7850000000000001},{"$f":"VLOOKUP(R551,Start!$C$9:$D$15,2,FALSE)+VLOOKUP(R551,Start!$C$23:$D$29,2,FALSE)","v":128.9},{"$f":"(Y551/T551)+Start!$D$19*(VLOOKUP(R551,Start!$M$33:$N$39,2,FALSE)/T551)+VLOOKUP(S551,Start!$C$33:$D$40,2,FALSE)","v":364.53792499999997}]
[null,null,"Ja","SEE946029200710","BNA1315","Universitätsklinikum Freiburg","Dampfturbine 2",79106,"Freiburg","Hartmannstraße 1","Baden-Württemberg","1970-01-01","Erdgas","Erdgas, Erdölgas","Erdgas","Ja","Gegendruckmaschine mit Entnahme","Erdgas","GuD",0.3861,"OPSD (2020)",8.3000000000000007,8.3000000000000007,{"$f":"(1-VLOOKUP(S552,Start!$H$33:$I$40,2,FALSE)/100)*W552","v":7.221000000000001},{"$f":"VLOOKUP(R552,Start!$C$9:$D$15,2,FALSE)+VLOOKUP(R552,Start!$C$23:$D$29,2,FALSE)","v":128.9},{"$f":"(Y552/T552)+Start!$D$19*(VLOOKUP(R552,Start!$M$33:$N$39,2,FALSE)/T552)+VLOOKUP(S552,Start!$C$33:$D$40,2,FALSE)","v":377.60766640766644}]
[null,null,"Ja","SEE946069613440",null,"Stadtwerke Frankfurt (Oder) GmbH","HKW FFO GM1",15236,"Frankfurt","Am Hohen Feld 4","Brandenburg","2022-04-01","Erdgas","Erdgas, Erdölgas","Erdgas","Ja","Verbrennungsmotor","Erdgas","GuD",0.48,"https://www.man-es.com/energy-storage/products/gas-fuel-engines",10.6,10.1,{"$f":"(1-VLOOKUP(S553,Start!$H$33:$I$40,2,FALSE)/100)*W553","v":8.786999999999999},{"$f":"VLOOKUP(R553,Start!$C$9:$D$15,2,FALSE)+VLOOKUP(R553,Start!$C$23:$D$29,2,FALSE)","v":128.9},{"$f":"(Y553/T553)+Start!$D$19*(VLOOKUP(R553,Start!$M$33:$N$39,2,FALSE)/T553)+VLOOKUP(S553,Start!$C$33:$D$40,2,FALSE)","v":304.03160416666668}]
[null,null,"Ja","SEE946394519998","BNA1327b","Terminal 2 Gesellschaft & Co. oHG","BHKW M8",85356,"München-Flughafen","Nordallee 18","Bayern","2002-06-05","Erdgas","Erdgas, Erdölgas","Erdgas","Ja","Verbrennungsmotor","Erdgas","GuD",0.38829999999999998,"OPSD (2020)",3.9,3.8156509999999999,{"$f":"(1-VLOOKUP(S554,Start!$H$33:$I$40,2,FALSE)/100)*W554","v":3.3196163699999999},{"$f":"VLOOKUP(R554,Start!$C$9:$D$15,2,FALSE)+VLOOKUP(R554,Start!$C$23:$D$29,2,FALSE)","v":128.9},{"$f":"(Y554/T554)+Start!$D$19*(VLOOKUP(R554,Start!$M$33:$N$39,2,FALSE)/T554)+VLOOKUP(S554,Start!$C$33:$D$40,2,FALSE)","v":375.47674478496015}]
[null,null,"Ja","SEE946476002431",null,"Kelheim Fibres GmbH","Turbine 6",93309,"Kelheim","Regensburger Straße 109","Bayern","1970-07-16","Erdgas","Erdgas, Erdölgas","Erdgas","Ja","Gegendruckmaschine mit Entnahme","Erdgas","GuD",0.4,"eigene Annahme",22.5,20.815000000000001,{"$f":"(1-VLOOKUP(S555,Start!$H$33:$I$40,2,FALSE)/100)*W555","v":18.10905},{"$f":"VLOOKUP(R555,Start!$C$9:$D$15,2,FALSE)+VLOOKUP(R555,Start!$C$23:$D$29,2,FALSE)","v":128.9},{"$f":"(Y555/T555)+Start!$D$19*(VLOOKUP(R555,Start!$M$33:$N$39,2,FALSE)/T555)+VLOOKUP(S555,Start!$C$33:$D$40,2,FALSE)","v":364.53792499999997}]
[null,null,"Ja","SEE946501569267","BNA1332","INEOS SOLVENTS GERMANY GMBH","TG8",47443,"Moers","Römerstraße 733","Nordrhein-Westfalen","1995-09-01","Erdgas","Prozessdampf","Erdgas","Ja","Gegendruckmaschine mit Entnahme","Erdgas","GuD",0.3795,"OPSD (2020)",12.6,12,{"$f":"(1-VLOOKUP(S556,Start!$H$33:$I$40,2,FALSE)/100)*W556","v":10.44},{"$f":"VLOOKUP(R556,Start!$C$9:$D$15,2,FALSE)+VLOOKUP(R556,Start!$C$23:$D$29,2,FALSE)","v":128.9},{"$f":"(Y556/T556)+Start!$D$19*(VLOOKUP(R556,Start!$M$33:$N$39,2,FALSE)/T556)+VLOOKUP(S556,Start!$C$33:$D$40,2,FALSE)","v":384.1486693017128}]
[null,null,"Ja","SEE946537967655","BNA0183","Stadtwerke Cottbus GmbH","Hochdruckdampfturbine",3052,"Cottbus","Werner-von-Siemens-Straße 16","Brandenburg","1999-02-20","Braunkohle","Wirbelschichtkohle","Braunkohle","Ja","Gegendruckmaschine ohne Entnahme","Braunkohle","Braunkohle",0.4,"OPSD (2020)",17.8,16,{"$f":"(1-VLOOKUP(S557,Start!$H$33:$I$40,2,FALSE)/100)*W557","v":13.92},{"$f":"VLOOKUP(R557,Start!$C$9:$D$15,2,FALSE)+VLOOKUP(R557,Start!$C$23:$D$29,2,FALSE)","v":3.1},{"$f":"(Y557/T557)+Start!$D$19*(VLOOKUP(R557,Start!$M$33:$N$39,2,FALSE)/T557)+VLOOKUP(S557,Start!$C$33:$D$40,2,FALSE)","v":91.431700000000006}]
[null,null,"Ja","SEE946568262484","BNA0392a","EVH GmbH","Heizkraftwerk Dieselstraße Block B",6130,"Halle","Dieselstraße 141","Sachsen-Anhalt","2020-12-01","Erdgas","Erdgas, Erdölgas","Erdgas","Ja","Gasturbinen mit nachgeschalteter Dampfturbine","Erdgas","GuD",0.39050000000000001,"OPSD (2020)",57.95,57.143999999999998,{"$f":"(1-VLOOKUP(S558,Start!$H$33:$I$40,2,FALSE)/100)*W558","v":49.71528},{"$f":"VLOOKUP(R558,Start!$C$9:$D$15,2,FALSE)+VLOOKUP(R558,Start!$C$23:$D$29,2,FALSE)","v":128.9},{"$f":"(Y558/T558)+Start!$D$19*(VLOOKUP(R558,Start!$M$33:$N$39,2,FALSE)/T558)+VLOOKUP(S558,Start!$C$33:$D$40,2,FALSE)","v":373.36983354673498}]
[null,null,"Ja","SEE946583344691","BNA1944","BMW AG Niederlassung Stuttgart","KWK 6",84130,"Dingolfing","Karl-Dompert-Straße 7","Bayern","2019-03-26","Erdgas","Erdgas, Erdölgas","Erdgas","Ja","Verbrennungsmotor","Erdgas","GuD",0.40589999999999998,"OPSD (2020)",4.5,4.5,{"$f":"(1-VLOOKUP(S559,Start!$H$33:$I$40,2,FALSE)/100)*W559","v":3.915},{"$f":"VLOOKUP(R559,Start!$C$9:$D$15,2,FALSE)+VLOOKUP(R559,Start!$C$23:$D$29,2,FALSE)","v":128.9},{"$f":"(Y559/T559)+Start!$D$19*(VLOOKUP(R559,Start!$M$33:$N$39,2,FALSE)/T559)+VLOOKUP(S559,Start!$C$33:$D$40,2,FALSE)","v":359.26095097314612}]
[null,null,"Ja","SEE946744372112","BNA0499","Infraserv GmbH & Co. Höchst KG","IPH Strom GTX1",65929,"Frankfurt","Brüningstraße 50","Hessen","2003-11-26","Erdgas","Erdgas, Erdölgas","Erdgas","Ja","Gasturbinen mit nachgeschalteter Dampfturbine","Erdgas","GuD",0.38829999999999998,"OPSD (2020)",54,53.6,{"$f":"(1-VLOOKUP(S560,Start!$H$33:$I$40,2,FALSE)/100)*W560","v":46.631999999999998},{"$f":"VLOOKUP(R560,Start!$C$9:$D$15,2,FALSE)+VLOOKUP(R560,Start!$C$23:$D$29,2,FALSE)","v":128.9},{"$f":"(Y560/T560)+Start!$D$19*(VLOOKUP(R560,Start!$M$33:$N$39,2,FALSE)/T560)+VLOOKUP(S560,Start!$C$33:$D$40,2,FALSE)","v":375.47674478496015}]
[null,null,"Ja","SEE946934017984","BNA1243","Vattenfall Europe New Energy Ecopower GmbH","EBS-HKW Rostock",18147,"Rostock","Ost-West-Str. 25","Mecklenburg-Vorpommern","2010-03-31","nicht biogener Abfall","nicht biogener Abfall (Hausmüll, Siedlungsabfälle)","Abfall","Ja","Kondensationsmaschine mit Entnahme","Abfall","Abfall",0.33,"OPSD (2020)",21,18.5,{"$f":"(1-VLOOKUP(S561,Start!$H$33:$I$40,2,FALSE)/100)*W561","v":15.725},{"$f":"VLOOKUP(R561,Start!$C$9:$D$15,2,FALSE)+VLOOKUP(R561,Start!$C$23:$D$29,2,FALSE)","v":0},{"$f":"(Y561/T561)+Start!$D$19*(VLOOKUP(R561,Start!$M$33:$N$39,2,FALSE)/T561)+VLOOKUP(S561,Start!$C$33:$D$40,2,FALSE)","v":1}]
[null,null,"Ja","SEE946983246939",null,"Covestro Brunsbüttel Energie GmbH","Dieselgenerator 2 (DMG2)",25541,"Brunsbüttel","Fährstraße 51","Schleswig-Holstein","2015-01-20","Mineralölprodukte","Dieselkraftstoff","Mineralölprodukte","Nein","Verbrennungsmotor","Öl","Öl",0.4,"eigene Annahme",2,2,{"$f":"(1-VLOOKUP(S562,Start!$H$33:$I$40,2,FALSE)/100)*W562","v":1.7},{"$f":"VLOOKUP(R562,Start!$C$9:$D$15,2,FALSE)+VLOOKUP(R562,Start!$C$23:$D$29,2,FALSE)","v":58.769999999999996},{"$f":"(Y562/T562)+Start!$D$19*(VLOOKUP(R562,Start!$M$33:$N$39,2,FALSE)/T562)+VLOOKUP(S562,Start!$C$33:$D$40,2,FALSE)","v":204.744}]
[null,null,"Ja","SEE947225300921","BNA0593","InfraLeuna GmbH","GT1",6237,"Leuna"," ","Sachsen-Anhalt","1994-07-01","Erdgas","Erdgas, Erdölgas","Erdgas","Ja","Gasturbinen mit Abhitzekessel","Erdgas","GuD",0.51300000000000001,"OPSD (2020)",37.6,37,{"$f":"(1-VLOOKUP(S563,Start!$H$33:$I$40,2,FALSE)/100)*W563","v":32.19},{"$f":"VLOOKUP(R563,Start!$C$9:$D$15,2,FALSE)+VLOOKUP(R563,Start!$C$23:$D$29,2,FALSE)","v":128.9},{"$f":"(Y563/T563)+Start!$D$19*(VLOOKUP(R563,Start!$M$33:$N$39,2,FALSE)/T563)+VLOOKUP(S563,Start!$C$33:$D$40,2,FALSE)","v":284.57050682261212}]
[null,null,"Ja","SEE947677200282","BNA0879","Saale Energie GmbH","Schkopau B",6258,"Schkopau","An der Bober 100","Sachsen-Anhalt","1996-01-01","Braunkohle","Rohbraunkohlen","Braunkohle","Ja","Kondensationsmaschine mit Entnahme","Braunkohle","Braunkohle",0.4,"OPSD (2020)",500,450,{"$f":"(1-VLOOKUP(S564,Start!$H$33:$I$40,2,FALSE)/100)*W564","v":391.5},{"$f":"VLOOKUP(R564,Start!$C$9:$D$15,2,FALSE)+VLOOKUP(R564,Start!$C$23:$D$29,2,FALSE)","v":3.1},{"$f":"(Y564/T564)+Start!$D$19*(VLOOKUP(R564,Start!$M$33:$N$39,2,FALSE)/T564)+VLOOKUP(S564,Start!$C$33:$D$40,2,FALSE)","v":91.431700000000006}]
[null,null,"Ja","SEE947712976042",null,"K+S Minerals and Agriculture GmbH","Kraftwerk NE GT KW",36119,"Neuhof","Am Kaliwerk 7","Hessen","1990-07-02","Erdgas","Erdgas, Erdölgas","Erdgas","Ja","Gasturbinen mit nachgeschalteter Dampfturbine","Erdgas","GuD",0.5,"eigene Annahme",1.3220000000000001,1.3,{"$f":"(1-VLOOKUP(S565,Start!$H$33:$I$40,2,FALSE)/100)*W565","v":1.131},{"$f":"VLOOKUP(R565,Start!$C$9:$D$15,2,FALSE)+VLOOKUP(R565,Start!$C$23:$D$29,2,FALSE)","v":128.9},{"$f":"(Y565/T565)+Start!$D$19*(VLOOKUP(R565,Start!$M$33:$N$39,2,FALSE)/T565)+VLOOKUP(S565,Start!$C$33:$D$40,2,FALSE)","v":291.93034}]
[null,null,"Ja","SEE947745452346",null,"OMV Deutschland Operations GmbH & Co. KG","Dampfgeneratorturbine 2",84489,"Burghausen","Haiminger Straße 1","Bayern","1969-07-01","Erdgas","Erdgas, Erdölgas","Erdgas","Nein","Gegendruckmaschine mit Entnahme","Erdgas","GuD",0.4,"eigene Annahme",8,7.9,{"$f":"(1-VLOOKUP(S566,Start!$H$33:$I$40,2,FALSE)/100)*W566","v":6.8730000000000002},{"$f":"VLOOKUP(R566,Start!$C$9:$D$15,2,FALSE)+VLOOKUP(R566,Start!$C$23:$D$29,2,FALSE)","v":128.9},{"$f":"(Y566/T566)+Start!$D$19*(VLOOKUP(R566,Start!$M$33:$N$39,2,FALSE)/T566)+VLOOKUP(S566,Start!$C$33:$D$40,2,FALSE)","v":364.53792499999997}]
[null,null,"Ja","SEE947763810036",null,"H&R Chemisch Pharmazeutische Spezialitäten GmbH","HuR-IKW-G5",48499,"Salzbergen","Neuenkirchener Straße 8","Niedersachsen","2016-12-30","Erdgas","Erdgas, Erdölgas","Erdgas","Ja","Gegendruckmaschine mit Entnahme","Erdgas","GuD",0.4,"eigene Annahme",9.2959999999999994,9.0289999999999999,{"$f":"(1-VLOOKUP(S567,Start!$H$33:$I$40,2,FALSE)/100)*W567","v":7.8552299999999997},{"$f":"VLOOKUP(R567,Start!$C$9:$D$15,2,FALSE)+VLOOKUP(R567,Start!$C$23:$D$29,2,FALSE)","v":128.9},{"$f":"(Y567/T567)+Start!$D$19*(VLOOKUP(R567,Start!$M$33:$N$39,2,FALSE)/T567)+VLOOKUP(S567,Start!$C$33:$D$40,2,FALSE)","v":364.53792499999997}]
[null,null,"Ja","SEE947816911833","BNA0172a","Wacker Chemie AG","Gasturbinenanlage 12",84489,"Burghausen","Johannes-Hess-Straße 24","Bayern","2001-07-27","Erdgas","Erdgas, Erdölgas","Erdgas","Ja","Gasturbinen mit Abhitzekessel","Erdgas","GuD",0.54449999999999998,"OPSD (2020)",141,137,{"$f":"(1-VLOOKUP(S568,Start!$H$33:$I$40,2,FALSE)/100)*W568","v":119.19},{"$f":"VLOOKUP(R568,Start!$C$9:$D$15,2,FALSE)+VLOOKUP(R568,Start!$C$23:$D$29,2,FALSE)","v":128.9},{"$f":"(Y568/T568)+Start!$D$19*(VLOOKUP(R568,Start!$M$33:$N$39,2,FALSE)/T568)+VLOOKUP(S568,Start!$C$33:$D$40,2,FALSE)","v":268.19452708907255}]
[null,null,"Ja","SEE947894664195",null,"DFS Energy GmbH","GT2",63225,"Langen","Am DFS-Campus 3","Hessen","2014-06-05","Erdgas","Erdgas, Erdölgas","Erdgas","Ja","Gasturbinen mit Abhitzekessel","Erdgas","GuD",0.4,"eigene Annahme",4.569,4.4589999999999996,{"$f":"(1-VLOOKUP(S569,Start!$H$33:$I$40,2,FALSE)/100)*W569","v":3.8793299999999995},{"$f":"VLOOKUP(R569,Start!$C$9:$D$15,2,FALSE)+VLOOKUP(R569,Start!$C$23:$D$29,2,FALSE)","v":128.9},{"$f":"(Y569/T569)+Start!$D$19*(VLOOKUP(R569,Start!$M$33:$N$39,2,FALSE)/T569)+VLOOKUP(S569,Start!$C$33:$D$40,2,FALSE)","v":364.53792499999997}]
[null,null,"Ja","SEE947996339434","BNA1155","RZR II Herten GmbH","RZR II Turbine4",45699,"Herten","Im Emscherbruch 11","Nordrhein-Westfalen","2019-02-07","nicht biogener Abfall","nicht biogener Abfall (Hausmüll, Siedlungsabfälle)","Abfall","Ja","Gegendruckmaschine mit Entnahme","Abfall","Abfall",0.33,"OPSD (2020)",12.3,12.26,{"$f":"(1-VLOOKUP(S570,Start!$H$33:$I$40,2,FALSE)/100)*W570","v":10.420999999999999},{"$f":"VLOOKUP(R570,Start!$C$9:$D$15,2,FALSE)+VLOOKUP(R570,Start!$C$23:$D$29,2,FALSE)","v":0},{"$f":"(Y570/T570)+Start!$D$19*(VLOOKUP(R570,Start!$M$33:$N$39,2,FALSE)/T570)+VLOOKUP(S570,Start!$C$33:$D$40,2,FALSE)","v":1}]
[null,null,"Ja","SEE948093740512","BNA0641c","MVV Umwelt Asset GmbH","MHKW Mannheim Generator TE0",68169,"Mannheim","Otto-Hahn-Straße 1","Baden-Württemberg","2012-06-14","nicht biogener Abfall","nicht biogener Abfall (Hausmüll, Siedlungsabfälle)","Abfall","Ja","Gegendruckmaschine mit Entnahme","Abfall","Abfall",0.33,"OPSD (2020)",8.85,4.26,{"$f":"(1-VLOOKUP(S571,Start!$H$33:$I$40,2,FALSE)/100)*W571","v":3.6209999999999996},{"$f":"VLOOKUP(R571,Start!$C$9:$D$15,2,FALSE)+VLOOKUP(R571,Start!$C$23:$D$29,2,FALSE)","v":0},{"$f":"(Y571/T571)+Start!$D$19*(VLOOKUP(R571,Start!$M$33:$N$39,2,FALSE)/T571)+VLOOKUP(S571,Start!$C$33:$D$40,2,FALSE)","v":1}]
[null,null,"Ja","SEE948129095272","BNA0995","Uniper Kraftwerke GmbH","Irsching 4",85088,"Vohburg","Paarstraße 30","Bayern","2011-01-01","Erdgas","Erdgas, Erdölgas","Erdgas","Nein","Gasturbinen mit Abhitzekessel","Erdgas","GuD",0.60399999999999998,"OPSD (2020)",566,561,{"$f":"(1-VLOOKUP(S572,Start!$H$33:$I$40,2,FALSE)/100)*W572","v":488.07},{"$f":"VLOOKUP(R572,Start!$C$9:$D$15,2,FALSE)+VLOOKUP(R572,Start!$C$23:$D$29,2,FALSE)","v":128.9},{"$f":"(Y572/T572)+Start!$D$19*(VLOOKUP(R572,Start!$M$33:$N$39,2,FALSE)/T572)+VLOOKUP(S572,Start!$C$33:$D$40,2,FALSE)","v":241.92246688741724}]
[null,null,"Ja","SEE948375642084",null,"Salzgitter Flachstahl GmbH","SSD1",38239,"Salzgitter","Eisenhüttenstraße 99","Niedersachsen","2013-11-05","Mineralölprodukte","Heizöl, leicht","Mineralölprodukte","Nein","Verbrennungsmotor","Öl","Öl",0.4,"eigene Annahme",2.48,2.4780000000000002,{"$f":"(1-VLOOKUP(S573,Start!$H$33:$I$40,2,FALSE)/100)*W573","v":2.1063000000000001},{"$f":"VLOOKUP(R573,Start!$C$9:$D$15,2,FALSE)+VLOOKUP(R573,Start!$C$23:$D$29,2,FALSE)","v":58.769999999999996},{"$f":"(Y573/T573)+Start!$D$19*(VLOOKUP(R573,Start!$M$33:$N$39,2,FALSE)/T573)+VLOOKUP(S573,Start!$C$33:$D$40,2,FALSE)","v":204.744}]
[null,null,"Ja","SEE948481095354","BNA1498","Nordzucker AG Werk Nordstemmen","Generator 1",31171,"Nordstemmen","Calenberger Straße 36","Niedersachsen","1988-09-28","Erdgas","Erdgas, Erdölgas","Erdgas","Ja","Gegendruckmaschine ohne Entnahme","Erdgas","GuD",0.33329999999999999,"OPSD (2020)",15,13,{"$f":"(1-VLOOKUP(S574,Start!$H$33:$I$40,2,FALSE)/100)*W574","v":11.31},{"$f":"VLOOKUP(R574,Start!$C$9:$D$15,2,FALSE)+VLOOKUP(R574,Start!$C$23:$D$29,2,FALSE)","v":128.9},{"$f":"(Y574/T574)+Start!$D$19*(VLOOKUP(R574,Start!$M$33:$N$39,2,FALSE)/T574)+VLOOKUP(S574,Start!$C$33:$D$40,2,FALSE)","v":437.1890789078908}]
[null,null,"Ja","SEE948541471333","BNA0073","Vattenfall Wärme Berlin AG","HKW Mitte Gasturbine 2",10179,"Berlin","Köpenicker Straße 60","Berlin","1997-09-08","Erdgas","Erdgas, Erdölgas","Erdgas","Ja","Gasturbinen mit Abhitzekessel","Erdgas","GuD",0.49,"OPSD (2020)",172,164,{"$f":"(1-VLOOKUP(S575,Start!$H$33:$I$40,2,FALSE)/100)*W575","v":142.68},{"$f":"VLOOKUP(R575,Start!$C$9:$D$15,2,FALSE)+VLOOKUP(R575,Start!$C$23:$D$29,2,FALSE)","v":128.9},{"$f":"(Y575/T575)+Start!$D$19*(VLOOKUP(R575,Start!$M$33:$N$39,2,FALSE)/T575)+VLOOKUP(S575,Start!$C$33:$D$40,2,FALSE)","v":297.85748979591841}]
[null,null,"Ja","SEE948545926433","BNA1926","ENGIE Deutschland AG","70001313.01",7546,"Gera","Siemensstraße 43","Thüringen","2018-12-06","Erdgas","Erdgas, Erdölgas","Erdgas","Ja","Verbrennungsmotor","Erdgas","GuD",0.40479999999999999,"OPSD (2020)",4.5,4.4720000000000004,{"$f":"(1-VLOOKUP(S576,Start!$H$33:$I$40,2,FALSE)/100)*W576","v":3.8906400000000003},{"$f":"VLOOKUP(R576,Start!$C$9:$D$15,2,FALSE)+VLOOKUP(R576,Start!$C$23:$D$29,2,FALSE)","v":128.9},{"$f":"(Y576/T576)+Start!$D$19*(VLOOKUP(R576,Start!$M$33:$N$39,2,FALSE)/T576)+VLOOKUP(S576,Start!$C$33:$D$40,2,FALSE)","v":360.23312747035578}]
[null,null,"Ja","SEE948546582201","BNA0498","Infraserv GmbH & Co. Höchst KG","IPH Strom VT2",65929,"Frankfurt","Brüningstraße 50","Hessen","1983-08-26","Erdgas","Erdgas, Erdölgas","Erdgas","Nein","Gegendruckmaschine ohne Entnahme","Erdgas","GuD",0.39750000000000002,"OPSD (2020)",18.559999999999999,17.38,{"$f":"(1-VLOOKUP(S577,Start!$H$33:$I$40,2,FALSE)/100)*W577","v":15.1206},{"$f":"VLOOKUP(R577,Start!$C$9:$D$15,2,FALSE)+VLOOKUP(R577,Start!$C$23:$D$29,2,FALSE)","v":128.9},{"$f":"(Y577/T577)+Start!$D$19*(VLOOKUP(R577,Start!$M$33:$N$39,2,FALSE)/T577)+VLOOKUP(S577,Start!$C$33:$D$40,2,FALSE)","v":366.82118238993712}]
[null,null,"Ja","SEE948609940009","BNA0434","EnBW Energie Baden-Württemberg AG","Heizkraftwerk Heilbronn HLB 7",74076,"Heilbronn","Lichtenbergerstraße 23","Baden-Württemberg","1985-12-01","Steinkohle","Steinkohlen","Steinkohle","Ja","Kondensationsmaschine mit Entnahme","Steinkohle","Steinkohle",0.44750000000000001,"OPSD (2020)",822,778,{"$f":"(1-VLOOKUP(S578,Start!$H$33:$I$40,2,FALSE)/100)*W578","v":622.40000000000009},{"$f":"VLOOKUP(R578,Start!$C$9:$D$15,2,FALSE)+VLOOKUP(R578,Start!$C$23:$D$29,2,FALSE)","v":42.45},{"$f":"(Y578/T578)+Start!$D$19*(VLOOKUP(R578,Start!$M$33:$N$39,2,FALSE)/T578)+VLOOKUP(S578,Start!$C$33:$D$40,2,FALSE)","v":157.2872402234637}]
[null,null,"Ja","SEE948869114622",null,"Gebr. Lang GmbH Papierfabrik","Turbosatz 4",86833,"Ettringen","Fabrikstraße 4","Bayern","1999-12-17","Erdgas","Erdgas, Erdölgas","Erdgas","Ja","Gegendruckmaschine ohne Entnahme","Erdgas","GuD",0.35,"eigene Annahme",7.0279999999999996,6.6103900000000007,{"$f":"(1-VLOOKUP(S579,Start!$H$33:$I$40,2,FALSE)/100)*W579","v":5.7510393000000004},{"$f":"VLOOKUP(R579,Start!$C$9:$D$15,2,FALSE)+VLOOKUP(R579,Start!$C$23:$D$29,2,FALSE)","v":128.9},{"$f":"(Y579/T579)+Start!$D$19*(VLOOKUP(R579,Start!$M$33:$N$39,2,FALSE)/T579)+VLOOKUP(S579,Start!$C$33:$D$40,2,FALSE)","v":416.40048571428576}]
[null,null,"Ja","SEE949085992346","BNA1260","Mercedes-Benz AG","Mercedes-Benz Werk Sindelfingen HKW Turbine 2",71063,"Sindelfingen","Bela-Barenyi-Str. 1","Baden-Württemberg","1963-02-13","Erdgas","Erdgas, Erdölgas","Erdgas","Ja","Kondensationsmaschine mit Entnahme","Erdgas","GuD",0.39929999999999999,"OPSD (2020)",18.116,17.21,{"$f":"(1-VLOOKUP(S580,Start!$H$33:$I$40,2,FALSE)/100)*W580","v":14.972700000000001},{"$f":"VLOOKUP(R580,Start!$C$9:$D$15,2,FALSE)+VLOOKUP(R580,Start!$C$23:$D$29,2,FALSE)","v":128.9},{"$f":"(Y580/T580)+Start!$D$19*(VLOOKUP(R580,Start!$M$33:$N$39,2,FALSE)/T580)+VLOOKUP(S580,Start!$C$33:$D$40,2,FALSE)","v":365.17435512146261}]
[null,null,"Ja","SEE949201577754","BNA1327b","Terminal 2 Gesellschaft & Co. oHG","BHKW M9",85356,"München-Flughafen","Nordallee 18","Bayern","2002-06-05","Erdgas","Erdgas, Erdölgas","Erdgas","Ja","Verbrennungsmotor","Erdgas","GuD",0.38829999999999998,"OPSD (2020)",3.9,3.8156509999999999,{"$f":"(1-VLOOKUP(S581,Start!$H$33:$I$40,2,FALSE)/100)*W581","v":3.3196163699999999},{"$f":"VLOOKUP(R581,Start!$C$9:$D$15,2,FALSE)+VLOOKUP(R581,Start!$C$23:$D$29,2,FALSE)","v":128.9},{"$f":"(Y581/T581)+Start!$D$19*(VLOOKUP(R581,Start!$M$33:$N$39,2,FALSE)/T581)+VLOOKUP(S581,Start!$C$33:$D$40,2,FALSE)","v":375.47674478496015}]
[null,null,"Ja","SEE949310869146",null,"Rolls-Royce Solutions Augsburg GmbH","Prüfstand 6",86165,"Augsburg","Dasinger Straße 11","Bayern","2004-03-01","Erdgas","Erdgas, Erdölgas","Erdgas","Nein","Verbrennungsmotor","Erdgas","GuD",0.4,"eigene Annahme",3.2,3.2,{"$f":"(1-VLOOKUP(S582,Start!$H$33:$I$40,2,FALSE)/100)*W582","v":2.7840000000000003},{"$f":"VLOOKUP(R582,Start!$C$9:$D$15,2,FALSE)+VLOOKUP(R582,Start!$C$23:$D$29,2,FALSE)","v":128.9},{"$f":"(Y582/T582)+Start!$D$19*(VLOOKUP(R582,Start!$M$33:$N$39,2,FALSE)/T582)+VLOOKUP(S582,Start!$C$33:$D$40,2,FALSE)","v":364.53792499999997}]
[null,null,"Ja","SEE949509046600","BNA1092","Onyx Kraftwerk Zolling GmbH &Co. KGaA","Zolling GT2",85406,"Zolling","Leiningerstraße 1","Bayern","1976-01-01","Mineralölprodukte","Heizöl, leicht","Mineralölprodukte","Nein","Gasturbinen ohne Abhitzekessel","Öl","Öl",0.31759999999999999,"OPSD (2020)",25,25,{"$f":"(1-VLOOKUP(S583,Start!$H$33:$I$40,2,FALSE)/100)*W583","v":21.25},{"$f":"VLOOKUP(R583,Start!$C$9:$D$15,2,FALSE)+VLOOKUP(R583,Start!$C$23:$D$29,2,FALSE)","v":58.769999999999996},{"$f":"(Y583/T583)+Start!$D$19*(VLOOKUP(R583,Start!$M$33:$N$39,2,FALSE)/T583)+VLOOKUP(S583,Start!$C$33:$D$40,2,FALSE)","v":257.60453400503781}]
[null,null,"Ja","SEE949685414514",null,"Caterpillar Energy Solutions","P87",68167,"Mannheim","Carl-Benz-Straße 1","Baden-Württemberg","2004-01-21","Erdgas","Erdgas, Erdölgas","Erdgas","Nein","Verbrennungsmotor","Erdgas","GuD",0.4,"eigene Annahme",1.83,1.77,{"$f":"(1-VLOOKUP(S584,Start!$H$33:$I$40,2,FALSE)/100)*W584","v":1.5399},{"$f":"VLOOKUP(R584,Start!$C$9:$D$15,2,FALSE)+VLOOKUP(R584,Start!$C$23:$D$29,2,FALSE)","v":128.9},{"$f":"(Y584/T584)+Start!$D$19*(VLOOKUP(R584,Start!$M$33:$N$39,2,FALSE)/T584)+VLOOKUP(S584,Start!$C$33:$D$40,2,FALSE)","v":364.53792499999997}]
[null,null,"Ja","SEE949722134498","BNA1336","Henkel AG & Co. KGaA","F03G2",40589,"Düsseldorf","Henkelstraße 67","Nordrhein-Westfalen","1965-01-01","Erdgas","Erdgas, Erdölgas","Erdgas","Ja","Gegendruckmaschine mit Entnahme","Erdgas","GuD",0.32779999999999998,"OPSD (2020)",13.2,11.88,{"$f":"(1-VLOOKUP(S585,Start!$H$33:$I$40,2,FALSE)/100)*W585","v":10.335600000000001},{"$f":"VLOOKUP(R585,Start!$C$9:$D$15,2,FALSE)+VLOOKUP(R585,Start!$C$23:$D$29,2,FALSE)","v":128.9},{"$f":"(Y585/T585)+Start!$D$19*(VLOOKUP(R585,Start!$M$33:$N$39,2,FALSE)/T585)+VLOOKUP(S585,Start!$C$33:$D$40,2,FALSE)","v":444.49929835265408}]
[null,null,"Ja","SEE949799257847","BNA0218","thyssenkrupp Steel Europe AG","Ruhrort 3",47166,"Duisburg","Kaiser-Wilhelm-Str. 100","Nordrhein-Westfalen","1963-01-01","andere Gase","Hochofengas, Konvertergas","Sonstige Energieträger (nicht erneuerbar)","Ja","Kondensationsmaschine mit Entnahme","Erdgas","GuD",0.34100000000000003,"Annahme basierend auf DIW (2014)",101,94,{"$f":"(1-VLOOKUP(S586,Start!$H$33:$I$40,2,FALSE)/100)*W586","v":81.78},{"$f":"VLOOKUP(R586,Start!$C$9:$D$15,2,FALSE)+VLOOKUP(R586,Start!$C$23:$D$29,2,FALSE)","v":128.9},{"$f":"(Y586/T586)+Start!$D$19*(VLOOKUP(R586,Start!$M$33:$N$39,2,FALSE)/T586)+VLOOKUP(S586,Start!$C$33:$D$40,2,FALSE)","v":427.35093841642231}]
[null,null,"Ja","SEE949816813650","BNA1925","ENGIE Deutschland AG","70001314.01",7549,"Gera","Vogtlandstraße 11","Thüringen","2018-11-21","Erdgas","Erdgas, Erdölgas","Erdgas","Ja","Verbrennungsmotor","Erdgas","GuD",0.40479999999999999,"OPSD (2020)",4.4039999999999999,4.3869999999999996,{"$f":"(1-VLOOKUP(S587,Start!$H$33:$I$40,2,FALSE)/100)*W587","v":3.8166899999999995},{"$f":"VLOOKUP(R587,Start!$C$9:$D$15,2,FALSE)+VLOOKUP(R587,Start!$C$23:$D$29,2,FALSE)","v":128.9},{"$f":"(Y587/T587)+Start!$D$19*(VLOOKUP(R587,Start!$M$33:$N$39,2,FALSE)/T587)+VLOOKUP(S587,Start!$C$33:$D$40,2,FALSE)","v":360.23312747035578}]
[null,null,"Ja","SEE949895584069","BNA0743","N-ERGIE Kraftwerke GmbH","HKW Sandreuth (DT3)",90441,"Nürnberg","Sandreuthstraße 55a","Bayern","1981-01-06","Erdgas","Erdgas, Erdölgas","Erdgas","Ja","Gegendruckmaschine mit Entnahme","Erdgas","GuD",0.5625,"OPSD (2020)",44.45,38.774000000000001,{"$f":"(1-VLOOKUP(S588,Start!$H$33:$I$40,2,FALSE)/100)*W588","v":33.733380000000004},{"$f":"VLOOKUP(R588,Start!$C$9:$D$15,2,FALSE)+VLOOKUP(R588,Start!$C$23:$D$29,2,FALSE)","v":128.9},{"$f":"(Y588/T588)+Start!$D$19*(VLOOKUP(R588,Start!$M$33:$N$39,2,FALSE)/T588)+VLOOKUP(S588,Start!$C$33:$D$40,2,FALSE)","v":259.66030222222224}]
[null,null,"Ja","SEE950005518836","BNA0800","SWP Stadtwerke Pforzheim","Gasturbine",75175,"Pforzheim","Hohwiesenweg 15","Baden-Württemberg","1980-11-14","Erdgas","Erdgas, Erdölgas","Erdgas","Ja","Gasturbinen mit Abhitzekessel","Erdgas","GuD",0.45,"OPSD (2020)",25.2,24.7,{"$f":"(1-VLOOKUP(S589,Start!$H$33:$I$40,2,FALSE)/100)*W589","v":21.489000000000001},{"$f":"VLOOKUP(R589,Start!$C$9:$D$15,2,FALSE)+VLOOKUP(R589,Start!$C$23:$D$29,2,FALSE)","v":128.9},{"$f":"(Y589/T589)+Start!$D$19*(VLOOKUP(R589,Start!$M$33:$N$39,2,FALSE)/T589)+VLOOKUP(S589,Start!$C$33:$D$40,2,FALSE)","v":324.20037777777782}]
[null,null,"Ja","SEE950041295098","BNA1015, BNA1016","Hamburger Energiewerke GmbH","GTKW Wedel",22880,"Wedel","Tinsdaler Weg 146","Schleswig-Holstein","1972-07-23","Mineralölprodukte","Heizöl, schwer","Mineralölprodukte","Nein","Gasturbinen ohne Abhitzekessel","Öl","Öl",0.55000000000000004,"OPSD (2020)",110,102,{"$f":"(1-VLOOKUP(S590,Start!$H$33:$I$40,2,FALSE)/100)*W590","v":86.7},{"$f":"VLOOKUP(R590,Start!$C$9:$D$15,2,FALSE)+VLOOKUP(R590,Start!$C$23:$D$29,2,FALSE)","v":58.769999999999996},{"$f":"(Y590/T590)+Start!$D$19*(VLOOKUP(R590,Start!$M$33:$N$39,2,FALSE)/T590)+VLOOKUP(S590,Start!$C$33:$D$40,2,FALSE)","v":149.17745454545454}]
[null,null,"Ja","SEE950201173198","BNA1114","swb Entsorgung GmbH&Co. KG","MHKW_Gen4",28219,"Bremen","Oken 2","Bremen","2013-01-01","nicht biogener Abfall","nicht biogener Abfall (Hausmüll, Siedlungsabfälle)","Abfall","Ja","Kondensationsmaschine mit Entnahme","Abfall","Abfall",0.33,"OPSD (2020)",50,49.2,{"$f":"(1-VLOOKUP(S591,Start!$H$33:$I$40,2,FALSE)/100)*W591","v":41.82},{"$f":"VLOOKUP(R591,Start!$C$9:$D$15,2,FALSE)+VLOOKUP(R591,Start!$C$23:$D$29,2,FALSE)","v":0},{"$f":"(Y591/T591)+Start!$D$19*(VLOOKUP(R591,Start!$M$33:$N$39,2,FALSE)/T591)+VLOOKUP(S591,Start!$C$33:$D$40,2,FALSE)","v":1}]
[null,null,"Ja","SEE950309975076","BNA1285","K+S Minerals and Agriculture GmbH","Kraftwerk SI DT3",31515,"Wunstorf","Schachtstraße 10","Niedersachsen","1997-07-02","Wärme","Prozessdampf","Erdgas","Ja","Gegendruckmaschine ohne Entnahme","Erdgas","GuD",0.35639999999999999,"OPSD (2020)",7.6420000000000003,7.5,{"$f":"(1-VLOOKUP(S592,Start!$H$33:$I$40,2,FALSE)/100)*W592","v":6.5250000000000004},{"$f":"VLOOKUP(R592,Start!$C$9:$D$15,2,FALSE)+VLOOKUP(R592,Start!$C$23:$D$29,2,FALSE)","v":128.9},{"$f":"(Y592/T592)+Start!$D$19*(VLOOKUP(R592,Start!$M$33:$N$39,2,FALSE)/T592)+VLOOKUP(S592,Start!$C$33:$D$40,2,FALSE)","v":408.94997194163864}]
[null,null,"Ja","SEE950355589975","BNA1089","K+S Minerals and Agriculture GmbH","Kraftwerk ZI DT 2",39326,"Zielitz","Farsleber Straße 1","Sachsen-Anhalt","2010-07-02","Wärme","Prozessdampf","Erdgas","Ja","Kondensationsmaschine ohne Entnahme","Erdgas","GuD",0.38059999999999999,"OPSD (2020)",29.962,29.49,{"$f":"(1-VLOOKUP(S593,Start!$H$33:$I$40,2,FALSE)/100)*W593","v":25.656299999999998},{"$f":"VLOOKUP(R593,Start!$C$9:$D$15,2,FALSE)+VLOOKUP(R593,Start!$C$23:$D$29,2,FALSE)","v":128.9},{"$f":"(Y593/T593)+Start!$D$19*(VLOOKUP(R593,Start!$M$33:$N$39,2,FALSE)/T593)+VLOOKUP(S593,Start!$C$33:$D$40,2,FALSE)","v":383.04274829217024}]
[null,null,"Ja","SEE950379558698",null,"Volkswagen AG","011_DY01_USV-A-2",38440,"Wolfsburg","Berliner Ring 2","Niedersachsen","2016-09-01","Mineralölprodukte","Dieselkraftstoff","Mineralölprodukte","Nein","Verbrennungsmotor","Öl","Öl",0.4,"eigene Annahme",2.2000000000000002,2,{"$f":"(1-VLOOKUP(S594,Start!$H$33:$I$40,2,FALSE)/100)*W594","v":1.7},{"$f":"VLOOKUP(R594,Start!$C$9:$D$15,2,FALSE)+VLOOKUP(R594,Start!$C$23:$D$29,2,FALSE)","v":58.769999999999996},{"$f":"(Y594/T594)+Start!$D$19*(VLOOKUP(R594,Start!$M$33:$N$39,2,FALSE)/T594)+VLOOKUP(S594,Start!$C$33:$D$40,2,FALSE)","v":204.744}]
[null,null,"Ja","SEE950477241393","BNA0207","DREWAG - Stadtwerke Dresden GmbH","DT",1159,"Dresden","Oederaner Straße 21","Sachsen","1995-04-21","Wärme","Prozessdampf","Erdgas","Ja","Gegendruckmaschine mit Entnahme","Erdgas","GuD",0.51749999999999996,"OPSD (2020)",75,74,{"$f":"(1-VLOOKUP(S595,Start!$H$33:$I$40,2,FALSE)/100)*W595","v":64.38},{"$f":"VLOOKUP(R595,Start!$C$9:$D$15,2,FALSE)+VLOOKUP(R595,Start!$C$23:$D$29,2,FALSE)","v":128.9},{"$f":"(Y595/T595)+Start!$D$19*(VLOOKUP(R595,Start!$M$33:$N$39,2,FALSE)/T595)+VLOOKUP(S595,Start!$C$33:$D$40,2,FALSE)","v":282.10902415458941}]
[null,null,"Ja","SEE950593842498","BNA1262","Remondis Thermische Abfallverwertung GmbH","Remondis Thermische Abfallverwertung GmbH",39418,"Staßfurt","Butterwecker Weg 6","Sachsen-Anhalt","2007-12-06","nicht biogener Abfall","nicht biogener Abfall (Hausmüll, Siedlungsabfälle)","Abfall","Ja","Kondensationsmaschine mit Entnahme","Abfall","Abfall",0.33,"OPSD (2020)",27,24,{"$f":"(1-VLOOKUP(S596,Start!$H$33:$I$40,2,FALSE)/100)*W596","v":20.399999999999999},{"$f":"VLOOKUP(R596,Start!$C$9:$D$15,2,FALSE)+VLOOKUP(R596,Start!$C$23:$D$29,2,FALSE)","v":0},{"$f":"(Y596/T596)+Start!$D$19*(VLOOKUP(R596,Start!$M$33:$N$39,2,FALSE)/T596)+VLOOKUP(S596,Start!$C$33:$D$40,2,FALSE)","v":1}]
[null,null,"Ja","SEE950630767128","BNA1138","Stadtwerke Erkrath","BHKW Klinkerweg Modul 1",40699,"Erkrath","Klinkerweg 4","Nordrhein-Westfalen","2000-03-30","Erdgas","Erdgas, Erdölgas","Erdgas","Ja","Verbrennungsmotor","Erdgas","GuD",0.38500000000000001,"OPSD (2020)",3.2,3.1819999999999999,{"$f":"(1-VLOOKUP(S597,Start!$H$33:$I$40,2,FALSE)/100)*W597","v":2.7683399999999998},{"$f":"VLOOKUP(R597,Start!$C$9:$D$15,2,FALSE)+VLOOKUP(R597,Start!$C$23:$D$29,2,FALSE)","v":128.9},{"$f":"(Y597/T597)+Start!$D$19*(VLOOKUP(R597,Start!$M$33:$N$39,2,FALSE)/T597)+VLOOKUP(S597,Start!$C$33:$D$40,2,FALSE)","v":378.68225974025972}]
[null,null,"Ja","SEE950895373805","BNA0861a","Energie SaarLorLux AG","Dampfturbinenanlage DT3",66121,"Saarbrücken","Bismarckstraße 143","Saarland","2011-08-01","Erdgas","Erdgas, Erdölgas","Erdgas","Ja","Kondensationsmaschine mit Entnahme","Erdgas","GuD",0.39600000000000002,"Annahme basierend auf DIW (2014)",34.6,34,{"$f":"(1-VLOOKUP(S598,Start!$H$33:$I$40,2,FALSE)/100)*W598","v":29.58},{"$f":"VLOOKUP(R598,Start!$C$9:$D$15,2,FALSE)+VLOOKUP(R598,Start!$C$23:$D$29,2,FALSE)","v":128.9},{"$f":"(Y598/T598)+Start!$D$19*(VLOOKUP(R598,Start!$M$33:$N$39,2,FALSE)/T598)+VLOOKUP(S598,Start!$C$33:$D$40,2,FALSE)","v":368.20497474747475}]
[null,null,"Ja","SEE950981928360","BNA1509","BP Europa SE","TG4",49808,"Lingen","Raffineriestraße 1","Niedersachsen","1996-12-06","Mineralölprodukte","Prozessdampf","Mineralölprodukte","Ja","Gegendruckmaschine ohne Entnahme","Öl","Öl",0.38059999999999999,"OPSD (2020)",19.68,10.9,{"$f":"(1-VLOOKUP(S599,Start!$H$33:$I$40,2,FALSE)/100)*W599","v":9.2650000000000006},{"$f":"VLOOKUP(R599,Start!$C$9:$D$15,2,FALSE)+VLOOKUP(R599,Start!$C$23:$D$29,2,FALSE)","v":58.769999999999996},{"$f":"(Y599/T599)+Start!$D$19*(VLOOKUP(R599,Start!$M$33:$N$39,2,FALSE)/T599)+VLOOKUP(S599,Start!$C$33:$D$40,2,FALSE)","v":215.12926957435627}]
[null,null,"Ja","SEE951078548935","BNA1528","Stadtwerke Kempen GmbH","0050 - STW - BHKW - KWK",47906,"Kempen","Otto-Schott-Straße 4","Nordrhein-Westfalen","2017-11-01","Erdgas","Erdgas, Erdölgas","Erdgas","Ja","Verbrennungsmotor","Erdgas","GuD",0.42799999999999999,"Annahme basierend auf DIW (2014)",3.3559999999999999,3.3130000000000002,{"$f":"(1-VLOOKUP(S600,Start!$H$33:$I$40,2,FALSE)/100)*W600","v":2.8823099999999999},{"$f":"VLOOKUP(R600,Start!$C$9:$D$15,2,FALSE)+VLOOKUP(R600,Start!$C$23:$D$29,2,FALSE)","v":128.9},{"$f":"(Y600/T600)+Start!$D$19*(VLOOKUP(R600,Start!$M$33:$N$39,2,FALSE)/T600)+VLOOKUP(S600,Start!$C$33:$D$40,2,FALSE)","v":340.78778037383182}]
[null,null,"Ja","SEE951279779923","BNA0832","FairEnergie GmbH","BHKW Hauffstraße",72762,"Reutlingen","Hauffstraße 89","Baden-Württemberg","2011-02-21","Erdgas","Erdgas, Erdölgas","Erdgas","Ja","Verbrennungsmotor","Erdgas","GuD",0.45739999999999997,"OPSD (2020)",2.016,1.968,{"$f":"(1-VLOOKUP(S601,Start!$H$33:$I$40,2,FALSE)/100)*W601","v":1.7121599999999999},{"$f":"VLOOKUP(R601,Start!$C$9:$D$15,2,FALSE)+VLOOKUP(R601,Start!$C$23:$D$29,2,FALSE)","v":128.9},{"$f":"(Y601/T601)+Start!$D$19*(VLOOKUP(R601,Start!$M$33:$N$39,2,FALSE)/T601)+VLOOKUP(S601,Start!$C$33:$D$40,2,FALSE)","v":318.97960209881944}]
[null,null,"Ja","SEE951401550147","BNA0938","EnBW Energie Baden-Württemberg AG","Heizkraftwerk Stuttgart-Münster GT 17",70376,"Stuttgart","Voltastraße 45","Baden-Württemberg","1974-01-01","Mineralölprodukte","Heizöl, leicht","Mineralölprodukte","Nein","Gasturbinen ohne Abhitzekessel","Öl","Öl",0.23,"OPSD (2020)",23.3,23.3,{"$f":"(1-VLOOKUP(S602,Start!$H$33:$I$40,2,FALSE)/100)*W602","v":19.805},{"$f":"VLOOKUP(R602,Start!$C$9:$D$15,2,FALSE)+VLOOKUP(R602,Start!$C$23:$D$29,2,FALSE)","v":58.769999999999996},{"$f":"(Y602/T602)+Start!$D$19*(VLOOKUP(R602,Start!$M$33:$N$39,2,FALSE)/T602)+VLOOKUP(S602,Start!$C$33:$D$40,2,FALSE)","v":355.33739130434782}]
[null,null,"Ja","SEE951458309484","BNA1503","Mercedes-Benz AG","Gebäude 120 / BHKW Modul 01",40476,"Düsseldorf","Rather Straße 51","Nordrhein-Westfalen","2012-10-31","Erdgas","Erdgas, Erdölgas","Erdgas","Ja","Gasturbinen mit Abhitzekessel","Erdgas","GuD",0.3982,"OPSD (2020)",4.3,4.2,{"$f":"(1-VLOOKUP(S603,Start!$H$33:$I$40,2,FALSE)/100)*W603","v":3.6539999999999999},{"$f":"VLOOKUP(R603,Start!$C$9:$D$15,2,FALSE)+VLOOKUP(R603,Start!$C$23:$D$29,2,FALSE)","v":128.9},{"$f":"(Y603/T603)+Start!$D$19*(VLOOKUP(R603,Start!$M$33:$N$39,2,FALSE)/T603)+VLOOKUP(S603,Start!$C$33:$D$40,2,FALSE)","v":366.17898041185339}]
[null,null,"Ja","SEE951582148140","BNA1948","Kraftwerke Mainz-Wiesbaden AG","BHKW KW5 51",55120,"Mainz","Kraftwerkallee 1","Rheinland-Pfalz","2020-12-23","Erdgas","Erdgas, Erdölgas","Erdgas","Ja","Verbrennungsmotor","Erdgas","GuD",0.45,"https://www.kmw-ag.de/anlagen/blockheizkraftwerk/",10.02,9.93,{"$f":"(1-VLOOKUP(S604,Start!$H$33:$I$40,2,FALSE)/100)*W604","v":8.6390999999999991},{"$f":"VLOOKUP(R604,Start!$C$9:$D$15,2,FALSE)+VLOOKUP(R604,Start!$C$23:$D$29,2,FALSE)","v":128.9},{"$f":"(Y604/T604)+Start!$D$19*(VLOOKUP(R604,Start!$M$33:$N$39,2,FALSE)/T604)+VLOOKUP(S604,Start!$C$33:$D$40,2,FALSE)","v":324.20037777777782}]
[null,null,"Ja","SEE951620659119","BNA0603","RWE Generation SE","Emsland B GT2",49808,"Lingen","Schüttorfer Straße 100","Niedersachsen","2011-12-23","Erdgas","Erdgas, Erdölgas","Erdgas","Nein","Gasturbinen mit nachgeschalteter Dampfturbine","Erdgas","GuD",0.46,"OPSD (2020)",60,58,{"$f":"(1-VLOOKUP(S605,Start!$H$33:$I$40,2,FALSE)/100)*W605","v":50.46},{"$f":"VLOOKUP(R605,Start!$C$9:$D$15,2,FALSE)+VLOOKUP(R605,Start!$C$23:$D$29,2,FALSE)","v":128.9},{"$f":"(Y605/T605)+Start!$D$19*(VLOOKUP(R605,Start!$M$33:$N$39,2,FALSE)/T605)+VLOOKUP(S605,Start!$C$33:$D$40,2,FALSE)","v":317.18515217391302}]
[null,null,"Ja","SEE951648072822","BNA1286","Zweckverband für Abfallwirtschaft Südwestthüringen (ZASt)","ZASt",98544,"Zella-Mehlis","Am Schießstand 15","Thüringen","2007-10-15","nicht biogener Abfall","nicht biogener Abfall (Hausmüll, Siedlungsabfälle)","Abfall","Ja","Kondensationsmaschine mit Entnahme","Abfall","Abfall",0.33,"OPSD (2020)",13.7,12.1,{"$f":"(1-VLOOKUP(S606,Start!$H$33:$I$40,2,FALSE)/100)*W606","v":10.285},{"$f":"VLOOKUP(R606,Start!$C$9:$D$15,2,FALSE)+VLOOKUP(R606,Start!$C$23:$D$29,2,FALSE)","v":0},{"$f":"(Y606/T606)+Start!$D$19*(VLOOKUP(R606,Start!$M$33:$N$39,2,FALSE)/T606)+VLOOKUP(S606,Start!$C$33:$D$40,2,FALSE)","v":1}]
[null,null,"Ja","SEE951684578067",null,"Stadtwerke Bielefeld","Gasturbine 2 - GuD MPE",33699,"Bielefeld","Niedernholz 23","Nordrhein-Westfalen","2021-02-15","Erdgas","Erdgas, Erdölgas","Erdgas","Ja","Gasturbinen mit nachgeschalteter Dampfturbine","Erdgas","GuD",0.40699999999999997,"Annahme basierend auf DIW (2014)",15.25,15.05,{"$f":"(1-VLOOKUP(S607,Start!$H$33:$I$40,2,FALSE)/100)*W607","v":13.093500000000001},{"$f":"VLOOKUP(R607,Start!$C$9:$D$15,2,FALSE)+VLOOKUP(R607,Start!$C$23:$D$29,2,FALSE)","v":128.9},{"$f":"(Y607/T607)+Start!$D$19*(VLOOKUP(R607,Start!$M$33:$N$39,2,FALSE)/T607)+VLOOKUP(S607,Start!$C$33:$D$40,2,FALSE)","v":358.29402948402952}]
[null,null,"Ja","SEE951802406722",null,"Crespel & Deiters GmbH ＆ Co. KG","GTS5",49479,"Ibbenbüren","Groner Allee 76","Nordrhein-Westfalen","2017-12-20","Erdgas","Erdgas, Erdölgas","Erdgas","Ja","Gasturbinen mit Abhitzekessel","Erdgas","GuD",0.4,"eigene Annahme",7.49,7.49,{"$f":"(1-VLOOKUP(S608,Start!$H$33:$I$40,2,FALSE)/100)*W608","v":6.5163000000000002},{"$f":"VLOOKUP(R608,Start!$C$9:$D$15,2,FALSE)+VLOOKUP(R608,Start!$C$23:$D$29,2,FALSE)","v":128.9},{"$f":"(Y608/T608)+Start!$D$19*(VLOOKUP(R608,Start!$M$33:$N$39,2,FALSE)/T608)+VLOOKUP(S608,Start!$C$33:$D$40,2,FALSE)","v":364.53792499999997}]
[null,null,"Ja","SEE951839779134","BNA1945","Stadtwerke Kiel AG","Küstenkraftwerk K.I.E.L Motor 1",24149,"Kiel","Hasselfelde 30","Schleswig-Holstein","2018-12-07","Erdgas","Erdgas, Erdölgas","Erdgas","Ja","Verbrennungsmotor","Erdgas","GuD",0.40589999999999998,"OPSD (2020)",9.5709999999999997,9.4559999999999995,{"$f":"(1-VLOOKUP(S609,Start!$H$33:$I$40,2,FALSE)/100)*W609","v":8.2267200000000003},{"$f":"VLOOKUP(R609,Start!$C$9:$D$15,2,FALSE)+VLOOKUP(R609,Start!$C$23:$D$29,2,FALSE)","v":128.9},{"$f":"(Y609/T609)+Start!$D$19*(VLOOKUP(R609,Start!$M$33:$N$39,2,FALSE)/T609)+VLOOKUP(S609,Start!$C$33:$D$40,2,FALSE)","v":359.26095097314612}]
[null,null,"Ja","SEE951966828576","BNA1161","Zweckverband Müllverwertungsanlage Ingolstadt","Turbine VE 32 ZV MVA IN",85055,"Ingolstadt","Am Mailinger Bach 141","Bayern","1996-09-10","nicht biogener Abfall","nicht biogener Abfall (Hausmüll, Siedlungsabfälle)","Abfall","Nein","Kondensationsmaschine mit Entnahme","Abfall","Abfall",0.33,"OPSD (2020)",7.4,7.4,{"$f":"(1-VLOOKUP(S610,Start!$H$33:$I$40,2,FALSE)/100)*W610","v":6.29},{"$f":"VLOOKUP(R610,Start!$C$9:$D$15,2,FALSE)+VLOOKUP(R610,Start!$C$23:$D$29,2,FALSE)","v":0},{"$f":"(Y610/T610)+Start!$D$19*(VLOOKUP(R610,Start!$M$33:$N$39,2,FALSE)/T610)+VLOOKUP(S610,Start!$C$33:$D$40,2,FALSE)","v":1}]
[null,null,"Ja","SEE952058615067","BNA0834","Solvay Chemicals GmbH","Solvay Rb TA1",47495,"Rheinberg","Xantener Straße 237","Nordrhein-Westfalen","1996-12-31","Erdgas","Erdgas, Erdölgas","Erdgas","Ja","Gasturbinen mit Abhitzekessel","Erdgas","GuD",0.34210000000000002,"OPSD (2020)",54,54,{"$f":"(1-VLOOKUP(S611,Start!$H$33:$I$40,2,FALSE)/100)*W611","v":46.98},{"$f":"VLOOKUP(R611,Start!$C$9:$D$15,2,FALSE)+VLOOKUP(R611,Start!$C$23:$D$29,2,FALSE)","v":128.9},{"$f":"(Y611/T611)+Start!$D$19*(VLOOKUP(R611,Start!$M$33:$N$39,2,FALSE)/T611)+VLOOKUP(S611,Start!$C$33:$D$40,2,FALSE)","v":425.98164279450452}]
[null,null,"Ja","SEE952266131625","BNA0662b","Evonik Operations GmbH","Kraftwerk I, KT13",45772,"Marl","Paul-Baumann-Straße 1","Nordrhein-Westfalen","1949-12-16","Steinkohle","Steinkohlen","Steinkohle","Ja","Kondensationsmaschine ohne Entnahme","Steinkohle","Steinkohle",0.27,"OPSD (2020)",21,20.513999999999999,{"$f":"(1-VLOOKUP(S612,Start!$H$33:$I$40,2,FALSE)/100)*W612","v":16.411200000000001},{"$f":"VLOOKUP(R612,Start!$C$9:$D$15,2,FALSE)+VLOOKUP(R612,Start!$C$23:$D$29,2,FALSE)","v":42.45},{"$f":"(Y612/T612)+Start!$D$19*(VLOOKUP(R612,Start!$M$33:$N$39,2,FALSE)/T612)+VLOOKUP(S612,Start!$C$33:$D$40,2,FALSE)","v":259.83440740740747}]
[null,null,"Ja","SEE952340290002","BNA1407","Schoeller Technocell GmbH & Co.KG","Schoeller Technocell GmbH & Co.KG Weißenborn DT",9600,"Weißenborn","Fabrikstraße 1","Sachsen","1976-01-01","Erdgas","Prozessdampf","Erdgas","Ja","Gegendruckmaschine mit Entnahme","Erdgas","GuD",0.38169999999999998,"OPSD (2020)",4.4290000000000003,2.4504250000000001,{"$f":"(1-VLOOKUP(S613,Start!$H$33:$I$40,2,FALSE)/100)*W613","v":2.1318697499999999},{"$f":"VLOOKUP(R613,Start!$C$9:$D$15,2,FALSE)+VLOOKUP(R613,Start!$C$23:$D$29,2,FALSE)","v":128.9},{"$f":"(Y613/T613)+Start!$D$19*(VLOOKUP(R613,Start!$M$33:$N$39,2,FALSE)/T613)+VLOOKUP(S613,Start!$C$33:$D$40,2,FALSE)","v":381.94320146712079}]
[null,null,"Ja","SEE952352206145","BNA0332","Uniper Kraftwerke GmbH","Scholven B",45896,"Gelsenkirchen","Glückaufstraße 56","Nordrhein-Westfalen","1968-01-01","Steinkohle","Steinkohlen","Steinkohle","Ja","Kondensationsmaschine mit Entnahme","Steinkohle","Steinkohle",0.34499999999999997,"OPSD (2020)",370,345,{"$f":"(1-VLOOKUP(S614,Start!$H$33:$I$40,2,FALSE)/100)*W614","v":276},{"$f":"VLOOKUP(R614,Start!$C$9:$D$15,2,FALSE)+VLOOKUP(R614,Start!$C$23:$D$29,2,FALSE)","v":42.45},{"$f":"(Y614/T614)+Start!$D$19*(VLOOKUP(R614,Start!$M$33:$N$39,2,FALSE)/T614)+VLOOKUP(S614,Start!$C$33:$D$40,2,FALSE)","v":203.63127536231889}]
[null,null,"Ja","SEE952372080091","BNA0969b","SWM Services GmbH","SWM HKW Nord 2 T20",85774,"Unterföhring","Münchner Straße 22","Bayern","1991-12-15","Steinkohle","Steinkohlen","Steinkohle","Ja","Kondensationsmaschine mit Entnahme","Steinkohle","Steinkohle",0.40250000000000002,"OPSD (2020)",363,333,{"$f":"(1-VLOOKUP(S615,Start!$H$33:$I$40,2,FALSE)/100)*W615","v":266.40000000000003},{"$f":"VLOOKUP(R615,Start!$C$9:$D$15,2,FALSE)+VLOOKUP(R615,Start!$C$23:$D$29,2,FALSE)","v":42.45},{"$f":"(Y615/T615)+Start!$D$19*(VLOOKUP(R615,Start!$M$33:$N$39,2,FALSE)/T615)+VLOOKUP(S615,Start!$C$33:$D$40,2,FALSE)","v":174.72680745341614}]
[null,null,"Ja","SEE952488583202","BNA0804","K+S Minerals and Agriculture GmbH","Kraftwerk HA DT1",36269,"Philippsthal","Hattorfer Straße 1","Hessen","1967-03-02","Wärme","Prozessdampf","Erdgas","Ja","Gegendruckmaschine mit Entnahme","Erdgas","GuD",0.39929999999999999,"OPSD (2020)",28.504000000000001,28,{"$f":"(1-VLOOKUP(S616,Start!$H$33:$I$40,2,FALSE)/100)*W616","v":24.36},{"$f":"VLOOKUP(R616,Start!$C$9:$D$15,2,FALSE)+VLOOKUP(R616,Start!$C$23:$D$29,2,FALSE)","v":128.9},{"$f":"(Y616/T616)+Start!$D$19*(VLOOKUP(R616,Start!$M$33:$N$39,2,FALSE)/T616)+VLOOKUP(S616,Start!$C$33:$D$40,2,FALSE)","v":365.17435512146261}]
[null,null,"Ja","SEE952672318108","BNA0915","Lausitz Energie Kraftwerke AG","Kraftwerk Schwarze Pumpe Block B",3130,"Spremberg","An der alten Ziegelei 1","Brandenburg","1998-05-25","Braunkohle","","Braunkohle","Ja","Kondensationsmaschine mit Entnahme","Braunkohle","Braunkohle",0.41,"OPSD (2020)",803,755,{"$f":"(1-VLOOKUP(S617,Start!$H$33:$I$40,2,FALSE)/100)*W617","v":656.85},{"$f":"VLOOKUP(R617,Start!$C$9:$D$15,2,FALSE)+VLOOKUP(R617,Start!$C$23:$D$29,2,FALSE)","v":3.1},{"$f":"(Y617/T617)+Start!$D$19*(VLOOKUP(R617,Start!$M$33:$N$39,2,FALSE)/T617)+VLOOKUP(S617,Start!$C$33:$D$40,2,FALSE)","v":89.243121951219521}]
[null,null,"Ja","SEE952807166543","BNA1336","Henkel AG & Co. KGaA","F03G3",40589,"Düsseldorf","Henkelstraße 67","Nordrhein-Westfalen","1965-01-01","Erdgas","Erdgas, Erdölgas","Erdgas","Ja","Gegendruckmaschine mit Entnahme","Erdgas","GuD",0.32779999999999998,"OPSD (2020)",13.2,11.88,{"$f":"(1-VLOOKUP(S618,Start!$H$33:$I$40,2,FALSE)/100)*W618","v":10.335600000000001},{"$f":"VLOOKUP(R618,Start!$C$9:$D$15,2,FALSE)+VLOOKUP(R618,Start!$C$23:$D$29,2,FALSE)","v":128.9},{"$f":"(Y618/T618)+Start!$D$19*(VLOOKUP(R618,Start!$M$33:$N$39,2,FALSE)/T618)+VLOOKUP(S618,Start!$C$33:$D$40,2,FALSE)","v":444.49929835265408}]
[null,null,"Ja","SEE952857304476",null,"MAN Energy Solutions SE","Prüfstand 32",86153,"Augsburg","Stadtbachstraße 1","Bayern","2013-09-01","Erdgas","Erdgas, Erdölgas","Erdgas","Nein","Verbrennungsmotor","Erdgas","GuD",0.4,"eigene Annahme",1.86,1.78,{"$f":"(1-VLOOKUP(S619,Start!$H$33:$I$40,2,FALSE)/100)*W619","v":1.5486},{"$f":"VLOOKUP(R619,Start!$C$9:$D$15,2,FALSE)+VLOOKUP(R619,Start!$C$23:$D$29,2,FALSE)","v":128.9},{"$f":"(Y619/T619)+Start!$D$19*(VLOOKUP(R619,Start!$M$33:$N$39,2,FALSE)/T619)+VLOOKUP(S619,Start!$C$33:$D$40,2,FALSE)","v":364.53792499999997}]
[null,null,"Ja","SEE952937205877","BNA1185","Pfeifer & Langen GmbH ＆ Co. KG","Könnern Generator 2",6420,"Könnern","An den Sieben Stücken ","Sachsen-Anhalt","1993-09-28","Braunkohle","Braunkohlenbriketts","Braunkohle","Ja","Gegendruckmaschine mit Entnahme","Braunkohle","Braunkohle",0.43359999999999999,"OPSD (2020)",20.32,19.670000000000002,{"$f":"(1-VLOOKUP(S620,Start!$H$33:$I$40,2,FALSE)/100)*W620","v":17.1129},{"$f":"VLOOKUP(R620,Start!$C$9:$D$15,2,FALSE)+VLOOKUP(R620,Start!$C$23:$D$29,2,FALSE)","v":3.1},{"$f":"(Y620/T620)+Start!$D$19*(VLOOKUP(R620,Start!$M$33:$N$39,2,FALSE)/T620)+VLOOKUP(S620,Start!$C$33:$D$40,2,FALSE)","v":84.478321033210335}]
[null,null,"Ja","SEE953048986860",null,"K+S Minerals and Agriculture GmbH","Fabrik NE GT Tr",36119,"Neuhof","Am Kaliwerk 7","Hessen","2009-07-02","Erdgas","Erdgas, Erdölgas","Erdgas","Ja","Gasturbinen ohne Abhitzekessel","Erdgas","Gasturbine",0.4,"eigene Annahme",5.1950000000000003,5.0999999999999996,{"$f":"(1-VLOOKUP(S621,Start!$H$33:$I$40,2,FALSE)/100)*W621","v":4.4369999999999994},{"$f":"VLOOKUP(R621,Start!$C$9:$D$15,2,FALSE)+VLOOKUP(R621,Start!$C$23:$D$29,2,FALSE)","v":128.9},{"$f":"(Y621/T621)+Start!$D$19*(VLOOKUP(R621,Start!$M$33:$N$39,2,FALSE)/T621)+VLOOKUP(S621,Start!$C$33:$D$40,2,FALSE)","v":364.03792499999997}]
[null,null,"Ja","SEE953182244383",null,"MVV Umwelt Asset GmbH","MHKW Mannheim Generator X1",68169,"Mannheim","Otto-Hahn-Straße 1","Baden-Württemberg","2020-03-13","nicht biogener Abfall","nicht biogener Abfall (Hausmüll, Siedlungsabfälle)","Abfall","Ja","Gegendruckmaschine ohne Entnahme","Abfall","Abfall",0.33,"OPSD (2020)",5.48,4.08,{"$f":"(1-VLOOKUP(S622,Start!$H$33:$I$40,2,FALSE)/100)*W622","v":3.468},{"$f":"VLOOKUP(R622,Start!$C$9:$D$15,2,FALSE)+VLOOKUP(R622,Start!$C$23:$D$29,2,FALSE)","v":0},{"$f":"(Y622/T622)+Start!$D$19*(VLOOKUP(R622,Start!$M$33:$N$39,2,FALSE)/T622)+VLOOKUP(S622,Start!$C$33:$D$40,2,FALSE)","v":1}]
[null,null,"Ja","SEE953235539855","BNA1909","EnBW Energie Baden-Württemberg AG","Heizkraftwerk Stuttgart-Gaisburg HKW 3 Motor 1",70327,"Stuttgart","Langwiesenweg 23","Baden-Württemberg","2018-08-29","Erdgas","Erdgas, Erdölgas","Erdgas","Ja","Verbrennungsmotor","Erdgas","GuD",0.40479999999999999,"OPSD (2020)",10.295,9.7170000000000005,{"$f":"(1-VLOOKUP(S623,Start!$H$33:$I$40,2,FALSE)/100)*W623","v":8.4537899999999997},{"$f":"VLOOKUP(R623,Start!$C$9:$D$15,2,FALSE)+VLOOKUP(R623,Start!$C$23:$D$29,2,FALSE)","v":128.9},{"$f":"(Y623/T623)+Start!$D$19*(VLOOKUP(R623,Start!$M$33:$N$39,2,FALSE)/T623)+VLOOKUP(S623,Start!$C$33:$D$40,2,FALSE)","v":360.23312747035578}]
[null,null,"Ja","SEE953266686481","BNA0693","SWN Stadtwerke Neumünster GmbH","T2",24534,"Neumünster","Bismarckstraße 51","Schleswig-Holstein","1982-11-20","Steinkohle","Steinkohlen","Steinkohle","Ja","Gegendruckmaschine mit Entnahme","Steinkohle","Steinkohle",0.33,"eigene Annahme",12.8,9.5449999999999999,{"$f":"(1-VLOOKUP(S624,Start!$H$33:$I$40,2,FALSE)/100)*W624","v":7.6360000000000001},{"$f":"VLOOKUP(R624,Start!$C$9:$D$15,2,FALSE)+VLOOKUP(R624,Start!$C$23:$D$29,2,FALSE)","v":42.45},{"$f":"(Y624/T624)+Start!$D$19*(VLOOKUP(R624,Start!$M$33:$N$39,2,FALSE)/T624)+VLOOKUP(S624,Start!$C$33:$D$40,2,FALSE)","v":212.82815151515152}]
[null,null,"Ja","SEE953373967701","BNA0662b","Evonik Operations GmbH","Kraftwerk I, GT9",45772,"Marl","Paul-Baumann-Straße 1","Nordrhein-Westfalen","1941-06-13","Steinkohle","Steinkohlen","Steinkohle","Ja","Gegendruckmaschine ohne Entnahme","Steinkohle","Steinkohle",0.27,"OPSD (2020)",15.75,15.75,{"$f":"(1-VLOOKUP(S625,Start!$H$33:$I$40,2,FALSE)/100)*W625","v":12.600000000000001},{"$f":"VLOOKUP(R625,Start!$C$9:$D$15,2,FALSE)+VLOOKUP(R625,Start!$C$23:$D$29,2,FALSE)","v":42.45},{"$f":"(Y625/T625)+Start!$D$19*(VLOOKUP(R625,Start!$M$33:$N$39,2,FALSE)/T625)+VLOOKUP(S625,Start!$C$33:$D$40,2,FALSE)","v":259.83440740740747}]
[null,null,"Ja","SEE953574430066","BNA1945","Stadtwerke Kiel AG","Küstenkraftwerk K.I.E.L Motor 12",24149,"Kiel","Hasselfelde 30","Schleswig-Holstein","2018-08-23","Erdgas","Erdgas, Erdölgas","Erdgas","Ja","Verbrennungsmotor","Erdgas","GuD",0.40589999999999998,"OPSD (2020)",9.5709999999999997,9.4559999999999995,{"$f":"(1-VLOOKUP(S626,Start!$H$33:$I$40,2,FALSE)/100)*W626","v":8.2267200000000003},{"$f":"VLOOKUP(R626,Start!$C$9:$D$15,2,FALSE)+VLOOKUP(R626,Start!$C$23:$D$29,2,FALSE)","v":128.9},{"$f":"(Y626/T626)+Start!$D$19*(VLOOKUP(R626,Start!$M$33:$N$39,2,FALSE)/T626)+VLOOKUP(S626,Start!$C$33:$D$40,2,FALSE)","v":359.26095097314612}]
[null,null,"Ja","SEE953718174887","BNA1007a","Allgäuer Überlandwerk GmbH","Spitzenlastkraftwerk Veits Gasturbine",87448,"Waltenhofen","Veits 13","Bayern","1988-06-29","Erdgas","Erdgas, Erdölgas","Erdgas","Nein","Gasturbinen ohne Abhitzekessel","Erdgas","Gasturbine",0.3488,"OPSD (2020)",21.76,20,{"$f":"(1-VLOOKUP(S627,Start!$H$33:$I$40,2,FALSE)/100)*W627","v":17.399999999999999},{"$f":"VLOOKUP(R627,Start!$C$9:$D$15,2,FALSE)+VLOOKUP(R627,Start!$C$23:$D$29,2,FALSE)","v":128.9},{"$f":"(Y627/T627)+Start!$D$19*(VLOOKUP(R627,Start!$M$33:$N$39,2,FALSE)/T627)+VLOOKUP(S627,Start!$C$33:$D$40,2,FALSE)","v":417.32789564220184}]
[null,null,"Ja","SEE953730197888","BNA0641b","MVV Umwelt Asset GmbH","MHKW Mannheim Generator TD0",68169,"Mannheim","Otto-Hahn-Straße 1","Baden-Württemberg","2012-08-13","nicht biogener Abfall","nicht biogener Abfall (Hausmüll, Siedlungsabfälle)","Abfall","Ja","Gegendruckmaschine mit Entnahme","Abfall","Abfall",0.33,"OPSD (2020)",8.85,4.26,{"$f":"(1-VLOOKUP(S628,Start!$H$33:$I$40,2,FALSE)/100)*W628","v":3.6209999999999996},{"$f":"VLOOKUP(R628,Start!$C$9:$D$15,2,FALSE)+VLOOKUP(R628,Start!$C$23:$D$29,2,FALSE)","v":0},{"$f":"(Y628/T628)+Start!$D$19*(VLOOKUP(R628,Start!$M$33:$N$39,2,FALSE)/T628)+VLOOKUP(S628,Start!$C$33:$D$40,2,FALSE)","v":1}]
[null,null,"Ja","SEE953784241926","BNA1335a","Papier- u. Kartonfabrik Varel GmbH & Co. KG","PKV Dampfsammelschienen-KWK-Anlage Generator / Turbine DT 9",26316,"Varel","Dangaster Straße 38","Niedersachsen","2011-09-09","Wärme","","Erdgas","Ja","Gegendruckmaschine ohne Entnahme","Erdgas","GuD",0.37290000000000001,"OPSD (2020)",13.41,13.167,{"$f":"(1-VLOOKUP(S629,Start!$H$33:$I$40,2,FALSE)/100)*W629","v":11.45529},{"$f":"VLOOKUP(R629,Start!$C$9:$D$15,2,FALSE)+VLOOKUP(R629,Start!$C$23:$D$29,2,FALSE)","v":128.9},{"$f":"(Y629/T629)+Start!$D$19*(VLOOKUP(R629,Start!$M$33:$N$39,2,FALSE)/T629)+VLOOKUP(S629,Start!$C$33:$D$40,2,FALSE)","v":390.92121212121214}]
[null,null,"Ja","SEE953872640426","BNA0685","Stadtwerke Münster GmbH","Dampfturbine",48155,"Münster","Am Mittelhafen 11","Nordrhein-Westfalen","2005-12-14","Wärme","Prozessdampf","Erdgas","Ja","Gegendruckmaschine mit Entnahme","Erdgas","GuD",0.5625,"OPSD (2020)",38,35.200000000000003,{"$f":"(1-VLOOKUP(S630,Start!$H$33:$I$40,2,FALSE)/100)*W630","v":30.624000000000002},{"$f":"VLOOKUP(R630,Start!$C$9:$D$15,2,FALSE)+VLOOKUP(R630,Start!$C$23:$D$29,2,FALSE)","v":128.9},{"$f":"(Y630/T630)+Start!$D$19*(VLOOKUP(R630,Start!$M$33:$N$39,2,FALSE)/T630)+VLOOKUP(S630,Start!$C$33:$D$40,2,FALSE)","v":259.66030222222224}]
[null,null,"Ja","SEE953991032447","BNA1151","E.ON Energy Solutions GmbH","KWKK Heidelberg",69120,"Heidelberg","Im Neuenheimer Feld 530","Baden-Württemberg","2001-12-21","Erdgas","Erdgas, Erdölgas","Erdgas","Ja","Gasturbinen mit Abhitzekessel","Erdgas","GuD",0.3861,"OPSD (2020)",15,13.288,{"$f":"(1-VLOOKUP(S631,Start!$H$33:$I$40,2,FALSE)/100)*W631","v":11.560560000000001},{"$f":"VLOOKUP(R631,Start!$C$9:$D$15,2,FALSE)+VLOOKUP(R631,Start!$C$23:$D$29,2,FALSE)","v":128.9},{"$f":"(Y631/T631)+Start!$D$19*(VLOOKUP(R631,Start!$M$33:$N$39,2,FALSE)/T631)+VLOOKUP(S631,Start!$C$33:$D$40,2,FALSE)","v":377.60766640766644}]
[null,null,"Ja","SEE954086855965","BNA0894c","PCK Raffinerie GmbH","1MKA",16303,"Schwedt","Passower Chaussee 111","Brandenburg","1998-06-04","Mineralölprodukte","Andere Mineralölprodukte","Mineralölprodukte","Nein","Kondensationsmaschine mit Entnahme","Öl","Öl",0.38279999999999997,"OPSD (2020)",117,106,{"$f":"(1-VLOOKUP(S632,Start!$H$33:$I$40,2,FALSE)/100)*W632","v":90.1},{"$f":"VLOOKUP(R632,Start!$C$9:$D$15,2,FALSE)+VLOOKUP(R632,Start!$C$23:$D$29,2,FALSE)","v":58.769999999999996},{"$f":"(Y632/T632)+Start!$D$19*(VLOOKUP(R632,Start!$M$33:$N$39,2,FALSE)/T632)+VLOOKUP(S632,Start!$C$33:$D$40,2,FALSE)","v":213.89864158829675}]
[null,null,"Ja","SEE954087912339",null,"Covestro Brunsbüttel Energie GmbH","Stromgenerator 1 (SE1)",25541,"Brunsbüttel","Fährstraße 51","Schleswig-Holstein","1977-06-15","Wärme","Dampf (fremdbezogen)","Wärme","Nein","Gegendruckmaschine ohne Entnahme","Sonstige","Sonstige",0.35,"eigene Annahme",2.5,2.5,{"$f":"(1-VLOOKUP(S633,Start!$H$33:$I$40,2,FALSE)/100)*W633","v":2.125},{"$f":"VLOOKUP(R633,Start!$C$9:$D$15,2,FALSE)+VLOOKUP(R633,Start!$C$23:$D$29,2,FALSE)","v":58.47},{"$f":"(Y633/T633)+Start!$D$19*(VLOOKUP(R633,Start!$M$33:$N$39,2,FALSE)/T633)+VLOOKUP(S633,Start!$C$33:$D$40,2,FALSE)","v":217.68680000000001}]
[null,null,"Ja","SEE954169155876","BNA0758","Energieversorgung Offenbach AG","Heizkraftwerk-Offenbach-EVO",63067,"Offenbach","Andréstraße 71","Hessen","1988-10-18","Steinkohle","Steinkohlen","Steinkohle","Ja","Kondensationsmaschine mit Entnahme","Steinkohle","Steinkohle",0.4,"OPSD (2020)",59.7,54,{"$f":"(1-VLOOKUP(S634,Start!$H$33:$I$40,2,FALSE)/100)*W634","v":43.2},{"$f":"VLOOKUP(R634,Start!$C$9:$D$15,2,FALSE)+VLOOKUP(R634,Start!$C$23:$D$29,2,FALSE)","v":42.45},{"$f":"(Y634/T634)+Start!$D$19*(VLOOKUP(R634,Start!$M$33:$N$39,2,FALSE)/T634)+VLOOKUP(S634,Start!$C$33:$D$40,2,FALSE)","v":175.81072500000002}]
[null,null,"Ja","SEE954183997452","BNA0918b","Dow Deutschland Anlagengesellschaft mbH","01 Std ST2",21683,"Stade","Bützflether Sand 9","Niedersachsen","2014-12-19","Wärme","Prozessdampf","Erdgas","Ja","Sonstige","Erdgas","GuD",0.60750000000000004,"OPSD (2020)",18.731999999999999,13,{"$f":"(1-VLOOKUP(S635,Start!$H$33:$I$40,2,FALSE)/100)*W635","v":11.31},{"$f":"VLOOKUP(R635,Start!$C$9:$D$15,2,FALSE)+VLOOKUP(R635,Start!$C$23:$D$29,2,FALSE)","v":128.9},{"$f":"(Y635/T635)+Start!$D$19*(VLOOKUP(R635,Start!$M$33:$N$39,2,FALSE)/T635)+VLOOKUP(S635,Start!$C$33:$D$40,2,FALSE)","v":240.53731687242799}]
[null,null,"Ja","SEE954348740183","BNA1138","Stadtwerke Erkrath","BHKW Klinkerweg  Modul 2",40699,"Erkrath","Klinkerweg 4","Nordrhein-Westfalen","2000-03-30","Erdgas","Erdgas, Erdölgas","Erdgas","Ja","Verbrennungsmotor","Erdgas","GuD",0.38500000000000001,"OPSD (2020)",3.2,3.1819999999999999,{"$f":"(1-VLOOKUP(S636,Start!$H$33:$I$40,2,FALSE)/100)*W636","v":2.7683399999999998},{"$f":"VLOOKUP(R636,Start!$C$9:$D$15,2,FALSE)+VLOOKUP(R636,Start!$C$23:$D$29,2,FALSE)","v":128.9},{"$f":"(Y636/T636)+Start!$D$19*(VLOOKUP(R636,Start!$M$33:$N$39,2,FALSE)/T636)+VLOOKUP(S636,Start!$C$33:$D$40,2,FALSE)","v":378.68225974025972}]
[null,null,"Ja","SEE954367504490","BNA0401","ADM Hamburg Aktiengesellschaft","GT3",21107,"Hamburg","Nippoldstraße 117","Hamburg","2008-10-15","Erdgas","Erdgas, Erdölgas","Erdgas","Ja","Gasturbinen mit Abhitzekessel","Erdgas","GuD",0.37730000000000002,"OPSD (2020)",5.22,5.07,{"$f":"(1-VLOOKUP(S637,Start!$H$33:$I$40,2,FALSE)/100)*W637","v":4.4108999999999998},{"$f":"VLOOKUP(R637,Start!$C$9:$D$15,2,FALSE)+VLOOKUP(R637,Start!$C$23:$D$29,2,FALSE)","v":128.9},{"$f":"(Y637/T637)+Start!$D$19*(VLOOKUP(R637,Start!$M$33:$N$39,2,FALSE)/T637)+VLOOKUP(S637,Start!$C$33:$D$40,2,FALSE)","v":386.37985687781605}]
[null,null,"Ja","SEE954780579013",null,"AUDI","IN_WERK_PST_Gesamt",85057,"Ingolstadt","Ettinger Straße 105","Bayern","1990-07-01","Mineralölprodukte","Dieselkraftstoff","Mineralölprodukte","Nein","Verbrennungsmotor","Öl","Öl",0.38,"eigene Annahme",45.177999999999997,45.177999999999997,{"$f":"(1-VLOOKUP(S638,Start!$H$33:$I$40,2,FALSE)/100)*W638","v":38.401299999999999},{"$f":"VLOOKUP(R638,Start!$C$9:$D$15,2,FALSE)+VLOOKUP(R638,Start!$C$23:$D$29,2,FALSE)","v":58.769999999999996},{"$f":"(Y638/T638)+Start!$D$19*(VLOOKUP(R638,Start!$M$33:$N$39,2,FALSE)/T638)+VLOOKUP(S638,Start!$C$33:$D$40,2,FALSE)","v":215.46736842105261}]
[null,null,"Ja","SEE955085348786","BNA1866","GLOBALFOUNDRIES Dresden Module One LLC & Co. KG","Gasmotoren-Blockheizkraftwerk II (Generator 9)",1468,"Moritzburg","Ringstraße 3","Sachsen","2004-11-10","Erdgas","Erdgas, Erdölgas","Erdgas","Ja","Verbrennungsmotor","Erdgas","GuD",0.442,"Annahme basierend auf DIW (2014)",3.8319999999999999,3.7719999999999998,{"$f":"(1-VLOOKUP(S639,Start!$H$33:$I$40,2,FALSE)/100)*W639","v":3.2816399999999999},{"$f":"VLOOKUP(R639,Start!$C$9:$D$15,2,FALSE)+VLOOKUP(R639,Start!$C$23:$D$29,2,FALSE)","v":128.9},{"$f":"(Y639/T639)+Start!$D$19*(VLOOKUP(R639,Start!$M$33:$N$39,2,FALSE)/T639)+VLOOKUP(S639,Start!$C$33:$D$40,2,FALSE)","v":330.04110859728507}]
[null,null,"Ja","SEE955111508221","BNA0361","DSM Nutritional Products GmbH","Dampfturbine DT5",79639,"Grenzach-Wyhlen","Emil-Barell-Straße 3","Baden-Württemberg","2018-03-21","Erdgas","Erdgas, Erdölgas","Erdgas","Ja","Gegendruckmaschine mit Entnahme","Erdgas","GuD",0.4037,"OPSD (2020)",8.65,8.4260000000000002,{"$f":"(1-VLOOKUP(S640,Start!$H$33:$I$40,2,FALSE)/100)*W640","v":7.3306199999999997},{"$f":"VLOOKUP(R640,Start!$C$9:$D$15,2,FALSE)+VLOOKUP(R640,Start!$C$23:$D$29,2,FALSE)","v":128.9},{"$f":"(Y640/T640)+Start!$D$19*(VLOOKUP(R640,Start!$M$33:$N$39,2,FALSE)/T640)+VLOOKUP(S640,Start!$C$33:$D$40,2,FALSE)","v":361.21060193212782}]
[null,null,"Ja","SEE955178360381","BNA1873","BMW AG Niederlassung Stuttgart","KWK 1 Gebäude 192.0",84130,"Dingolfing","Karl-Dompert-Straße 7","Bayern","2019-03-26","Erdgas","Erdgas, Erdölgas","Erdgas","Ja","Verbrennungsmotor","Erdgas","GuD",0.47,"Annahme basierend auf DIW (2014)",4.13,4.09,{"$f":"(1-VLOOKUP(S641,Start!$H$33:$I$40,2,FALSE)/100)*W641","v":3.5583},{"$f":"VLOOKUP(R641,Start!$C$9:$D$15,2,FALSE)+VLOOKUP(R641,Start!$C$23:$D$29,2,FALSE)","v":128.9},{"$f":"(Y641/T641)+Start!$D$19*(VLOOKUP(R641,Start!$M$33:$N$39,2,FALSE)/T641)+VLOOKUP(S641,Start!$C$33:$D$40,2,FALSE)","v":310.46844680851069}]
[null,null,"Ja","SEE955292024220","BNA1254","Zweckverband Müllverwertung Schwandorf","MKW SAD Turbine 4",92421,"Schwandorf","Alustraße 7","Bayern","1982-09-21","nicht biogener Abfall","nicht biogener Abfall (Hausmüll, Siedlungsabfälle)","Abfall","Ja","Kondensationsmaschine mit Entnahme","Abfall","Abfall",0.33,"OPSD (2020)",14.5,11.6,{"$f":"(1-VLOOKUP(S642,Start!$H$33:$I$40,2,FALSE)/100)*W642","v":9.86},{"$f":"VLOOKUP(R642,Start!$C$9:$D$15,2,FALSE)+VLOOKUP(R642,Start!$C$23:$D$29,2,FALSE)","v":0},{"$f":"(Y642/T642)+Start!$D$19*(VLOOKUP(R642,Start!$M$33:$N$39,2,FALSE)/T642)+VLOOKUP(S642,Start!$C$33:$D$40,2,FALSE)","v":1}]
[null,null,"Ja","SEE955314088254","BNA1028","RWE Power AG","Weißweiler H",52249,"Eschweiler","Zum Hagelkreuz 22","Nordrhein-Westfalen","1975-01-18","Braunkohle","Rohbraunkohlen","Braunkohle","Ja","Kondensationsmaschine mit Entnahme","Braunkohle","Braunkohle",0.36,"OPSD (2020)",696,656,{"$f":"(1-VLOOKUP(S643,Start!$H$33:$I$40,2,FALSE)/100)*W643","v":570.72},{"$f":"VLOOKUP(R643,Start!$C$9:$D$15,2,FALSE)+VLOOKUP(R643,Start!$C$23:$D$29,2,FALSE)","v":3.1},{"$f":"(Y643/T643)+Start!$D$19*(VLOOKUP(R643,Start!$M$33:$N$39,2,FALSE)/T643)+VLOOKUP(S643,Start!$C$33:$D$40,2,FALSE)","v":101.40188888888889}]
[null,null,"Ja","SEE955482235511","BNA0516","Mineraloelraffinerie Oberrhein","Maschine 4",76187,"Karlsruhe","Nördliche Raffineriestraße 1","Baden-Württemberg","1995-06-17","Mineralölprodukte","Raffineriegas","Mineralölprodukte","Ja","Kondensationsmaschine mit Entnahme","Öl","Öl",0.3795,"OPSD (2020)",14,12.7,{"$f":"(1-VLOOKUP(S644,Start!$H$33:$I$40,2,FALSE)/100)*W644","v":10.795},{"$f":"VLOOKUP(R644,Start!$C$9:$D$15,2,FALSE)+VLOOKUP(R644,Start!$C$23:$D$29,2,FALSE)","v":58.769999999999996},{"$f":"(Y644/T644)+Start!$D$19*(VLOOKUP(R644,Start!$M$33:$N$39,2,FALSE)/T644)+VLOOKUP(S644,Start!$C$33:$D$40,2,FALSE)","v":215.74993412384717}]
[null,null,"Ja","SEE955509938364",null,"Volkswagen AG","EATA_H72a_GDV_31",38440,"Wolfsburg","Berliner Ring 2","Niedersachsen","2000-01-01","Mineralölprodukte","Andere Mineralölprodukte","Mineralölprodukte","Nein","Verbrennungsmotor","Öl","Öl",0.4,"eigene Annahme",1.256,1.256,{"$f":"(1-VLOOKUP(S645,Start!$H$33:$I$40,2,FALSE)/100)*W645","v":1.0675999999999999},{"$f":"VLOOKUP(R645,Start!$C$9:$D$15,2,FALSE)+VLOOKUP(R645,Start!$C$23:$D$29,2,FALSE)","v":58.769999999999996},{"$f":"(Y645/T645)+Start!$D$19*(VLOOKUP(R645,Start!$M$33:$N$39,2,FALSE)/T645)+VLOOKUP(S645,Start!$C$33:$D$40,2,FALSE)","v":204.744}]
[null,null,"Ja","SEE955548455112","BNA1110","Zweckverband Restmüllheizkraftwerk Böblingen","Restmüllheizkraftwerk",71032,"Böblingen","Musberger Sträßle 11","Baden-Württemberg","1999-05-01","Wärme","Prozessdampf","Abfall","Ja","Kondensationsmaschine mit Entnahme","Abfall","Abfall",0.33,"OPSD (2020)",13,12.6,{"$f":"(1-VLOOKUP(S646,Start!$H$33:$I$40,2,FALSE)/100)*W646","v":10.709999999999999},{"$f":"VLOOKUP(R646,Start!$C$9:$D$15,2,FALSE)+VLOOKUP(R646,Start!$C$23:$D$29,2,FALSE)","v":0},{"$f":"(Y646/T646)+Start!$D$19*(VLOOKUP(R646,Start!$M$33:$N$39,2,FALSE)/T646)+VLOOKUP(S646,Start!$C$33:$D$40,2,FALSE)","v":1}]
[null,null,"Ja","SEE955718847075","BNA0845","Stadtwerke Rosenheim GmbH & Co. KG","DT1",83022,"Rosenheim","Färberstraße 49","Bayern","1988-01-01","nicht biogener Abfall","nicht biogener Abfall (Hausmüll, Siedlungsabfälle)","Abfall","Ja","Kondensationsmaschine mit Entnahme","Abfall","Abfall",0.33,"OPSD (2020)",7.2,6.9,{"$f":"(1-VLOOKUP(S647,Start!$H$33:$I$40,2,FALSE)/100)*W647","v":5.8650000000000002},{"$f":"VLOOKUP(R647,Start!$C$9:$D$15,2,FALSE)+VLOOKUP(R647,Start!$C$23:$D$29,2,FALSE)","v":0},{"$f":"(Y647/T647)+Start!$D$19*(VLOOKUP(R647,Start!$M$33:$N$39,2,FALSE)/T647)+VLOOKUP(S647,Start!$C$33:$D$40,2,FALSE)","v":1}]
[null,null,"Ja","SEE955802157592","BNA1524","EnBW Contracting GmbH","HK_001_Industrieheizkraftwerk-Walsrode_BHKW-GM2",29699,"Walsrode","Bahnhofstraße 13","Niedersachsen","2019-01-01","Erdgas","Erdgas, Erdölgas","Erdgas","Ja","Verbrennungsmotor","Erdgas","GuD",0.35089999999999999,"OPSD (2020)",3.2,3.2,{"$f":"(1-VLOOKUP(S648,Start!$H$33:$I$40,2,FALSE)/100)*W648","v":2.7840000000000003},{"$f":"VLOOKUP(R648,Start!$C$9:$D$15,2,FALSE)+VLOOKUP(R648,Start!$C$23:$D$29,2,FALSE)","v":128.9},{"$f":"(Y648/T648)+Start!$D$19*(VLOOKUP(R648,Start!$M$33:$N$39,2,FALSE)/T648)+VLOOKUP(S648,Start!$C$33:$D$40,2,FALSE)","v":415.33633513821604}]
[null,null,"Ja","SEE955837429145",null,"K+S Minerals and Agriculture GmbH","KW ZI Austausch-Geno",39326,"Zielitz","Farsleber Straße 1","Sachsen-Anhalt","1995-07-02","Erdgas","Erdgas, Erdölgas","Erdgas","Ja","Gasturbinen mit Abhitzekessel","Erdgas","GuD",0.38059999999999999,"OPSD (2020)",5.25,5.25,{"$f":"(1-VLOOKUP(S649,Start!$H$33:$I$40,2,FALSE)/100)*W649","v":4.5674999999999999},{"$f":"VLOOKUP(R649,Start!$C$9:$D$15,2,FALSE)+VLOOKUP(R649,Start!$C$23:$D$29,2,FALSE)","v":128.9},{"$f":"(Y649/T649)+Start!$D$19*(VLOOKUP(R649,Start!$M$33:$N$39,2,FALSE)/T649)+VLOOKUP(S649,Start!$C$33:$D$40,2,FALSE)","v":383.04274829217024}]
[null,null,"Ja","SEE955937262338","BNA0751","GMVA Gemeinschafts-Müll-Verbrennungsanlage Niederrhein GmbH","„Turbosatz 1“",46049,"Oberhausen","Liricher Str. 121","Nordrhein-Westfalen","2006-04-06","nicht biogener Abfall","nicht biogener Abfall (Hausmüll, Siedlungsabfälle)","Abfall","Ja","Kondensationsmaschine mit Entnahme","Abfall","Abfall",0.33,"OPSD (2020)",25.6,21.1,{"$f":"(1-VLOOKUP(S650,Start!$H$33:$I$40,2,FALSE)/100)*W650","v":17.935000000000002},{"$f":"VLOOKUP(R650,Start!$C$9:$D$15,2,FALSE)+VLOOKUP(R650,Start!$C$23:$D$29,2,FALSE)","v":0},{"$f":"(Y650/T650)+Start!$D$19*(VLOOKUP(R650,Start!$M$33:$N$39,2,FALSE)/T650)+VLOOKUP(S650,Start!$C$33:$D$40,2,FALSE)","v":1}]
[null,null,"Ja","SEE956061511231",null,"Julius Schulte Trebsen GmbH & Co. KG","GuD Anlage DT",4687,"Trebsen","Pauschwitzer Straße 45","Sachsen","2013-09-18","Erdgas","Erdgas, Erdölgas","Erdgas","Ja","Gasturbinen mit nachgeschalteter Dampfturbine","Erdgas","GuD",0.55000000000000004,"eigene Annahme",1.4339999999999999,1.1000000000000001,{"$f":"(1-VLOOKUP(S651,Start!$H$33:$I$40,2,FALSE)/100)*W651","v":0.95700000000000007},{"$f":"VLOOKUP(R651,Start!$C$9:$D$15,2,FALSE)+VLOOKUP(R651,Start!$C$23:$D$29,2,FALSE)","v":128.9},{"$f":"(Y651/T651)+Start!$D$19*(VLOOKUP(R651,Start!$M$33:$N$39,2,FALSE)/T651)+VLOOKUP(S651,Start!$C$33:$D$40,2,FALSE)","v":265.52758181818177}]
[null,null,"Ja","SEE956085205437","BNA0172b","Wacker Chemie AG","Turbine/Generator 8",84489,"Burghausen","Johannes-Hess-Straße 24","Bayern","1979-05-14","Erdgas","Erdgas, Erdölgas","Erdgas","Ja","Gegendruckmaschine mit Entnahme","Erdgas","GuD",0.3619,"OPSD (2020)",46,45.8,{"$f":"(1-VLOOKUP(S652,Start!$H$33:$I$40,2,FALSE)/100)*W652","v":39.845999999999997},{"$f":"VLOOKUP(R652,Start!$C$9:$D$15,2,FALSE)+VLOOKUP(R652,Start!$C$23:$D$29,2,FALSE)","v":128.9},{"$f":"(Y652/T652)+Start!$D$19*(VLOOKUP(R652,Start!$M$33:$N$39,2,FALSE)/T652)+VLOOKUP(S652,Start!$C$33:$D$40,2,FALSE)","v":402.75772312793589}]
[null,null,"Ja","SEE956207547964",null,"Jäckering Mühlen- und Nährmittelwerke GmbH","BHKW Hafen - Modul 3",59067,"Hamm","Speicherstraße 15","Nordrhein-Westfalen","2013-04-01","Erdgas","Erdgas, Erdölgas","Erdgas","Ja","Verbrennungsmotor","Erdgas","GuD",0.4,"eigene Annahme",2.19,2.173,{"$f":"(1-VLOOKUP(S653,Start!$H$33:$I$40,2,FALSE)/100)*W653","v":1.8905100000000001},{"$f":"VLOOKUP(R653,Start!$C$9:$D$15,2,FALSE)+VLOOKUP(R653,Start!$C$23:$D$29,2,FALSE)","v":128.9},{"$f":"(Y653/T653)+Start!$D$19*(VLOOKUP(R653,Start!$M$33:$N$39,2,FALSE)/T653)+VLOOKUP(S653,Start!$C$33:$D$40,2,FALSE)","v":364.53792499999997}]
[null,null,"Ja","SEE956216040883","BNA0895","GKS-Gemeinschaftskraftwerk Schweinfurt GmbH","Turbine 2",97424,"Schweinfurt","Hafenstraße 30","Bayern","1990-06-01","Steinkohle","Steinkohlen","Steinkohle","Ja","Gegendruckmaschine ohne Entnahme","Steinkohle","Steinkohle",0.33,"OPSD (2020)",11.8,10.199999999999999,{"$f":"(1-VLOOKUP(S654,Start!$H$33:$I$40,2,FALSE)/100)*W654","v":8.16},{"$f":"VLOOKUP(R654,Start!$C$9:$D$15,2,FALSE)+VLOOKUP(R654,Start!$C$23:$D$29,2,FALSE)","v":42.45},{"$f":"(Y654/T654)+Start!$D$19*(VLOOKUP(R654,Start!$M$33:$N$39,2,FALSE)/T654)+VLOOKUP(S654,Start!$C$33:$D$40,2,FALSE)","v":212.82815151515152}]
[null,null,"Ja","SEE956217502250",null,"Salzgitter Flachstahl GmbH","GGT HO A",38239,"Salzgitter","Eisenhüttenstraße 99","Niedersachsen","1998-08-15","Druck aus Gasleitungen","","Sonstige Energieträger (nicht erneuerbar)","Nein","Sonstige","Sonstige","Sonstige",0.38500000000000001,"eigene Annahme",10.222,8,{"$f":"(1-VLOOKUP(S655,Start!$H$33:$I$40,2,FALSE)/100)*W655","v":6.8},{"$f":"VLOOKUP(R655,Start!$C$9:$D$15,2,FALSE)+VLOOKUP(R655,Start!$C$23:$D$29,2,FALSE)","v":58.47},{"$f":"(Y655/T655)+Start!$D$19*(VLOOKUP(R655,Start!$M$33:$N$39,2,FALSE)/T655)+VLOOKUP(S655,Start!$C$33:$D$40,2,FALSE)","v":197.988}]
[null,null,"Ja","SEE956268312785","BNA0088b","Solvay Chemicals GmbH","Kondensationsturbine EKT",6406,"Bernburg","Köthensche Straße 1","Sachsen-Anhalt","2009-12-17","nicht biogener Abfall","Dampf (fremdbezogen)","Abfall","Nein","Kondensationsmaschine mit Entnahme","Abfall","Abfall",0.33,"OPSD (2020)",40.49,30,{"$f":"(1-VLOOKUP(S656,Start!$H$33:$I$40,2,FALSE)/100)*W656","v":25.5},{"$f":"VLOOKUP(R656,Start!$C$9:$D$15,2,FALSE)+VLOOKUP(R656,Start!$C$23:$D$29,2,FALSE)","v":0},{"$f":"(Y656/T656)+Start!$D$19*(VLOOKUP(R656,Start!$M$33:$N$39,2,FALSE)/T656)+VLOOKUP(S656,Start!$C$33:$D$40,2,FALSE)","v":1}]
[null,null,"Ja","SEE956308510836",null,"SWP Stadtwerke Pforzheim","MOT 3",75175,"Pforzheim","Hohwiesenweg 19","Baden-Württemberg","2021-06-15","Erdgas","Erdgas, Erdölgas","Erdgas","Ja","Verbrennungsmotor","Erdgas","GuD",0.45,"https://www.innio.com/de/loesungen/energieerzeugung/kraft-waerme-kopplung",10.387,10.199999999999999,{"$f":"(1-VLOOKUP(S657,Start!$H$33:$I$40,2,FALSE)/100)*W657","v":8.8739999999999988},{"$f":"VLOOKUP(R657,Start!$C$9:$D$15,2,FALSE)+VLOOKUP(R657,Start!$C$23:$D$29,2,FALSE)","v":128.9},{"$f":"(Y657/T657)+Start!$D$19*(VLOOKUP(R657,Start!$M$33:$N$39,2,FALSE)/T657)+VLOOKUP(S657,Start!$C$33:$D$40,2,FALSE)","v":324.20037777777782}]
[null,null,"Ja","SEE956337212497",null,"Südzucker AG","Dampfturbine I Südzucker Ochsenfurt",97199,"Ochsenfurt","Marktbreiter Straße 74","Bayern","1978-09-01","Wärme","Prozessdampf","Wärme","Ja","Gegendruckmaschine ohne Entnahme","Sonstige","Sonstige",0.35,"eigene Annahme",14.4,13.667,{"$f":"(1-VLOOKUP(S658,Start!$H$33:$I$40,2,FALSE)/100)*W658","v":11.616949999999999},{"$f":"VLOOKUP(R658,Start!$C$9:$D$15,2,FALSE)+VLOOKUP(R658,Start!$C$23:$D$29,2,FALSE)","v":58.47},{"$f":"(Y658/T658)+Start!$D$19*(VLOOKUP(R658,Start!$M$33:$N$39,2,FALSE)/T658)+VLOOKUP(S658,Start!$C$33:$D$40,2,FALSE)","v":217.68680000000001}]
[null,null,"Ja","SEE956441736957","BNA1396","GLOBALFOUNDRIES Dresden Module Two LLC & Co. KG","Gasmotoren-Blockheizkraftwerk I (Generator 6)",1468,"Moritzburg","Ringstraße 3","Sachsen","1998-09-01","Erdgas","Erdgas, Erdölgas","Erdgas","Ja","Verbrennungsmotor","Erdgas","GuD",0.38279999999999997,"OPSD (2020)",3.8839999999999999,3.879,{"$f":"(1-VLOOKUP(S659,Start!$H$33:$I$40,2,FALSE)/100)*W659","v":3.37473},{"$f":"VLOOKUP(R659,Start!$C$9:$D$15,2,FALSE)+VLOOKUP(R659,Start!$C$23:$D$29,2,FALSE)","v":128.9},{"$f":"(Y659/T659)+Start!$D$19*(VLOOKUP(R659,Start!$M$33:$N$39,2,FALSE)/T659)+VLOOKUP(S659,Start!$C$33:$D$40,2,FALSE)","v":380.84997387669807}]
[null,null,"Ja","SEE956631893736","BNA1336","Henkel AG & Co. KGaA","F03G1",40589,"Düsseldorf","Henkelstraße 67","Nordrhein-Westfalen","1963-01-01","Erdgas","Erdgas, Erdölgas","Erdgas","Ja","Gegendruckmaschine mit Entnahme","Erdgas","GuD",0.32779999999999998,"OPSD (2020)",10,9,{"$f":"(1-VLOOKUP(S660,Start!$H$33:$I$40,2,FALSE)/100)*W660","v":7.83},{"$f":"VLOOKUP(R660,Start!$C$9:$D$15,2,FALSE)+VLOOKUP(R660,Start!$C$23:$D$29,2,FALSE)","v":128.9},{"$f":"(Y660/T660)+Start!$D$19*(VLOOKUP(R660,Start!$M$33:$N$39,2,FALSE)/T660)+VLOOKUP(S660,Start!$C$33:$D$40,2,FALSE)","v":444.49929835265408}]
[null,null,"Ja","SEE956674158182",null,"BMW AG Niederlassung Stuttgart","BMW Landshut KWK 1",84030,"Landshut","Ohmstraße 2","Bayern","2009-04-01","Erdgas","Erdgas, Erdölgas","Erdgas","Ja","Verbrennungsmotor","Erdgas","GuD",0.4,"eigene Annahme",1.3939999999999999,1.35,{"$f":"(1-VLOOKUP(S661,Start!$H$33:$I$40,2,FALSE)/100)*W661","v":1.1745000000000001},{"$f":"VLOOKUP(R661,Start!$C$9:$D$15,2,FALSE)+VLOOKUP(R661,Start!$C$23:$D$29,2,FALSE)","v":128.9},{"$f":"(Y661/T661)+Start!$D$19*(VLOOKUP(R661,Start!$M$33:$N$39,2,FALSE)/T661)+VLOOKUP(S661,Start!$C$33:$D$40,2,FALSE)","v":364.53792499999997}]
[null,null,"Ja","SEE956808243722","BNA1926","ENGIE Deutschland AG","70001313.01",7546,"Gera","Siemensstraße 43","Thüringen","2018-12-05","Erdgas","Erdgas, Erdölgas","Erdgas","Ja","Verbrennungsmotor","Erdgas","GuD",0.40479999999999999,"OPSD (2020)",4.5,4.4720000000000004,{"$f":"(1-VLOOKUP(S662,Start!$H$33:$I$40,2,FALSE)/100)*W662","v":3.8906400000000003},{"$f":"VLOOKUP(R662,Start!$C$9:$D$15,2,FALSE)+VLOOKUP(R662,Start!$C$23:$D$29,2,FALSE)","v":128.9},{"$f":"(Y662/T662)+Start!$D$19*(VLOOKUP(R662,Start!$M$33:$N$39,2,FALSE)/T662)+VLOOKUP(S662,Start!$C$33:$D$40,2,FALSE)","v":360.23312747035578}]
[null,null,"Ja","SEE956884287917","BNA1447a","Röhm GmbH","Generator 2",67547,"Worms","Im Pfaffenwinkel 6","Rheinland-Pfalz","1990-11-20","Erdgas","Erdgas, Erdölgas","Erdgas","Ja","Gegendruckmaschine mit Entnahme","Erdgas","GuD",0.33,"eigene Annahme",12.3,11.9,{"$f":"(1-VLOOKUP(S663,Start!$H$33:$I$40,2,FALSE)/100)*W663","v":10.353},{"$f":"VLOOKUP(R663,Start!$C$9:$D$15,2,FALSE)+VLOOKUP(R663,Start!$C$23:$D$29,2,FALSE)","v":128.9},{"$f":"(Y663/T663)+Start!$D$19*(VLOOKUP(R663,Start!$M$33:$N$39,2,FALSE)/T663)+VLOOKUP(S663,Start!$C$33:$D$40,2,FALSE)","v":441.54596969696973}]
[null,null,"Ja","SEE956943312185","BNA0614c","BASF SE","A718 KT9",67063,"Ludwigshafen","Carl-Bosch-Straße 38","Rheinland-Pfalz","2008-04-30","Wärme","Prozessdampf","Sonstige Energieträger (nicht erneuerbar)","Nein","Kondensationsmaschine ohne Entnahme","Sonstige","Sonstige",0.39600000000000002,"Annahme basierend auf DIW (2014)",45.75,45.5,{"$f":"(1-VLOOKUP(S664,Start!$H$33:$I$40,2,FALSE)/100)*W664","v":38.674999999999997},{"$f":"VLOOKUP(R664,Start!$C$9:$D$15,2,FALSE)+VLOOKUP(R664,Start!$C$23:$D$29,2,FALSE)","v":58.47},{"$f":"(Y664/T664)+Start!$D$19*(VLOOKUP(R664,Start!$M$33:$N$39,2,FALSE)/T664)+VLOOKUP(S664,Start!$C$33:$D$40,2,FALSE)","v":192.51611111111112}]
[null,null,"Ja","SEE956973616802","BNA0600b","Currenta GmbH & Co. OHG","LEV KWG G12",51373,"Leverkusen","Kaiser-Wilhelm-Allee 80","Nordrhein-Westfalen","1958-01-01","Steinkohle","Steinkohlen","Steinkohle","Ja","Gegendruckmaschine ohne Entnahme","Steinkohle","Steinkohle",0.33,"OPSD (2020)",18,17.234999999999999,{"$f":"(1-VLOOKUP(S665,Start!$H$33:$I$40,2,FALSE)/100)*W665","v":13.788},{"$f":"VLOOKUP(R665,Start!$C$9:$D$15,2,FALSE)+VLOOKUP(R665,Start!$C$23:$D$29,2,FALSE)","v":42.45},{"$f":"(Y665/T665)+Start!$D$19*(VLOOKUP(R665,Start!$M$33:$N$39,2,FALSE)/T665)+VLOOKUP(S665,Start!$C$33:$D$40,2,FALSE)","v":212.82815151515152}]
[null,null,"Ja","SEE957083466325","BNA0220","Stadtwerke Düsseldorf AG","SWD KWL AGuD",40221,"Düsseldorf","Auf der Lausward 75","Nordrhein-Westfalen","2000-07-28","Erdgas","Erdgas, Erdölgas","Erdgas","Ja","Gasturbinen mit nachgeschalteter Dampfturbine","Erdgas","GuD",0.54,"OPSD (2020)",102,100,{"$f":"(1-VLOOKUP(S666,Start!$H$33:$I$40,2,FALSE)/100)*W666","v":87},{"$f":"VLOOKUP(R666,Start!$C$9:$D$15,2,FALSE)+VLOOKUP(R666,Start!$C$23:$D$29,2,FALSE)","v":128.9},{"$f":"(Y666/T666)+Start!$D$19*(VLOOKUP(R666,Start!$M$33:$N$39,2,FALSE)/T666)+VLOOKUP(S666,Start!$C$33:$D$40,2,FALSE)","v":270.41698148148146}]
[null,null,"Ja","SEE957163765348","BNA1870","ORION Engineered Carbons GmbH","Generator 3",50997,"Köln","Harry-Kloepfer-Str. 1","Nordrhein-Westfalen","2020-07-03","andere Gase","Andere Gase","Sonstige Energieträger (nicht erneuerbar)","Ja","Gegendruckmaschine mit Entnahme","Erdgas","GuD",0.34100000000000003,"Annahme basierend auf DIW (2014)",14,13.4,{"$f":"(1-VLOOKUP(S667,Start!$H$33:$I$40,2,FALSE)/100)*W667","v":11.657999999999999},{"$f":"VLOOKUP(R667,Start!$C$9:$D$15,2,FALSE)+VLOOKUP(R667,Start!$C$23:$D$29,2,FALSE)","v":128.9},{"$f":"(Y667/T667)+Start!$D$19*(VLOOKUP(R667,Start!$M$33:$N$39,2,FALSE)/T667)+VLOOKUP(S667,Start!$C$33:$D$40,2,FALSE)","v":427.35093841642231}]
[null,null,"Ja","SEE957201039868","BNA1450","DREWSEN Spezialpapiere GmbH & Co. KG","GuD Anlage DREWSEN Spezialpapiere (Gasturbine)",29331,"Lachendorf","Georg-Drewsen-Weg 2","Niedersachsen","2000-08-22","Erdgas","Erdgas, Erdölgas","Erdgas","Ja","Gasturbinen mit nachgeschalteter Dampfturbine","Erdgas","GuD",0.54,"OPSD (2020)",8,8,{"$f":"(1-VLOOKUP(S668,Start!$H$33:$I$40,2,FALSE)/100)*W668","v":6.96},{"$f":"VLOOKUP(R668,Start!$C$9:$D$15,2,FALSE)+VLOOKUP(R668,Start!$C$23:$D$29,2,FALSE)","v":128.9},{"$f":"(Y668/T668)+Start!$D$19*(VLOOKUP(R668,Start!$M$33:$N$39,2,FALSE)/T668)+VLOOKUP(S668,Start!$C$33:$D$40,2,FALSE)","v":270.41698148148146}]
[null,null,"Ja","SEE957229968300","BNA0707","RWE Power AG","Niederaußem H",50129,"Bergheim","Werkstr. ","Nordrhein-Westfalen","1974-09-16","Braunkohle","Rohbraunkohlen","Braunkohle","Ja","Kondensationsmaschine mit Entnahme","Braunkohle","Braunkohle",0.42159999999999997,"OPSD (2020)",690,648,{"$f":"(1-VLOOKUP(S669,Start!$H$33:$I$40,2,FALSE)/100)*W669","v":563.76},{"$f":"VLOOKUP(R669,Start!$C$9:$D$15,2,FALSE)+VLOOKUP(R669,Start!$C$23:$D$29,2,FALSE)","v":3.1},{"$f":"(Y669/T669)+Start!$D$19*(VLOOKUP(R669,Start!$M$33:$N$39,2,FALSE)/T669)+VLOOKUP(S669,Start!$C$33:$D$40,2,FALSE)","v":86.834440227704007}]
[null,null,"Ja","SEE957285549260","BNA0272","Stadtwerke Flensburg","Dampfturbine 9",24939,"Flensburg","Batteriestraße 48","Schleswig-Holstein","1988-08-16","Steinkohle","Steinkohlen","Steinkohle","Ja","Gegendruckmaschine ohne Entnahme","Steinkohle","Steinkohle",0.47249999999999998,"OPSD (2020)",35.9,32.9,{"$f":"(1-VLOOKUP(S670,Start!$H$33:$I$40,2,FALSE)/100)*W670","v":26.32},{"$f":"VLOOKUP(R670,Start!$C$9:$D$15,2,FALSE)+VLOOKUP(R670,Start!$C$23:$D$29,2,FALSE)","v":42.45},{"$f":"(Y670/T670)+Start!$D$19*(VLOOKUP(R670,Start!$M$33:$N$39,2,FALSE)/T670)+VLOOKUP(S670,Start!$C$33:$D$40,2,FALSE)","v":149.03394708994711}]
[null,null,"Ja","SEE957488519732","BNA1406","MM Neuss GmbH","MM Neuss GmbH DT",41460,"Neuss","Düsseldorfer Straße 182 - 184","Nordrhein-Westfalen","1971-01-01","Erdgas","Erdgas, Erdölgas","Erdgas","Ja","Gegendruckmaschine ohne Entnahme","Erdgas","GuD",0.37619999999999998,"OPSD (2020)",10.5,9.5,{"$f":"(1-VLOOKUP(S671,Start!$H$33:$I$40,2,FALSE)/100)*W671","v":8.2650000000000006},{"$f":"VLOOKUP(R671,Start!$C$9:$D$15,2,FALSE)+VLOOKUP(R671,Start!$C$23:$D$29,2,FALSE)","v":128.9},{"$f":"(Y671/T671)+Start!$D$19*(VLOOKUP(R671,Start!$M$33:$N$39,2,FALSE)/T671)+VLOOKUP(S671,Start!$C$33:$D$40,2,FALSE)","v":387.50523657628924}]
[null,null,"Ja","SEE957509710094","BNA1448","EEW Energy from Waste Saarbrücken GmbH  AHKW-Neunkirchen","AHKW-Neunkirchen",66538,"Neunkirchen","Am Blücherflöz 12","Saarland","1977-06-02","nicht biogener Abfall","nicht biogener Abfall (Hausmüll, Siedlungsabfälle)","Abfall","Ja","Gegendruckmaschine mit Entnahme","Abfall","Abfall",0.33,"OPSD (2020)",14,11.6,{"$f":"(1-VLOOKUP(S672,Start!$H$33:$I$40,2,FALSE)/100)*W672","v":9.86},{"$f":"VLOOKUP(R672,Start!$C$9:$D$15,2,FALSE)+VLOOKUP(R672,Start!$C$23:$D$29,2,FALSE)","v":0},{"$f":"(Y672/T672)+Start!$D$19*(VLOOKUP(R672,Start!$M$33:$N$39,2,FALSE)/T672)+VLOOKUP(S672,Start!$C$33:$D$40,2,FALSE)","v":1}]
[null,null,"Ja","SEE957602727647","BNA1926","ENGIE Deutschland AG","70001313.01",7546,"Gera","Siemensstraße 43","Thüringen","2018-12-06","Erdgas","Erdgas, Erdölgas","Erdgas","Ja","Verbrennungsmotor","Erdgas","GuD",0.40479999999999999,"OPSD (2020)",4.5,4.4720000000000004,{"$f":"(1-VLOOKUP(S673,Start!$H$33:$I$40,2,FALSE)/100)*W673","v":3.8906400000000003},{"$f":"VLOOKUP(R673,Start!$C$9:$D$15,2,FALSE)+VLOOKUP(R673,Start!$C$23:$D$29,2,FALSE)","v":128.9},{"$f":"(Y673/T673)+Start!$D$19*(VLOOKUP(R673,Start!$M$33:$N$39,2,FALSE)/T673)+VLOOKUP(S673,Start!$C$33:$D$40,2,FALSE)","v":360.23312747035578}]
[null,null,"Ja","SEE957639615832",null,"MAN Energy Solutions SE","Prüfstand 15",86153,"Augsburg","Stadtbachstraße 1","Bayern","2009-05-01","Erdgas","Erdgas, Erdölgas","Erdgas","Nein","Verbrennungsmotor","Erdgas","GuD",0.4,"eigene Annahme",14,13.84,{"$f":"(1-VLOOKUP(S674,Start!$H$33:$I$40,2,FALSE)/100)*W674","v":12.040799999999999},{"$f":"VLOOKUP(R674,Start!$C$9:$D$15,2,FALSE)+VLOOKUP(R674,Start!$C$23:$D$29,2,FALSE)","v":128.9},{"$f":"(Y674/T674)+Start!$D$19*(VLOOKUP(R674,Start!$M$33:$N$39,2,FALSE)/T674)+VLOOKUP(S674,Start!$C$33:$D$40,2,FALSE)","v":364.53792499999997}]
[null,null,"Ja","SEE957686843929",null,"Zweckverband Abfallverwertung Südhessen (ZAS)","Turbine 1",64293,"Darmstadt","Otto-Röhm-Straße 19","Hessen","1991-10-09","nicht biogener Abfall","nicht biogener Abfall (Hausmüll, Siedlungsabfälle)","Abfall","Ja","Kondensationsmaschine mit Entnahme","Abfall","Abfall",0.33,"OPSD (2020)",10.56,10.222,{"$f":"(1-VLOOKUP(S675,Start!$H$33:$I$40,2,FALSE)/100)*W675","v":8.688699999999999},{"$f":"VLOOKUP(R675,Start!$C$9:$D$15,2,FALSE)+VLOOKUP(R675,Start!$C$23:$D$29,2,FALSE)","v":0},{"$f":"(Y675/T675)+Start!$D$19*(VLOOKUP(R675,Start!$M$33:$N$39,2,FALSE)/T675)+VLOOKUP(S675,Start!$C$33:$D$40,2,FALSE)","v":1}]
[null,null,"Ja","SEE957716831667",null,"Volkswagen AG","011-DY01 USV-B-1",38440,"Wolfsburg","Berliner Ring 2","Niedersachsen","2010-12-12","Mineralölprodukte","Dieselkraftstoff","Mineralölprodukte","Nein","Verbrennungsmotor","Öl","Öl",0.4,"eigene Annahme",2.2000000000000002,2,{"$f":"(1-VLOOKUP(S676,Start!$H$33:$I$40,2,FALSE)/100)*W676","v":1.7},{"$f":"VLOOKUP(R676,Start!$C$9:$D$15,2,FALSE)+VLOOKUP(R676,Start!$C$23:$D$29,2,FALSE)","v":58.769999999999996},{"$f":"(Y676/T676)+Start!$D$19*(VLOOKUP(R676,Start!$M$33:$N$39,2,FALSE)/T676)+VLOOKUP(S676,Start!$C$33:$D$40,2,FALSE)","v":204.744}]
[null,null,"Ja","SEE957723162266","BNA0510a","SWK Stadtwerke Kaiserslautern Versorgungs-AG","HKW Karcherstraße",67655,"Kaiserslautern","Karcherstraße 28","Rheinland-Pfalz","1900-01-01","Erdgas","Erdgas, Erdölgas","Erdgas","Ja","Gegendruckmaschine mit Entnahme","Erdgas","GuD",0.37290000000000001,"OPSD (2020)",27.4,25,{"$f":"(1-VLOOKUP(S677,Start!$H$33:$I$40,2,FALSE)/100)*W677","v":21.75},{"$f":"VLOOKUP(R677,Start!$C$9:$D$15,2,FALSE)+VLOOKUP(R677,Start!$C$23:$D$29,2,FALSE)","v":128.9},{"$f":"(Y677/T677)+Start!$D$19*(VLOOKUP(R677,Start!$M$33:$N$39,2,FALSE)/T677)+VLOOKUP(S677,Start!$C$33:$D$40,2,FALSE)","v":390.92121212121214}]
[null,null,"Ja","SEE957769851605","BNA1868","Mainova AG","HKW West Turbine 5",60327,"Frankfurt","Gutleutstraße 231","Hessen","2017-12-07","Wärme","Dampf (fremdbezogen)","Erdgas","Ja","Sonstige","Erdgas","GuD",0.40479999999999999,"OPSD (2020)",39.299999999999997,39.137,{"$f":"(1-VLOOKUP(S678,Start!$H$33:$I$40,2,FALSE)/100)*W678","v":34.049190000000003},{"$f":"VLOOKUP(R678,Start!$C$9:$D$15,2,FALSE)+VLOOKUP(R678,Start!$C$23:$D$29,2,FALSE)","v":128.9},{"$f":"(Y678/T678)+Start!$D$19*(VLOOKUP(R678,Start!$M$33:$N$39,2,FALSE)/T678)+VLOOKUP(S678,Start!$C$33:$D$40,2,FALSE)","v":360.23312747035578}]
[null,null,"Ja","SEE957830042178","BNA0599","AVEA Entsorgungsbetriebe","Turbine 3",51373,"Leverkusen","Im Eisholz 12","Nordrhein-Westfalen","2010-08-09","nicht biogener Abfall","nicht biogener Abfall (Hausmüll, Siedlungsabfälle)","Abfall","Ja","Kondensationsmaschine mit Entnahme","Abfall","Abfall",0.33,"OPSD (2020)",23.65,18.649999999999999,{"$f":"(1-VLOOKUP(S679,Start!$H$33:$I$40,2,FALSE)/100)*W679","v":15.852499999999999},{"$f":"VLOOKUP(R679,Start!$C$9:$D$15,2,FALSE)+VLOOKUP(R679,Start!$C$23:$D$29,2,FALSE)","v":0},{"$f":"(Y679/T679)+Start!$D$19*(VLOOKUP(R679,Start!$M$33:$N$39,2,FALSE)/T679)+VLOOKUP(S679,Start!$C$33:$D$40,2,FALSE)","v":1}]
[null,null,"Ja","SEE957844983702","BNA0863","Salzgitter Flachstahl GmbH","Ma A",38239,"Salzgitter","Eisenhüttenstraße 99","Niedersachsen","1941-01-01","andere Gase","Hochofengas, Konvertergas","Sonstige Energieträger (nicht erneuerbar)","Ja","Gegendruckmaschine ohne Entnahme","Erdgas","GuD",0.4,"https://www.salzgitter-flachstahl.de/de/news/artikel-der-salzgitter-flachstahl-gmbh/2018-06-27/energie-der-zukunft.html",10,9,{"$f":"(1-VLOOKUP(S680,Start!$H$33:$I$40,2,FALSE)/100)*W680","v":7.83},{"$f":"VLOOKUP(R680,Start!$C$9:$D$15,2,FALSE)+VLOOKUP(R680,Start!$C$23:$D$29,2,FALSE)","v":128.9},{"$f":"(Y680/T680)+Start!$D$19*(VLOOKUP(R680,Start!$M$33:$N$39,2,FALSE)/T680)+VLOOKUP(S680,Start!$C$33:$D$40,2,FALSE)","v":364.53792499999997}]
[null,null,"Ja","SEE957939399869",null,"BASF Personal Care and Nutrition GmbH","BHKW BASF F17",40589,"Düsseldorf","Henkelstraße 67","Nordrhein-Westfalen","2016-07-22","Erdgas","Erdgas, Erdölgas","Erdgas","Ja","Verbrennungsmotor","Erdgas","GuD",0.4,"eigene Annahme",1.9990000000000001,1.968,{"$f":"(1-VLOOKUP(S681,Start!$H$33:$I$40,2,FALSE)/100)*W681","v":1.7121599999999999},{"$f":"VLOOKUP(R681,Start!$C$9:$D$15,2,FALSE)+VLOOKUP(R681,Start!$C$23:$D$29,2,FALSE)","v":128.9},{"$f":"(Y681/T681)+Start!$D$19*(VLOOKUP(R681,Start!$M$33:$N$39,2,FALSE)/T681)+VLOOKUP(S681,Start!$C$33:$D$40,2,FALSE)","v":364.53792499999997}]
[null,null,"Ja","SEE957952105034","BNA1238","MEGGLE GmbH & Co. KG","Heizkraftwerk Meggle",83512,"Reitmehring","Megglestraße 6","Bayern","2016-07-02","Erdgas","Erdgas, Erdölgas","Erdgas","Ja","Gasturbinen mit nachgeschalteter Dampfturbine","Erdgas","GuD",0.38500000000000001,"OPSD (2020)",13.6,13.6,{"$f":"(1-VLOOKUP(S682,Start!$H$33:$I$40,2,FALSE)/100)*W682","v":11.831999999999999},{"$f":"VLOOKUP(R682,Start!$C$9:$D$15,2,FALSE)+VLOOKUP(R682,Start!$C$23:$D$29,2,FALSE)","v":128.9},{"$f":"(Y682/T682)+Start!$D$19*(VLOOKUP(R682,Start!$M$33:$N$39,2,FALSE)/T682)+VLOOKUP(S682,Start!$C$33:$D$40,2,FALSE)","v":378.68225974025972}]
[null,null,"Ja","SEE958184152735","BNA1904","Stadtwerke Flensburg","Dampfturbine 7",24939,"Flensburg","Batteriestraße 48","Schleswig-Holstein","1980-10-21","Erdgas","Erdgas, Erdölgas","Erdgas","Ja","Gegendruckmaschine ohne Entnahme","Erdgas","GuD",0.40260000000000001,"OPSD (2020)",34.159999999999997,28,{"$f":"(1-VLOOKUP(S683,Start!$H$33:$I$40,2,FALSE)/100)*W683","v":24.36},{"$f":"VLOOKUP(R683,Start!$C$9:$D$15,2,FALSE)+VLOOKUP(R683,Start!$C$23:$D$29,2,FALSE)","v":128.9},{"$f":"(Y683/T683)+Start!$D$19*(VLOOKUP(R683,Start!$M$33:$N$39,2,FALSE)/T683)+VLOOKUP(S683,Start!$C$33:$D$40,2,FALSE)","v":362.19341778440139}]
[null,null,"Ja","SEE958261845871",null,"AUDI","NEC_WERK_PST_NORD",74172,"Neckarsulm","NSU-Straße 1","Baden-Württemberg","1999-12-31","Mineralölprodukte","Andere Mineralölprodukte","Mineralölprodukte","Nein","Verbrennungsmotor","Öl","Öl",0.38,"eigene Annahme",2.1339999999999999,2.1339999999999999,{"$f":"(1-VLOOKUP(S684,Start!$H$33:$I$40,2,FALSE)/100)*W684","v":1.8138999999999998},{"$f":"VLOOKUP(R684,Start!$C$9:$D$15,2,FALSE)+VLOOKUP(R684,Start!$C$23:$D$29,2,FALSE)","v":58.769999999999996},{"$f":"(Y684/T684)+Start!$D$19*(VLOOKUP(R684,Start!$M$33:$N$39,2,FALSE)/T684)+VLOOKUP(S684,Start!$C$33:$D$40,2,FALSE)","v":215.46736842105261}]
[null,null,"Ja","SEE958310939391","BNA0139","swb Entsorgung GmbH&Co. KG","MKK",28237,"Bremen","Otavistraße 9","Bremen","2009-08-28","nicht biogener Abfall","nicht biogener Industrieabfall","Abfall","Ja","Gegendruckmaschine mit Entnahme","Abfall","Abfall",0.33,"OPSD (2020)",35,32,{"$f":"(1-VLOOKUP(S685,Start!$H$33:$I$40,2,FALSE)/100)*W685","v":27.2},{"$f":"VLOOKUP(R685,Start!$C$9:$D$15,2,FALSE)+VLOOKUP(R685,Start!$C$23:$D$29,2,FALSE)","v":0},{"$f":"(Y685/T685)+Start!$D$19*(VLOOKUP(R685,Start!$M$33:$N$39,2,FALSE)/T685)+VLOOKUP(S685,Start!$C$33:$D$40,2,FALSE)","v":1}]
[null,null,"Ja","SEE958335974377","BNA1291","IHKW Industrieheizkraftwerk Andernach GmbH","Dampfturbine",56626,"Andernach","Koblenzer Straße 141","Rheinland-Pfalz","2008-12-15","nicht biogener Abfall","nicht biogener Abfall (Hausmüll, Siedlungsabfälle)","Abfall","Ja","Kondensationsmaschine mit Entnahme","Abfall","Abfall",0.33,"OPSD (2020)",13.7,12.5,{"$f":"(1-VLOOKUP(S686,Start!$H$33:$I$40,2,FALSE)/100)*W686","v":10.625},{"$f":"VLOOKUP(R686,Start!$C$9:$D$15,2,FALSE)+VLOOKUP(R686,Start!$C$23:$D$29,2,FALSE)","v":0},{"$f":"(Y686/T686)+Start!$D$19*(VLOOKUP(R686,Start!$M$33:$N$39,2,FALSE)/T686)+VLOOKUP(S686,Start!$C$33:$D$40,2,FALSE)","v":1}]
[null,null,"Ja","SEE958518628752","BNA0101","Stadtwerke Bielefeld","HKW Schildescher Straße DT 3",33611,"Bielefeld","Schildescher Straße 16","Nordrhein-Westfalen","1966-12-01","Erdgas","Erdgas, Erdölgas","Erdgas","Ja","Kondensationsmaschine mit Entnahme","Erdgas","GuD",0.34760000000000002,"OPSD (2020)",20.5,20,{"$f":"(1-VLOOKUP(S687,Start!$H$33:$I$40,2,FALSE)/100)*W687","v":17.399999999999999},{"$f":"VLOOKUP(R687,Start!$C$9:$D$15,2,FALSE)+VLOOKUP(R687,Start!$C$23:$D$29,2,FALSE)","v":128.9},{"$f":"(Y687/T687)+Start!$D$19*(VLOOKUP(R687,Start!$M$33:$N$39,2,FALSE)/T687)+VLOOKUP(S687,Start!$C$33:$D$40,2,FALSE)","v":419.26516110471806}]
[null,null,"Ja","SEE958519166192",null,"ROGESA Roheisengesellschaft Saar mbH","ET HO4",66763,"Dillingen","Werkstraße 1","Saarland","1986-12-18","Druck aus Gasleitungen","","Sonstige Energieträger (nicht erneuerbar)","Nein","Sonstige","Sonstige","Sonstige",0.35,"eigene Annahme",9.52,9.52,{"$f":"(1-VLOOKUP(S688,Start!$H$33:$I$40,2,FALSE)/100)*W688","v":8.0919999999999987},{"$f":"VLOOKUP(R688,Start!$C$9:$D$15,2,FALSE)+VLOOKUP(R688,Start!$C$23:$D$29,2,FALSE)","v":58.47},{"$f":"(Y688/T688)+Start!$D$19*(VLOOKUP(R688,Start!$M$33:$N$39,2,FALSE)/T688)+VLOOKUP(S688,Start!$C$33:$D$40,2,FALSE)","v":217.68680000000001}]
[null,null,"Ja","SEE958702894895","BNA0897","Energieversorgung Schwerin GmbH & Co. Erzeugung KG","SN-Lankow-GUD",19057,"Schwerin","Grevesmühlener Str. 28","Mecklenburg-Vorpommern","1994-12-01","Erdgas","Erdgas, Erdölgas","Erdgas","Ja","Gegendruckmaschine mit Entnahme","Erdgas","GuD",0.37840000000000001,"OPSD (2020)",8.6720000000000006,6,{"$f":"(1-VLOOKUP(S689,Start!$H$33:$I$40,2,FALSE)/100)*W689","v":5.22},{"$f":"VLOOKUP(R689,Start!$C$9:$D$15,2,FALSE)+VLOOKUP(R689,Start!$C$23:$D$29,2,FALSE)","v":128.9},{"$f":"(Y689/T689)+Start!$D$19*(VLOOKUP(R689,Start!$M$33:$N$39,2,FALSE)/T689)+VLOOKUP(S689,Start!$C$33:$D$40,2,FALSE)","v":385.26102008456661}]
[null,null,"Ja","SEE958711841521","BNA1407","Schoeller Technocell GmbH & Co.KG","Schoeller Technocell GmbH & Co.KG Weißenborn GT3",9600,"Weißenborn","Fabrikstraße 1","Sachsen","1996-01-01","Erdgas","Erdgas, Erdölgas","Erdgas","Ja","Gasturbinen mit Abhitzekessel","Erdgas","GuD",0.38169999999999998,"OPSD (2020)",5.2,2.85,{"$f":"(1-VLOOKUP(S690,Start!$H$33:$I$40,2,FALSE)/100)*W690","v":2.4795000000000003},{"$f":"VLOOKUP(R690,Start!$C$9:$D$15,2,FALSE)+VLOOKUP(R690,Start!$C$23:$D$29,2,FALSE)","v":128.9},{"$f":"(Y690/T690)+Start!$D$19*(VLOOKUP(R690,Start!$M$33:$N$39,2,FALSE)/T690)+VLOOKUP(S690,Start!$C$33:$D$40,2,FALSE)","v":381.94320146712079}]
[null,null,"Ja","SEE958827094903","BNA1523a","Moritz J. Weig GmbH & Co. KG","Gasturbine 1",56727,"Mayen","Polcher Straße 113","Rheinland-Pfalz","2015-10-01","Erdgas","Erdgas, Erdölgas","Erdgas","Ja","Gasturbinen mit Abhitzekessel","Erdgas","GuD",0.504,"OPSD (2020)",3.5,3.5,{"$f":"(1-VLOOKUP(S691,Start!$H$33:$I$40,2,FALSE)/100)*W691","v":3.0449999999999999},{"$f":"VLOOKUP(R691,Start!$C$9:$D$15,2,FALSE)+VLOOKUP(R691,Start!$C$23:$D$29,2,FALSE)","v":128.9},{"$f":"(Y691/T691)+Start!$D$19*(VLOOKUP(R691,Start!$M$33:$N$39,2,FALSE)/T691)+VLOOKUP(S691,Start!$C$33:$D$40,2,FALSE)","v":289.62533730158731}]
[null,null,"Ja","SEE958847865460","BNA1093","Onyx Kraftwerk Zolling GmbH &Co. KGaA","Kraftwerk Zolling",85406,"Zolling","Leiningerstraße 1","Bayern","1985-01-01","Steinkohle","Steinkohlen","Steinkohle","Ja","Kondensationsmaschine mit Entnahme","Steinkohle","Steinkohle",0.45250000000000001,"OPSD (2020)",501,472,{"$f":"(1-VLOOKUP(S692,Start!$H$33:$I$40,2,FALSE)/100)*W692","v":377.6},{"$f":"VLOOKUP(R692,Start!$C$9:$D$15,2,FALSE)+VLOOKUP(R692,Start!$C$23:$D$29,2,FALSE)","v":42.45},{"$f":"(Y692/T692)+Start!$D$19*(VLOOKUP(R692,Start!$M$33:$N$39,2,FALSE)/T692)+VLOOKUP(S692,Start!$C$33:$D$40,2,FALSE)","v":155.56362430939228}]
[null,null,"Ja","SEE958897712714",null,"DFS Energy GmbH","BHKW2",63225,"Langen","Am DFS-Campus 3","Hessen","2014-09-24","Erdgas","Erdgas, Erdölgas","Erdgas","Ja","Verbrennungsmotor","Erdgas","GuD",0.4,"eigene Annahme",2.0049999999999999,1.9804999999999999,{"$f":"(1-VLOOKUP(S693,Start!$H$33:$I$40,2,FALSE)/100)*W693","v":1.7230349999999999},{"$f":"VLOOKUP(R693,Start!$C$9:$D$15,2,FALSE)+VLOOKUP(R693,Start!$C$23:$D$29,2,FALSE)","v":128.9},{"$f":"(Y693/T693)+Start!$D$19*(VLOOKUP(R693,Start!$M$33:$N$39,2,FALSE)/T693)+VLOOKUP(S693,Start!$C$33:$D$40,2,FALSE)","v":364.53792499999997}]
[null,null,"Ja","SEE958909269267",null,"Infraserv GmbH & Co. Höchst KG","IPH Ersatzbrennstoffverbrennung Turbine",65929,"Frankfurt","Brüningstraße 50","Hessen","2014-07-28","nicht biogener Abfall","nicht biogener Abfall (Hausmüll, Siedlungsabfälle)","Abfall","Ja","Kondensationsmaschine mit Entnahme","Abfall","Abfall",0.33,"OPSD (2020)",86,71,{"$f":"(1-VLOOKUP(S694,Start!$H$33:$I$40,2,FALSE)/100)*W694","v":60.35},{"$f":"VLOOKUP(R694,Start!$C$9:$D$15,2,FALSE)+VLOOKUP(R694,Start!$C$23:$D$29,2,FALSE)","v":0},{"$f":"(Y694/T694)+Start!$D$19*(VLOOKUP(R694,Start!$M$33:$N$39,2,FALSE)/T694)+VLOOKUP(S694,Start!$C$33:$D$40,2,FALSE)","v":1}]
[null,null,"Ja","SEE959000487536","BNA1076a","Volkswagen AG","HKW West Block 1",38440,"Wolfsburg","Berliner Ring 2","Niedersachsen","1985-01-31","Steinkohle","Steinkohlen","Steinkohle","Ja","Kondensationsmaschine mit Entnahme","Steinkohle","Steinkohle",0.38750000000000001,"OPSD (2020)",153,138.5,{"$f":"(1-VLOOKUP(S695,Start!$H$33:$I$40,2,FALSE)/100)*W695","v":110.80000000000001},{"$f":"VLOOKUP(R695,Start!$C$9:$D$15,2,FALSE)+VLOOKUP(R695,Start!$C$23:$D$29,2,FALSE)","v":42.45},{"$f":"(Y695/T695)+Start!$D$19*(VLOOKUP(R695,Start!$M$33:$N$39,2,FALSE)/T695)+VLOOKUP(S695,Start!$C$33:$D$40,2,FALSE)","v":181.44010322580647}]
[null,null,"Ja","SEE959025997980","BNA0504","TEAG Thüringer Energie AG","Gasturbine 3 Jena",7745,"Jena","Rudolstädter Straße 41","Thüringen","1996-09-26","Erdgas","Erdgas, Erdölgas","Erdgas","Ja","Gasturbinen mit Abhitzekessel","Erdgas","GuD",0.52200000000000002,"OPSD (2020)",40,39,{"$f":"(1-VLOOKUP(S696,Start!$H$33:$I$40,2,FALSE)/100)*W696","v":33.93},{"$f":"VLOOKUP(R696,Start!$C$9:$D$15,2,FALSE)+VLOOKUP(R696,Start!$C$23:$D$29,2,FALSE)","v":128.9},{"$f":"(Y696/T696)+Start!$D$19*(VLOOKUP(R696,Start!$M$33:$N$39,2,FALSE)/T696)+VLOOKUP(S696,Start!$C$33:$D$40,2,FALSE)","v":279.68998084291189}]
[null,null,"Ja","SEE959229794460","BNA0256","SWE Energie GmbH","DT",99087,"Erfurt","Stotternheimer Straße 40","Thüringen","1999-12-17","Wärme","Prozessdampf","Wärme","Ja","Gegendruckmaschine mit Entnahme","Sonstige","Sonstige",0.4,"eigene Annahme",34,34,{"$f":"(1-VLOOKUP(S697,Start!$H$33:$I$40,2,FALSE)/100)*W697","v":28.9},{"$f":"VLOOKUP(R697,Start!$C$9:$D$15,2,FALSE)+VLOOKUP(R697,Start!$C$23:$D$29,2,FALSE)","v":58.47},{"$f":"(Y697/T697)+Start!$D$19*(VLOOKUP(R697,Start!$M$33:$N$39,2,FALSE)/T697)+VLOOKUP(S697,Start!$C$33:$D$40,2,FALSE)","v":190.60094999999998}]
[null,null,"Ja","SEE959343099212","BNA0531","Energieservice Westfalen Weser GmbH","Kraftwerk Kirchlengern_GT1",32278,"Kirchlengern","Bahnhofstraße 40","Nordrhein-Westfalen","1981-01-16","Erdgas","Erdgas, Erdölgas","Erdgas","Nein","Gasturbinen mit Abhitzekessel","Erdgas","GuD",0.45450000000000002,"OPSD (2020)",128,125,{"$f":"(1-VLOOKUP(S698,Start!$H$33:$I$40,2,FALSE)/100)*W698","v":108.75},{"$f":"VLOOKUP(R698,Start!$C$9:$D$15,2,FALSE)+VLOOKUP(R698,Start!$C$23:$D$29,2,FALSE)","v":128.9},{"$f":"(Y698/T698)+Start!$D$19*(VLOOKUP(R698,Start!$M$33:$N$39,2,FALSE)/T698)+VLOOKUP(S698,Start!$C$33:$D$40,2,FALSE)","v":321.00532453245324}]
[null,null,"Ja","SEE959614237596","BNA0318","RhönEnergie Fulda GmbH","Kraftwerk Fulda Aggregat 4B",36043,"Fulda","Frankfurter Straße 4","Hessen","2020-01-01","Mineralölprodukte","Dieselkraftstoff","Mineralölprodukte","Nein","Verbrennungsmotor","Öl","Öl",0.39710000000000001,"OPSD (2020)",2.76,2.76,{"$f":"(1-VLOOKUP(S699,Start!$H$33:$I$40,2,FALSE)/100)*W699","v":2.3459999999999996},{"$f":"VLOOKUP(R699,Start!$C$9:$D$15,2,FALSE)+VLOOKUP(R699,Start!$C$23:$D$29,2,FALSE)","v":58.769999999999996},{"$f":"(Y699/T699)+Start!$D$19*(VLOOKUP(R699,Start!$M$33:$N$39,2,FALSE)/T699)+VLOOKUP(S699,Start!$C$33:$D$40,2,FALSE)","v":206.23193150339964}]
[null,null,"Ja","SEE959745626917",null,"Rolls-Royce Solutions Augsburg GmbH","Prüfstand 11",86165,"Augsburg","Dasinger Straße 11","Bayern","2004-03-01","Erdgas","Erdgas, Erdölgas","Erdgas","Nein","Verbrennungsmotor","Erdgas","GuD",0.4,"eigene Annahme",4,4,{"$f":"(1-VLOOKUP(S700,Start!$H$33:$I$40,2,FALSE)/100)*W700","v":3.48},{"$f":"VLOOKUP(R700,Start!$C$9:$D$15,2,FALSE)+VLOOKUP(R700,Start!$C$23:$D$29,2,FALSE)","v":128.9},{"$f":"(Y700/T700)+Start!$D$19*(VLOOKUP(R700,Start!$M$33:$N$39,2,FALSE)/T700)+VLOOKUP(S700,Start!$C$33:$D$40,2,FALSE)","v":364.53792499999997}]
[null,null,"Ja","SEE959802115149","BNA1488","KG Deutsche Gasrusswerke GmbH u Co","DGW TG 10",44147,"Dortmund","Weidenstraße 70","Nordrhein-Westfalen","1983-12-01","Wärme","Prozessdampf","Sonstige Energieträger (nicht erneuerbar)","Ja","Gegendruckmaschine mit Entnahme","Sonstige","Sonstige",0.37,"Annahme basierend auf DIW (2014)",9.1760000000000002,8.359,{"$f":"(1-VLOOKUP(S701,Start!$H$33:$I$40,2,FALSE)/100)*W701","v":7.1051500000000001},{"$f":"VLOOKUP(R701,Start!$C$9:$D$15,2,FALSE)+VLOOKUP(R701,Start!$C$23:$D$29,2,FALSE)","v":58.47},{"$f":"(Y701/T701)+Start!$D$19*(VLOOKUP(R701,Start!$M$33:$N$39,2,FALSE)/T701)+VLOOKUP(S701,Start!$C$33:$D$40,2,FALSE)","v":205.97399999999999}]
[null,null,"Ja","SEE959837176825","BNA0616b","BASF SE","S300 VT2",67063,"Ludwigshafen","Carl-Bosch-Straße 38","Rheinland-Pfalz","1964-05-11","Wärme","Prozessdampf","Sonstige Energieträger (nicht erneuerbar)","Ja","Gegendruckmaschine ohne Entnahme","Sonstige","Sonstige",0.34499999999999997,"Annahme basierend auf DIW (2014)",29,28.5,{"$f":"(1-VLOOKUP(S702,Start!$H$33:$I$40,2,FALSE)/100)*W702","v":24.224999999999998},{"$f":"VLOOKUP(R702,Start!$C$9:$D$15,2,FALSE)+VLOOKUP(R702,Start!$C$23:$D$29,2,FALSE)","v":58.47},{"$f":"(Y702/T702)+Start!$D$19*(VLOOKUP(R702,Start!$M$33:$N$39,2,FALSE)/T702)+VLOOKUP(S702,Start!$C$33:$D$40,2,FALSE)","v":220.8271884057971}]
[null,null,"Ja","SEE959858570855","BNA0592","InfraLeuna GmbH","GT4",6237,"Leuna"," ","Sachsen-Anhalt","1998-10-01","Erdgas","Erdgas, Erdölgas","Erdgas","Nein","Gasturbinen ohne Abhitzekessel","Erdgas","Gasturbine",0.53100000000000003,"OPSD (2020)",39,38.4,{"$f":"(1-VLOOKUP(S703,Start!$H$33:$I$40,2,FALSE)/100)*W703","v":33.408000000000001},{"$f":"VLOOKUP(R703,Start!$C$9:$D$15,2,FALSE)+VLOOKUP(R703,Start!$C$23:$D$29,2,FALSE)","v":128.9},{"$f":"(Y703/T703)+Start!$D$19*(VLOOKUP(R703,Start!$M$33:$N$39,2,FALSE)/T703)+VLOOKUP(S703,Start!$C$33:$D$40,2,FALSE)","v":274.47489642184559}]
[null,null,"Ja","SEE960058020569",null,"Stadtwerke Karlsruhe GmbH","Spitzenstromerzeuger 3 (Diesel 3 HKW-West)",76189,"Karlsruhe","Honsellstraße 35","Baden-Württemberg","1981-01-28","Mineralölprodukte","Dieselkraftstoff","Mineralölprodukte","Nein","Verbrennungsmotor","Öl","Öl",0.38,"eigene Annahme",3.3,3.3,{"$f":"(1-VLOOKUP(S704,Start!$H$33:$I$40,2,FALSE)/100)*W704","v":2.8049999999999997},{"$f":"VLOOKUP(R704,Start!$C$9:$D$15,2,FALSE)+VLOOKUP(R704,Start!$C$23:$D$29,2,FALSE)","v":58.769999999999996},{"$f":"(Y704/T704)+Start!$D$19*(VLOOKUP(R704,Start!$M$33:$N$39,2,FALSE)/T704)+VLOOKUP(S704,Start!$C$33:$D$40,2,FALSE)","v":215.46736842105261}]
[null,null,"Ja","SEE960100973492","BNA0404","Hamburger Energiewerke GmbH","HKW Wedel Block 1",22880,"Wedel","Tinsdaler Weg 146","Schleswig-Holstein","1993-11-25","Steinkohle","Steinkohlen","Steinkohle","Ja","Kondensationsmaschine mit Entnahme","Steinkohle","Steinkohle",0.36,"OPSD (2020)",152.80000000000001,137,{"$f":"(1-VLOOKUP(S705,Start!$H$33:$I$40,2,FALSE)/100)*W705","v":109.60000000000001},{"$f":"VLOOKUP(R705,Start!$C$9:$D$15,2,FALSE)+VLOOKUP(R705,Start!$C$23:$D$29,2,FALSE)","v":42.45},{"$f":"(Y705/T705)+Start!$D$19*(VLOOKUP(R705,Start!$M$33:$N$39,2,FALSE)/T705)+VLOOKUP(S705,Start!$C$33:$D$40,2,FALSE)","v":195.20080555555558}]
[null,null,"Ja","SEE960158091162",null,"AG der Dillinger Hüttenwerke","T3",66763,"Dillingen","Werkstraße 1","Saarland","1971-12-01","Wärme","Prozessdampf","Wärme","Nein","Kondensationsmaschine ohne Entnahme","Sonstige","Sonstige",0.35,"eigene Annahme",13,9.9,{"$f":"(1-VLOOKUP(S706,Start!$H$33:$I$40,2,FALSE)/100)*W706","v":8.4150000000000009},{"$f":"VLOOKUP(R706,Start!$C$9:$D$15,2,FALSE)+VLOOKUP(R706,Start!$C$23:$D$29,2,FALSE)","v":58.47},{"$f":"(Y706/T706)+Start!$D$19*(VLOOKUP(R706,Start!$M$33:$N$39,2,FALSE)/T706)+VLOOKUP(S706,Start!$C$33:$D$40,2,FALSE)","v":217.68680000000001}]
[null,null,"Ja","SEE960162708360",null,"Kelheim Fibres GmbH","Turbine 4",93309,"Kelheim","Regensburger Straße 109","Bayern","1952-09-01","Mineralölprodukte","Heizöl, leicht","Mineralölprodukte","Ja","Gegendruckmaschine ohne Entnahme","Öl","Öl",0.4,"eigene Annahme",5.76,5.3289999999999997,{"$f":"(1-VLOOKUP(S707,Start!$H$33:$I$40,2,FALSE)/100)*W707","v":4.5296499999999993},{"$f":"VLOOKUP(R707,Start!$C$9:$D$15,2,FALSE)+VLOOKUP(R707,Start!$C$23:$D$29,2,FALSE)","v":58.769999999999996},{"$f":"(Y707/T707)+Start!$D$19*(VLOOKUP(R707,Start!$M$33:$N$39,2,FALSE)/T707)+VLOOKUP(S707,Start!$C$33:$D$40,2,FALSE)","v":204.744}]
[null,null,"Ja","SEE960254517375","BNA1509","BP Europa SE","TG6",49808,"Lingen","Raffineriestr. 1","Niedersachsen","1996-12-06","Erdgas","Prozessdampf","Erdgas","Ja","Gegendruckmaschine ohne Entnahme","Erdgas","GuD",0.38059999999999999,"OPSD (2020)",19.84,10.1,{"$f":"(1-VLOOKUP(S708,Start!$H$33:$I$40,2,FALSE)/100)*W708","v":8.786999999999999},{"$f":"VLOOKUP(R708,Start!$C$9:$D$15,2,FALSE)+VLOOKUP(R708,Start!$C$23:$D$29,2,FALSE)","v":128.9},{"$f":"(Y708/T708)+Start!$D$19*(VLOOKUP(R708,Start!$M$33:$N$39,2,FALSE)/T708)+VLOOKUP(S708,Start!$C$33:$D$40,2,FALSE)","v":383.04274829217024}]
[null,null,"Ja","SEE960317505882","BNA0427","Peissenberger Kraftwerksgesellschaft","GT 1",83734,"Hausham","Brentenstr. 3","Bayern","1982-11-01","Mineralölprodukte","Heizöl, leicht","Mineralölprodukte","Nein","Gasturbinen ohne Abhitzekessel","Öl","Öl",0.3332,"OPSD (2020)",23.2,23.2,{"$f":"(1-VLOOKUP(S709,Start!$H$33:$I$40,2,FALSE)/100)*W709","v":19.72},{"$f":"VLOOKUP(R709,Start!$C$9:$D$15,2,FALSE)+VLOOKUP(R709,Start!$C$23:$D$29,2,FALSE)","v":58.769999999999996},{"$f":"(Y709/T709)+Start!$D$19*(VLOOKUP(R709,Start!$M$33:$N$39,2,FALSE)/T709)+VLOOKUP(S709,Start!$C$33:$D$40,2,FALSE)","v":245.59063625450182}]
[null,null,"Ja","SEE960352714492","BNA1082","WSW Energie & Wasser AG","GT11",42275,"Wuppertal","Am Clef 32","Nordrhein-Westfalen","2005-12-30","Erdgas","Erdgas, Erdölgas","Erdgas","Ja","Gasturbinen mit Abhitzekessel","Erdgas","GuD",0.5625,"OPSD (2020)",28.5,27.6,{"$f":"(1-VLOOKUP(S710,Start!$H$33:$I$40,2,FALSE)/100)*W710","v":24.012},{"$f":"VLOOKUP(R710,Start!$C$9:$D$15,2,FALSE)+VLOOKUP(R710,Start!$C$23:$D$29,2,FALSE)","v":128.9},{"$f":"(Y710/T710)+Start!$D$19*(VLOOKUP(R710,Start!$M$33:$N$39,2,FALSE)/T710)+VLOOKUP(S710,Start!$C$33:$D$40,2,FALSE)","v":259.66030222222224}]
[null,null,"Ja","SEE960430412456","BNA1866","GLOBALFOUNDRIES Dresden Module One LLC & Co. KG","Gasmotoren-Blockheizkraftwerk II (Generator 5)",1468,"Moritzburg","Ringstraße 3","Sachsen","2004-11-10","Erdgas","Erdgas, Erdölgas","Erdgas","Ja","Verbrennungsmotor","Erdgas","GuD",0.442,"Annahme basierend auf DIW (2014)",3.8319999999999999,3.7719999999999998,{"$f":"(1-VLOOKUP(S711,Start!$H$33:$I$40,2,FALSE)/100)*W711","v":3.2816399999999999},{"$f":"VLOOKUP(R711,Start!$C$9:$D$15,2,FALSE)+VLOOKUP(R711,Start!$C$23:$D$29,2,FALSE)","v":128.9},{"$f":"(Y711/T711)+Start!$D$19*(VLOOKUP(R711,Start!$M$33:$N$39,2,FALSE)/T711)+VLOOKUP(S711,Start!$C$33:$D$40,2,FALSE)","v":330.04110859728507}]
[null,null,"Ja","SEE960507530304","BNA1333b","Universität Stuttgart","HKW Pfaffenwald, Generator 50",70569,"Stuttgart","Pfaffenwaldring 8","Baden-Württemberg","1969-01-01","Erdgas","Erdgas, Erdölgas","Erdgas","Ja","Gegendruckmaschine mit Entnahme","Erdgas","GuD",0.35089999999999999,"OPSD (2020)",12.1,11.3,{"$f":"(1-VLOOKUP(S712,Start!$H$33:$I$40,2,FALSE)/100)*W712","v":9.8310000000000013},{"$f":"VLOOKUP(R712,Start!$C$9:$D$15,2,FALSE)+VLOOKUP(R712,Start!$C$23:$D$29,2,FALSE)","v":128.9},{"$f":"(Y712/T712)+Start!$D$19*(VLOOKUP(R712,Start!$M$33:$N$39,2,FALSE)/T712)+VLOOKUP(S712,Start!$C$33:$D$40,2,FALSE)","v":415.33633513821604}]
[null,null,"Ja","SEE960529046555","BNA0894b","PCK Raffinerie GmbH","6MKA",16303,"Schwedt","Passower Chaussee 111","Brandenburg","1994-01-10","Mineralölprodukte","Andere Mineralölprodukte","Mineralölprodukte","Nein","Kondensationsmaschine ohne Entnahme","Öl","Öl",0.37840000000000001,"OPSD (2020)",36,34.5,{"$f":"(1-VLOOKUP(S713,Start!$H$33:$I$40,2,FALSE)/100)*W713","v":29.324999999999999},{"$f":"VLOOKUP(R713,Start!$C$9:$D$15,2,FALSE)+VLOOKUP(R713,Start!$C$23:$D$29,2,FALSE)","v":58.769999999999996},{"$f":"(Y713/T713)+Start!$D$19*(VLOOKUP(R713,Start!$M$33:$N$39,2,FALSE)/T713)+VLOOKUP(S713,Start!$C$33:$D$40,2,FALSE)","v":216.37420718816065}]
[null,null,"Ja","SEE960652233358","BNA0878","Saale Energie GmbH","Schkopau A",6258,"Schkopau","An der Bober 100","Sachsen-Anhalt","1995-01-01","Braunkohle","Rohbraunkohlen","Braunkohle","Ja","Kondensationsmaschine mit Entnahme","Braunkohle","Braunkohle",0.4,"OPSD (2020)",500,450,{"$f":"(1-VLOOKUP(S714,Start!$H$33:$I$40,2,FALSE)/100)*W714","v":391.5},{"$f":"VLOOKUP(R714,Start!$C$9:$D$15,2,FALSE)+VLOOKUP(R714,Start!$C$23:$D$29,2,FALSE)","v":3.1},{"$f":"(Y714/T714)+Start!$D$19*(VLOOKUP(R714,Start!$M$33:$N$39,2,FALSE)/T714)+VLOOKUP(S714,Start!$C$33:$D$40,2,FALSE)","v":91.431700000000006}]
[null,null,"Ja","SEE960916622249","BNA0386","Mohn Media Mohndruck GmbH","GT 2",33332,"Gütersloh","Carl-Bertelsmann-Straße 161","Nordrhein-Westfalen","1994-03-28","Erdgas","Erdgas, Erdölgas","Erdgas","Ja","Gasturbinen mit nachgeschalteter Dampfturbine","Erdgas","GuD",0.37840000000000001,"OPSD (2020)",5.25,5.1669999999999998,{"$f":"(1-VLOOKUP(S715,Start!$H$33:$I$40,2,FALSE)/100)*W715","v":4.4952899999999998},{"$f":"VLOOKUP(R715,Start!$C$9:$D$15,2,FALSE)+VLOOKUP(R715,Start!$C$23:$D$29,2,FALSE)","v":128.9},{"$f":"(Y715/T715)+Start!$D$19*(VLOOKUP(R715,Start!$M$33:$N$39,2,FALSE)/T715)+VLOOKUP(S715,Start!$C$33:$D$40,2,FALSE)","v":385.26102008456661}]
[null,null,"Ja","SEE960935066536",null,"INEOS SOLVENTS GERMANY GMBH","TG7",47443,"Moers","Römerstraße 733","Nordrhein-Westfalen","1974-11-14","Erdgas","Prozessdampf","Erdgas","Ja","Gegendruckmaschine mit Entnahme","Erdgas","GuD",0.4,"eigene Annahme",12,7.5,{"$f":"(1-VLOOKUP(S716,Start!$H$33:$I$40,2,FALSE)/100)*W716","v":6.5250000000000004},{"$f":"VLOOKUP(R716,Start!$C$9:$D$15,2,FALSE)+VLOOKUP(R716,Start!$C$23:$D$29,2,FALSE)","v":128.9},{"$f":"(Y716/T716)+Start!$D$19*(VLOOKUP(R716,Start!$M$33:$N$39,2,FALSE)/T716)+VLOOKUP(S716,Start!$C$33:$D$40,2,FALSE)","v":364.53792499999997}]
[null,null,"Ja","SEE961021885321",null,"SWN Stadtwerke Neumünster GmbH","D3",24534,"Neumünster","Bismarckstraße 51","Schleswig-Holstein","1986-01-01","Mineralölprodukte","Heizöl, leicht","Mineralölprodukte","Nein","Verbrennungsmotor","Öl","Öl",0.38,"eigene Annahme",6,5.5,{"$f":"(1-VLOOKUP(S717,Start!$H$33:$I$40,2,FALSE)/100)*W717","v":4.6749999999999998},{"$f":"VLOOKUP(R717,Start!$C$9:$D$15,2,FALSE)+VLOOKUP(R717,Start!$C$23:$D$29,2,FALSE)","v":58.769999999999996},{"$f":"(Y717/T717)+Start!$D$19*(VLOOKUP(R717,Start!$M$33:$N$39,2,FALSE)/T717)+VLOOKUP(S717,Start!$C$33:$D$40,2,FALSE)","v":215.46736842105261}]
[null,null,"Ja","SEE961029163353","BNA1508","Trianel Kohlekraftwerk Lünen GmbH & Co KG","Trianel Kohlekraftwerk Lünen",44536,"Lünen","Frydagstraße 40","Nordrhein-Westfalen","2013-01-01","Steinkohle","Steinkohlen","Steinkohle","Ja","Kondensationsmaschine mit Entnahme","Steinkohle","Steinkohle",0.45950000000000002,"OPSD (2020)",812,746,{"$f":"(1-VLOOKUP(S718,Start!$H$33:$I$40,2,FALSE)/100)*W718","v":596.80000000000007},{"$f":"VLOOKUP(R718,Start!$C$9:$D$15,2,FALSE)+VLOOKUP(R718,Start!$C$23:$D$29,2,FALSE)","v":42.45},{"$f":"(Y718/T718)+Start!$D$19*(VLOOKUP(R718,Start!$M$33:$N$39,2,FALSE)/T718)+VLOOKUP(S718,Start!$C$33:$D$40,2,FALSE)","v":153.21357997823725}]
[null,null,"Ja","SEE961057667205","BNA1117","Pirelli Deutschland","Gasturbine Kraftwerk",64747,"Breuberg","Höchster Straße 48 -60","Hessen","2017-12-14","Erdgas","Erdgas, Erdölgas","Erdgas","Ja","Gasturbinen mit Abhitzekessel","Erdgas","GuD",0.38390000000000002,"OPSD (2020)",11.2,10.37,{"$f":"(1-VLOOKUP(S719,Start!$H$33:$I$40,2,FALSE)/100)*W719","v":9.0218999999999987},{"$f":"VLOOKUP(R719,Start!$C$9:$D$15,2,FALSE)+VLOOKUP(R719,Start!$C$23:$D$29,2,FALSE)","v":128.9},{"$f":"(Y719/T719)+Start!$D$19*(VLOOKUP(R719,Start!$M$33:$N$39,2,FALSE)/T719)+VLOOKUP(S719,Start!$C$33:$D$40,2,FALSE)","v":379.7630112008336}]
[null,null,"Ja","SEE961202959384","BNA1335a","Papier- u. Kartonfabrik Varel GmbH & Co. KG","PKV Dampfsammelschienen-KWK-Anlage Generator / Turbine GT 8b",26316,"Varel","Dangaster Straße 38","Niedersachsen","2007-06-29","Erdgas","Erdgas, Erdölgas","Erdgas","Ja","Gasturbinen mit nachgeschalteter Dampfturbine","Erdgas","GuD",0.37290000000000001,"OPSD (2020)",6.24,6.1269999999999998,{"$f":"(1-VLOOKUP(S720,Start!$H$33:$I$40,2,FALSE)/100)*W720","v":5.3304900000000002},{"$f":"VLOOKUP(R720,Start!$C$9:$D$15,2,FALSE)+VLOOKUP(R720,Start!$C$23:$D$29,2,FALSE)","v":128.9},{"$f":"(Y720/T720)+Start!$D$19*(VLOOKUP(R720,Start!$M$33:$N$39,2,FALSE)/T720)+VLOOKUP(S720,Start!$C$33:$D$40,2,FALSE)","v":390.92121212121214}]
[null,null,"Ja","SEE961328936443","BNA0957","Stadtwerke Tübingen GmbH","BHKW Obere Viehweide M2 (Waldhäuser Str 100)",72076,"Tübingen","Waldhäuser Straße 100","Baden-Württemberg","2013-08-16","Erdgas","Erdgas, Erdölgas","Erdgas","Ja","Verbrennungsmotor","Erdgas","GuD",0.38500000000000001,"OPSD (2020)",3.3519999999999999,3.286,{"$f":"(1-VLOOKUP(S721,Start!$H$33:$I$40,2,FALSE)/100)*W721","v":2.8588200000000001},{"$f":"VLOOKUP(R721,Start!$C$9:$D$15,2,FALSE)+VLOOKUP(R721,Start!$C$23:$D$29,2,FALSE)","v":128.9},{"$f":"(Y721/T721)+Start!$D$19*(VLOOKUP(R721,Start!$M$33:$N$39,2,FALSE)/T721)+VLOOKUP(S721,Start!$C$33:$D$40,2,FALSE)","v":378.68225974025972}]
[null,null,"Ja","SEE961620762023","BNA1125","Merck KGaA","DA_HKW_01",64293,"Darmstadt","Frankfurter Straße 250","Hessen","1999-12-20","Erdgas","Erdgas, Erdölgas","Erdgas","Ja","Gasturbinen mit Abhitzekessel","Erdgas","GuD",0.37740000000000001,"OPSD (2020)",10.3,10,{"$f":"(1-VLOOKUP(S722,Start!$H$33:$I$40,2,FALSE)/100)*W722","v":8.6999999999999993},{"$f":"VLOOKUP(R722,Start!$C$9:$D$15,2,FALSE)+VLOOKUP(R722,Start!$C$23:$D$29,2,FALSE)","v":128.9},{"$f":"(Y722/T722)+Start!$D$19*(VLOOKUP(R722,Start!$M$33:$N$39,2,FALSE)/T722)+VLOOKUP(S722,Start!$C$33:$D$40,2,FALSE)","v":386.27787493375729}]
[null,null,"Ja","SEE961660070034","BNA1182","RheinEnergie AG","Block 4 Merkenich RheinEnergie",50769,"Köln","Merkenicher Hauptstr. 2","Nordrhein-Westfalen","2010-10-12","Erdgas","Erdgas, Erdölgas","Erdgas","Ja","Gegendruckmaschine ohne Entnahme","Erdgas","GuD",0.53,"OPSD (2020)",18.100000000000001,15.5,{"$f":"(1-VLOOKUP(S723,Start!$H$33:$I$40,2,FALSE)/100)*W723","v":13.484999999999999},{"$f":"VLOOKUP(R723,Start!$C$9:$D$15,2,FALSE)+VLOOKUP(R723,Start!$C$23:$D$29,2,FALSE)","v":128.9},{"$f":"(Y723/T723)+Start!$D$19*(VLOOKUP(R723,Start!$M$33:$N$39,2,FALSE)/T723)+VLOOKUP(S723,Start!$C$33:$D$40,2,FALSE)","v":275.49088679245284}]
[null,null,"Ja","SEE961687984079","BNA1333a","Universität Stuttgart","HKW Pfaffenwald, Generator 41",70569,"Stuttgart","Pfaffenwaldring 8","Baden-Württemberg","1988-01-01","Erdgas","Erdgas, Erdölgas","Erdgas","Ja","Gasturbinen mit nachgeschalteter Dampfturbine","Erdgas","GuD",0.37180000000000002,"OPSD (2020)",5.2,4.9000000000000004,{"$f":"(1-VLOOKUP(S724,Start!$H$33:$I$40,2,FALSE)/100)*W724","v":4.2629999999999999},{"$f":"VLOOKUP(R724,Start!$C$9:$D$15,2,FALSE)+VLOOKUP(R724,Start!$C$23:$D$29,2,FALSE)","v":128.9},{"$f":"(Y724/T724)+Start!$D$19*(VLOOKUP(R724,Start!$M$33:$N$39,2,FALSE)/T724)+VLOOKUP(S724,Start!$C$33:$D$40,2,FALSE)","v":392.07334588488436}]
[null,null,"Ja","SEE961788817153","BNA0893","BASF Schwarzheide GmbH","DT2",1987,"Schwarzheide","Schipkauer Straße 1","Brandenburg","1997-12-05","Wärme","Prozessdampf","Erdgas","Nein","Kondensationsmaschine ohne Entnahme","Erdgas","GuD",0.51300000000000001,"OPSD (2020)",12.3,12,{"$f":"(1-VLOOKUP(S725,Start!$H$33:$I$40,2,FALSE)/100)*W725","v":10.44},{"$f":"VLOOKUP(R725,Start!$C$9:$D$15,2,FALSE)+VLOOKUP(R725,Start!$C$23:$D$29,2,FALSE)","v":128.9},{"$f":"(Y725/T725)+Start!$D$19*(VLOOKUP(R725,Start!$M$33:$N$39,2,FALSE)/T725)+VLOOKUP(S725,Start!$C$33:$D$40,2,FALSE)","v":284.57050682261212}]
[null,null,"Ja","SEE961847934449","BNA0059b","Volkswagen AG","VW Baunatal Gasturbine",34225,"Baunatal","Im Lehnhof ","Hessen","2013-02-18","Erdgas","Erdgas, Erdölgas","Erdgas","Ja","Gasturbinen mit nachgeschalteter Dampfturbine","Erdgas","GuD",0.47,"OPSD (2020)",51,45.07,{"$f":"(1-VLOOKUP(S726,Start!$H$33:$I$40,2,FALSE)/100)*W726","v":39.210900000000002},{"$f":"VLOOKUP(R726,Start!$C$9:$D$15,2,FALSE)+VLOOKUP(R726,Start!$C$23:$D$29,2,FALSE)","v":128.9},{"$f":"(Y726/T726)+Start!$D$19*(VLOOKUP(R726,Start!$M$33:$N$39,2,FALSE)/T726)+VLOOKUP(S726,Start!$C$33:$D$40,2,FALSE)","v":310.46844680851069}]
[null,null,"Ja","SEE962185382367","BNA1335c","Papier- u. Kartonfabrik Varel GmbH & Co. KG","PKV Kraftwerk BGM 1",26316,"Varel","Dangaster Straße 38","Niedersachsen","2006-12-22","andere Gase","Andere Gase","Sonstige Energieträger (nicht erneuerbar)","Ja","Verbrennungsmotor","Erdgas","GuD",0.45040000000000002,"OPSD (2020)",1.1240000000000001,1,{"$f":"(1-VLOOKUP(S727,Start!$H$33:$I$40,2,FALSE)/100)*W727","v":0.87},{"$f":"VLOOKUP(R727,Start!$C$9:$D$15,2,FALSE)+VLOOKUP(R727,Start!$C$23:$D$29,2,FALSE)","v":128.9},{"$f":"(Y727/T727)+Start!$D$19*(VLOOKUP(R727,Start!$M$33:$N$39,2,FALSE)/T727)+VLOOKUP(S727,Start!$C$33:$D$40,2,FALSE)","v":323.91378774422736}]
[null,null,"Ja","SEE962395118756",null,"DREWAG - Stadtwerke Dresden GmbH","Gasmotoren-Heizkraftwerk Dresden-Reick - Aggregat IV",1277,"Dresden","Liebstädter Straße 1","Sachsen","2022-02-12","Erdgas","Erdgas, Erdölgas","Erdgas","Nein","Gasturbinen mit Abhitzekessel","Erdgas","GuD",0.47,"Annahme basierend auf DIW (2014)",11.76,11.3,{"$f":"(1-VLOOKUP(S728,Start!$H$33:$I$40,2,FALSE)/100)*W728","v":9.8310000000000013},{"$f":"VLOOKUP(R728,Start!$C$9:$D$15,2,FALSE)+VLOOKUP(R728,Start!$C$23:$D$29,2,FALSE)","v":128.9},{"$f":"(Y728/T728)+Start!$D$19*(VLOOKUP(R728,Start!$M$33:$N$39,2,FALSE)/T728)+VLOOKUP(S728,Start!$C$33:$D$40,2,FALSE)","v":310.46844680851069}]
[null,null,"Ja","SEE962564048280",null,"TWS Thüringer Wärme Service GmbH","HKW Schwarza TS 5",7407,"Rudolstadt","Breitscheidstraße 160","Thüringen","1986-01-01","Wärme","Prozessdampf","Wärme","Ja","Gegendruckmaschine mit Entnahme","Sonstige","Sonstige",0.35,"eigene Annahme",8,7.8810000000000002,{"$f":"(1-VLOOKUP(S729,Start!$H$33:$I$40,2,FALSE)/100)*W729","v":6.6988500000000002},{"$f":"VLOOKUP(R729,Start!$C$9:$D$15,2,FALSE)+VLOOKUP(R729,Start!$C$23:$D$29,2,FALSE)","v":58.47},{"$f":"(Y729/T729)+Start!$D$19*(VLOOKUP(R729,Start!$M$33:$N$39,2,FALSE)/T729)+VLOOKUP(S729,Start!$C$33:$D$40,2,FALSE)","v":217.68680000000001}]
[null,null,"Ja","SEE962737235608","BNA0622","Müllheizkraftwerk Rothensee GmbH","Block 1",39126,"Magdeburg","Kraftwerk-Privatweg 7","Sachsen-Anhalt","2005-07-17","nicht biogener Abfall","nicht biogener Abfall (Hausmüll, Siedlungsabfälle)","Abfall","Ja","Gegendruckmaschine mit Entnahme","Abfall","Abfall",0.33,"OPSD (2020)",33.6,29.2,{"$f":"(1-VLOOKUP(S730,Start!$H$33:$I$40,2,FALSE)/100)*W730","v":24.82},{"$f":"VLOOKUP(R730,Start!$C$9:$D$15,2,FALSE)+VLOOKUP(R730,Start!$C$23:$D$29,2,FALSE)","v":0},{"$f":"(Y730/T730)+Start!$D$19*(VLOOKUP(R730,Start!$M$33:$N$39,2,FALSE)/T730)+VLOOKUP(S730,Start!$C$33:$D$40,2,FALSE)","v":1}]
[null,null,"Ja","SEE962777669616","BNA1092","Onyx Kraftwerk Zolling GmbH &Co. KGaA","Zolling GT1",85406,"Zolling","Leiningerstraße 1","Bayern","1986-01-01","Mineralölprodukte","Heizöl, leicht","Mineralölprodukte","Nein","Gasturbinen ohne Abhitzekessel","Öl","Öl",0.31759999999999999,"OPSD (2020)",25,25,{"$f":"(1-VLOOKUP(S731,Start!$H$33:$I$40,2,FALSE)/100)*W731","v":21.25},{"$f":"VLOOKUP(R731,Start!$C$9:$D$15,2,FALSE)+VLOOKUP(R731,Start!$C$23:$D$29,2,FALSE)","v":58.769999999999996},{"$f":"(Y731/T731)+Start!$D$19*(VLOOKUP(R731,Start!$M$33:$N$39,2,FALSE)/T731)+VLOOKUP(S731,Start!$C$33:$D$40,2,FALSE)","v":257.60453400503781}]
[null,null,"Ja","SEE962877818310","BNA0939a","EnBW Energie Baden-Württemberg AG","Heizkraftwerk Stuttgart-Münster DT 19",70376,"Stuttgart","Voltastraße 45","Baden-Württemberg","2009-01-01","Steinkohle","Steinkohlen","Steinkohle","Ja","Kondensationsmaschine mit Entnahme","Steinkohle","Steinkohle",0.33,"OPSD (2020)",19.600000000000001,19.5,{"$f":"(1-VLOOKUP(S732,Start!$H$33:$I$40,2,FALSE)/100)*W732","v":15.600000000000001},{"$f":"VLOOKUP(R732,Start!$C$9:$D$15,2,FALSE)+VLOOKUP(R732,Start!$C$23:$D$29,2,FALSE)","v":42.45},{"$f":"(Y732/T732)+Start!$D$19*(VLOOKUP(R732,Start!$M$33:$N$39,2,FALSE)/T732)+VLOOKUP(S732,Start!$C$33:$D$40,2,FALSE)","v":212.82815151515152}]
[null,null,"Ja","SEE962906846994",null,"TWS Thüringer Wärme Service GmbH","HKW Schwarza GT 7",7407,"Rudolstadt","Breitscheidstraße 160","Thüringen","1991-11-26","Erdgas","Erdgas, Erdölgas","Erdgas","Ja","Gasturbinen mit Abhitzekessel","Erdgas","GuD",0.38,"eigene Annahme",5.0140000000000002,4.9340000000000002,{"$f":"(1-VLOOKUP(S733,Start!$H$33:$I$40,2,FALSE)/100)*W733","v":4.2925800000000001},{"$f":"VLOOKUP(R733,Start!$C$9:$D$15,2,FALSE)+VLOOKUP(R733,Start!$C$23:$D$29,2,FALSE)","v":128.9},{"$f":"(Y733/T733)+Start!$D$19*(VLOOKUP(R733,Start!$M$33:$N$39,2,FALSE)/T733)+VLOOKUP(S733,Start!$C$33:$D$40,2,FALSE)","v":383.64518421052634}]
[null,null,"Ja","SEE962934119541","BNA0074","Vattenfall Wärme Berlin AG","HKW Charlottenburg Gasturbine 5",10589,"Berlin","Am Spreebord 5","Berlin","1976-08-20","Erdgas","Erdgas, Erdölgas","Erdgas","Ja","Gasturbinen mit Abhitzekessel","Erdgas","GuD",0.35749999999999998,"OPSD (2020)",73,72,{"$f":"(1-VLOOKUP(S734,Start!$H$33:$I$40,2,FALSE)/100)*W734","v":62.64},{"$f":"VLOOKUP(R734,Start!$C$9:$D$15,2,FALSE)+VLOOKUP(R734,Start!$C$23:$D$29,2,FALSE)","v":128.9},{"$f":"(Y734/T734)+Start!$D$19*(VLOOKUP(R734,Start!$M$33:$N$39,2,FALSE)/T734)+VLOOKUP(S734,Start!$C$33:$D$40,2,FALSE)","v":407.69627972027979}]
[null,null,"Ja","SEE963125615224","BNA1945","Stadtwerke Kiel AG","Küstenkraftwerk K.I.E.L Motor 14",24149,"Kiel","Hasselfelde 30","Schleswig-Holstein","2018-08-13","Erdgas","Erdgas, Erdölgas","Erdgas","Ja","Verbrennungsmotor","Erdgas","GuD",0.40589999999999998,"OPSD (2020)",9.5709999999999997,9.4559999999999995,{"$f":"(1-VLOOKUP(S735,Start!$H$33:$I$40,2,FALSE)/100)*W735","v":8.2267200000000003},{"$f":"VLOOKUP(R735,Start!$C$9:$D$15,2,FALSE)+VLOOKUP(R735,Start!$C$23:$D$29,2,FALSE)","v":128.9},{"$f":"(Y735/T735)+Start!$D$19*(VLOOKUP(R735,Start!$M$33:$N$39,2,FALSE)/T735)+VLOOKUP(S735,Start!$C$33:$D$40,2,FALSE)","v":359.26095097314612}]
[null,null,"Ja","SEE963177319026","BNA0800","SWP Stadtwerke Pforzheim","Turbine 4",75175,"Pforzheim","Hohwiesenweg 15","Baden-Württemberg","1980-11-14","Erdgas","Erdgas, Erdölgas","Erdgas","Ja","Kondensationsmaschine mit Entnahme","Erdgas","GuD",0.45,"OPSD (2020)",16.7,16,{"$f":"(1-VLOOKUP(S736,Start!$H$33:$I$40,2,FALSE)/100)*W736","v":13.92},{"$f":"VLOOKUP(R736,Start!$C$9:$D$15,2,FALSE)+VLOOKUP(R736,Start!$C$23:$D$29,2,FALSE)","v":128.9},{"$f":"(Y736/T736)+Start!$D$19*(VLOOKUP(R736,Start!$M$33:$N$39,2,FALSE)/T736)+VLOOKUP(S736,Start!$C$33:$D$40,2,FALSE)","v":324.20037777777782}]
[null,null,"Ja","SEE963192915654","BNA1333a","Universität Stuttgart","HKW Pfaffenwald, Generator 43",70569,"Stuttgart","Pfaffenwaldring 8","Baden-Württemberg","1963-01-01","Wärme","Prozessdampf","Erdgas","Ja","Gegendruckmaschine mit Entnahme","Erdgas","GuD",0.37180000000000002,"OPSD (2020)",2.6,2.4,{"$f":"(1-VLOOKUP(S737,Start!$H$33:$I$40,2,FALSE)/100)*W737","v":2.0880000000000001},{"$f":"VLOOKUP(R737,Start!$C$9:$D$15,2,FALSE)+VLOOKUP(R737,Start!$C$23:$D$29,2,FALSE)","v":128.9},{"$f":"(Y737/T737)+Start!$D$19*(VLOOKUP(R737,Start!$M$33:$N$39,2,FALSE)/T737)+VLOOKUP(S737,Start!$C$33:$D$40,2,FALSE)","v":392.07334588488436}]
[null,null,"Ja","SEE963197749315",null,"SWP Stadtwerke Pforzheim","MOT 4",75175,"Pforzheim","Hohwiesenweg 19","Baden-Württemberg","2021-06-15","Erdgas","Erdgas, Erdölgas","Erdgas","Ja","Verbrennungsmotor","Erdgas","GuD",0.45,"https://www.innio.com/de/loesungen/energieerzeugung/kraft-waerme-kopplung",10.387,10.199999999999999,{"$f":"(1-VLOOKUP(S738,Start!$H$33:$I$40,2,FALSE)/100)*W738","v":8.8739999999999988},{"$f":"VLOOKUP(R738,Start!$C$9:$D$15,2,FALSE)+VLOOKUP(R738,Start!$C$23:$D$29,2,FALSE)","v":128.9},{"$f":"(Y738/T738)+Start!$D$19*(VLOOKUP(R738,Start!$M$33:$N$39,2,FALSE)/T738)+VLOOKUP(S738,Start!$C$33:$D$40,2,FALSE)","v":324.20037777777782}]
[null,null,"Ja","SEE963301495572","BNA1524","EnBW Contracting GmbH","HK_001_Industrieheizkraftwerk-Walsrode_GT6",29699,"Bomlitz","Bahnhofstraße 13","Niedersachsen","2004-06-01","Erdgas","Erdgas, Erdölgas","Erdgas","Ja","Gasturbinen mit Abhitzekessel","Erdgas","GuD",0.35089999999999999,"OPSD (2020)",6.5,6.35,{"$f":"(1-VLOOKUP(S739,Start!$H$33:$I$40,2,FALSE)/100)*W739","v":5.5244999999999997},{"$f":"VLOOKUP(R739,Start!$C$9:$D$15,2,FALSE)+VLOOKUP(R739,Start!$C$23:$D$29,2,FALSE)","v":128.9},{"$f":"(Y739/T739)+Start!$D$19*(VLOOKUP(R739,Start!$M$33:$N$39,2,FALSE)/T739)+VLOOKUP(S739,Start!$C$33:$D$40,2,FALSE)","v":415.33633513821604}]
[null,null,"Ja","SEE963438570067",null,"DREWAG - Stadtwerke Dresden GmbH","Gasmotoren-Heizkraftwerk Dresden-Reick - Aggregat VI",1277,"Dresden","Liebstädter Straße 1","Sachsen","2022-02-12","Erdgas","Erdgas, Erdölgas","Erdgas","Nein","Gasturbinen mit Abhitzekessel","Erdgas","GuD",0.47,"Annahme basierend auf DIW (2014)",11.76,11.3,{"$f":"(1-VLOOKUP(S740,Start!$H$33:$I$40,2,FALSE)/100)*W740","v":9.8310000000000013},{"$f":"VLOOKUP(R740,Start!$C$9:$D$15,2,FALSE)+VLOOKUP(R740,Start!$C$23:$D$29,2,FALSE)","v":128.9},{"$f":"(Y740/T740)+Start!$D$19*(VLOOKUP(R740,Start!$M$33:$N$39,2,FALSE)/T740)+VLOOKUP(S740,Start!$C$33:$D$40,2,FALSE)","v":310.46844680851069}]
[null,null,"Ja","SEE963454497492","BNA0504","TEAG Thüringer Energie AG","Dampfturbine 2 Jena",7745,"Jena","Rudolstädter Straße 41","Thüringen","1996-09-26","Erdgas","Erdgas, Erdölgas","Erdgas","Ja","Kondensationsmaschine mit Entnahme","Erdgas","GuD",0.52200000000000002,"OPSD (2020)",40,39,{"$f":"(1-VLOOKUP(S741,Start!$H$33:$I$40,2,FALSE)/100)*W741","v":33.93},{"$f":"VLOOKUP(R741,Start!$C$9:$D$15,2,FALSE)+VLOOKUP(R741,Start!$C$23:$D$29,2,FALSE)","v":128.9},{"$f":"(Y741/T741)+Start!$D$19*(VLOOKUP(R741,Start!$M$33:$N$39,2,FALSE)/T741)+VLOOKUP(S741,Start!$C$33:$D$40,2,FALSE)","v":279.68998084291189}]
[null,null,"Ja","SEE963817764100","BNA0137","Braunschweiger Versorgungs-AG & Co. KG","HKW Nord GT",38112,"Braunschweig","Sandanger 1","Niedersachsen","1990-12-18","Erdgas","Erdgas, Erdölgas","Erdgas","Ja","Gasturbinen mit Abhitzekessel","Erdgas","GuD",0.28899999999999998,"OPSD (2020)",29,25,{"$f":"(1-VLOOKUP(S742,Start!$H$33:$I$40,2,FALSE)/100)*W742","v":21.75},{"$f":"VLOOKUP(R742,Start!$C$9:$D$15,2,FALSE)+VLOOKUP(R742,Start!$C$23:$D$29,2,FALSE)","v":128.9},{"$f":"(Y742/T742)+Start!$D$19*(VLOOKUP(R742,Start!$M$33:$N$39,2,FALSE)/T742)+VLOOKUP(S742,Start!$C$33:$D$40,2,FALSE)","v":503.9746366782008}]
[null,null,"Ja","SEE963827374382","BNA0130","Uniper Kraftwerke GmbH","Kirchmöser DT",14774,"Brandenburg","Bahntechnikerring 17","Brandenburg","1994-01-01","Erdgas","Erdgas, Erdölgas","Erdgas","Nein","Kondensationsmaschine ohne Entnahme","Erdgas","GuD",0.51300000000000001,"OPSD (2020)",58,56,{"$f":"(1-VLOOKUP(S743,Start!$H$33:$I$40,2,FALSE)/100)*W743","v":48.72},{"$f":"VLOOKUP(R743,Start!$C$9:$D$15,2,FALSE)+VLOOKUP(R743,Start!$C$23:$D$29,2,FALSE)","v":128.9},{"$f":"(Y743/T743)+Start!$D$19*(VLOOKUP(R743,Start!$M$33:$N$39,2,FALSE)/T743)+VLOOKUP(S743,Start!$C$33:$D$40,2,FALSE)","v":284.57050682261212}]
[null,null,"Ja","SEE963909310185","BNA0085b","Vattenfall Wärme Berlin AG","HKW Moabit Gasturbine 5",13353,"Berlin","Friedrich-Krause-Ufer 42278","Berlin","1971-10-30","Mineralölprodukte","Heizöl, leicht","Mineralölprodukte","Nein","Gasturbinen ohne Abhitzekessel","Öl","Öl",0.30459999999999998,"OPSD (2020)",17,17,{"$f":"(1-VLOOKUP(S744,Start!$H$33:$I$40,2,FALSE)/100)*W744","v":14.45},{"$f":"VLOOKUP(R744,Start!$C$9:$D$15,2,FALSE)+VLOOKUP(R744,Start!$C$23:$D$29,2,FALSE)","v":58.769999999999996},{"$f":"(Y744/T744)+Start!$D$19*(VLOOKUP(R744,Start!$M$33:$N$39,2,FALSE)/T744)+VLOOKUP(S744,Start!$C$33:$D$40,2,FALSE)","v":268.55613919894944}]
[null,null,"Ja","SEE963962520354","BNA1541","Freiberger Erdgas GmbH","BHKW1 Chemnitzer Straße 40",9599,"Freiberg","Chemnitzer Straße 40","Sachsen","2013-07-01","Erdgas","Erdgas, Erdölgas","Erdgas","Ja","Verbrennungsmotor","Erdgas","GuD",0.39929999999999999,"OPSD (2020)",4.4009999999999998,4.3129999999999997,{"$f":"(1-VLOOKUP(S745,Start!$H$33:$I$40,2,FALSE)/100)*W745","v":3.7523099999999996},{"$f":"VLOOKUP(R745,Start!$C$9:$D$15,2,FALSE)+VLOOKUP(R745,Start!$C$23:$D$29,2,FALSE)","v":128.9},{"$f":"(Y745/T745)+Start!$D$19*(VLOOKUP(R745,Start!$M$33:$N$39,2,FALSE)/T745)+VLOOKUP(S745,Start!$C$33:$D$40,2,FALSE)","v":365.17435512146261}]
[null,null,"Ja","SEE963975943188","BNA0017","EnBW Energie Baden-Württemberg AG","Heizkraftwerk Altbach/Deizisau GT B",73776,"Altbach","Industriestraße 11","Baden-Württemberg","1973-11-01","Erdgas","Erdgas, Erdölgas","Erdgas","Nein","Gasturbinen ohne Abhitzekessel","Erdgas","Gasturbine",0.30980000000000002,"OPSD (2020)",60,57,{"$f":"(1-VLOOKUP(S746,Start!$H$33:$I$40,2,FALSE)/100)*W746","v":49.589999999999996},{"$f":"VLOOKUP(R746,Start!$C$9:$D$15,2,FALSE)+VLOOKUP(R746,Start!$C$23:$D$29,2,FALSE)","v":128.9},{"$f":"(Y746/T746)+Start!$D$19*(VLOOKUP(R746,Start!$M$33:$N$39,2,FALSE)/T746)+VLOOKUP(S746,Start!$C$33:$D$40,2,FALSE)","v":469.73844415752097}]
[null,null,"Ja","SEE964073339897","BNA1489","Stadtwerke - Altmärkische Gas-, Wasser-und Elektrizitätswerke GmbH Stendal","Heizkraftwerk Stendal",39576,"Stendal","Schillerstraße ","Sachsen-Anhalt","2018-12-18","Erdgas","Erdgas, Erdölgas","Erdgas","Ja","Verbrennungsmotor","Erdgas","GuD",0.37840000000000001,"OPSD (2020)",13.5,13.2,{"$f":"(1-VLOOKUP(S747,Start!$H$33:$I$40,2,FALSE)/100)*W747","v":11.484},{"$f":"VLOOKUP(R747,Start!$C$9:$D$15,2,FALSE)+VLOOKUP(R747,Start!$C$23:$D$29,2,FALSE)","v":128.9},{"$f":"(Y747/T747)+Start!$D$19*(VLOOKUP(R747,Start!$M$33:$N$39,2,FALSE)/T747)+VLOOKUP(S747,Start!$C$33:$D$40,2,FALSE)","v":385.26102008456661}]
[null,null,"Ja","SEE964077382691","BNA0918b","Dow Deutschland Anlagengesellschaft mbH","01 Std GT3",21683,"Stade","Bützflether Sand 9","Niedersachsen","2014-03-25","Erdgas","Erdgas, Erdölgas","Erdgas","Ja","Gasturbinen mit Abhitzekessel","Erdgas","GuD",0.60750000000000004,"OPSD (2020)",47.351999999999997,44.975000000000001,{"$f":"(1-VLOOKUP(S748,Start!$H$33:$I$40,2,FALSE)/100)*W748","v":39.128250000000001},{"$f":"VLOOKUP(R748,Start!$C$9:$D$15,2,FALSE)+VLOOKUP(R748,Start!$C$23:$D$29,2,FALSE)","v":128.9},{"$f":"(Y748/T748)+Start!$D$19*(VLOOKUP(R748,Start!$M$33:$N$39,2,FALSE)/T748)+VLOOKUP(S748,Start!$C$33:$D$40,2,FALSE)","v":240.53731687242799}]
[null,null,"Ja","SEE964121468647","BNA1292b","J. M. Voith SE & Co. KG","HDH_004_Industrieheizkraftwerk-Heidenheim_GM5",89522,"Heidenheim","Alexanderstraße 8","Baden-Württemberg","2004-01-01","Erdgas","Erdgas, Erdölgas","Erdgas","Ja","Verbrennungsmotor","Erdgas","GuD",0.40039999999999998,"OPSD (2020)",3.8839999999999999,3.7290000000000001,{"$f":"(1-VLOOKUP(S749,Start!$H$33:$I$40,2,FALSE)/100)*W749","v":3.2442299999999999},{"$f":"VLOOKUP(R749,Start!$C$9:$D$15,2,FALSE)+VLOOKUP(R749,Start!$C$23:$D$29,2,FALSE)","v":128.9},{"$f":"(Y749/T749)+Start!$D$19*(VLOOKUP(R749,Start!$M$33:$N$39,2,FALSE)/T749)+VLOOKUP(S749,Start!$C$33:$D$40,2,FALSE)","v":364.1752497502498}]
[null,null,"Ja","SEE964170331206",null,"Zweckverband für Abfallwirtschaft in Nordwest-Oberfranken","MHKW Coburg",96450,"Coburg","Glender Straße 30","Bayern","1988-01-01","nicht biogener Abfall","nicht biogener Abfall (Hausmüll, Siedlungsabfälle)","Abfall","Ja","Gegendruckmaschine mit Entnahme","Abfall","Abfall",0.33,"OPSD (2020)",12.5,10.6,{"$f":"(1-VLOOKUP(S750,Start!$H$33:$I$40,2,FALSE)/100)*W750","v":9.01},{"$f":"VLOOKUP(R750,Start!$C$9:$D$15,2,FALSE)+VLOOKUP(R750,Start!$C$23:$D$29,2,FALSE)","v":0},{"$f":"(Y750/T750)+Start!$D$19*(VLOOKUP(R750,Start!$M$33:$N$39,2,FALSE)/T750)+VLOOKUP(S750,Start!$C$33:$D$40,2,FALSE)","v":1}]
[null,null,"Ja","SEE964215288830","BNA1336","BASF Personal Care and Nutrition GmbH","Generator Pacht-Gasturbine",40589,"Düsseldorf","Henkelstraße 67","Nordrhein-Westfalen","2012-02-24","Erdgas","Erdgas, Erdölgas","Erdgas","Ja","Gasturbinen mit Abhitzekessel","Erdgas","GuD",0.32779999999999998,"OPSD (2020)",8.9,8.6,{"$f":"(1-VLOOKUP(S751,Start!$H$33:$I$40,2,FALSE)/100)*W751","v":7.4819999999999993},{"$f":"VLOOKUP(R751,Start!$C$9:$D$15,2,FALSE)+VLOOKUP(R751,Start!$C$23:$D$29,2,FALSE)","v":128.9},{"$f":"(Y751/T751)+Start!$D$19*(VLOOKUP(R751,Start!$M$33:$N$39,2,FALSE)/T751)+VLOOKUP(S751,Start!$C$33:$D$40,2,FALSE)","v":444.49929835265408}]
[null,null,"Ja","SEE964242179781","BNA1046b","RWE Generation SE","Gersteinwerk K",59368,"Werne","Hammer Straße 2","Nordrhein-Westfalen","1984-06-01","Erdgas","Erdgas, Erdölgas","Erdgas","Nein","Gasturbinen ohne Abhitzekessel","Erdgas","Gasturbine",0.33839999999999998,"OPSD (2020)",112,112,{"$f":"(1-VLOOKUP(S752,Start!$H$33:$I$40,2,FALSE)/100)*W752","v":97.44},{"$f":"VLOOKUP(R752,Start!$C$9:$D$15,2,FALSE)+VLOOKUP(R752,Start!$C$23:$D$29,2,FALSE)","v":128.9},{"$f":"(Y752/T752)+Start!$D$19*(VLOOKUP(R752,Start!$M$33:$N$39,2,FALSE)/T752)+VLOOKUP(S752,Start!$C$33:$D$40,2,FALSE)","v":430.12284278959817}]
[null,null,"Ja","SEE964290104919","BNA1948","Kraftwerke Mainz-Wiesbaden AG","BHKW KW5 53",55120,"Mainz","Kraftwerkallee 1","Rheinland-Pfalz","2020-12-23","Erdgas","Erdgas, Erdölgas","Erdgas","Ja","Verbrennungsmotor","Erdgas","GuD",0.45,"https://www.kmw-ag.de/anlagen/blockheizkraftwerk/",10.02,9.93,{"$f":"(1-VLOOKUP(S753,Start!$H$33:$I$40,2,FALSE)/100)*W753","v":8.6390999999999991},{"$f":"VLOOKUP(R753,Start!$C$9:$D$15,2,FALSE)+VLOOKUP(R753,Start!$C$23:$D$29,2,FALSE)","v":128.9},{"$f":"(Y753/T753)+Start!$D$19*(VLOOKUP(R753,Start!$M$33:$N$39,2,FALSE)/T753)+VLOOKUP(S753,Start!$C$33:$D$40,2,FALSE)","v":324.20037777777782}]
[null,null,"Ja","SEE964447287038","BNA0360","Stadtwerke Greifswald GmbH","HKW Gasturbine 2",17489,"Greifswald","An der Jungfernwiese 8","Mecklenburg-Vorpommern","1996-01-01","Erdgas","Erdgas, Erdölgas","Erdgas","Ja","Gasturbinen mit Abhitzekessel","Erdgas","GuD",0.36959999999999998,"OPSD (2020)",4.9489999999999998,4.8940000000000001,{"$f":"(1-VLOOKUP(S754,Start!$H$33:$I$40,2,FALSE)/100)*W754","v":4.2577800000000003},{"$f":"VLOOKUP(R754,Start!$C$9:$D$15,2,FALSE)+VLOOKUP(R754,Start!$C$23:$D$29,2,FALSE)","v":128.9},{"$f":"(Y754/T754)+Start!$D$19*(VLOOKUP(R754,Start!$M$33:$N$39,2,FALSE)/T754)+VLOOKUP(S754,Start!$C$33:$D$40,2,FALSE)","v":394.39818722943727}]
[null,null,"Ja","SEE964450365167","BNA0834","Solvay Chemicals GmbH","Solvay Rb TA9",47495,"Rheinberg","Xantener Straße 237","Nordrhein-Westfalen","1976-01-01","Wärme","Prozessdampf","Steinkohle","Ja","Gegendruckmaschine ohne Entnahme","Steinkohle","Steinkohle",0.34210000000000002,"OPSD (2020)",27.2,27.2,{"$f":"(1-VLOOKUP(S755,Start!$H$33:$I$40,2,FALSE)/100)*W755","v":21.76},{"$f":"VLOOKUP(R755,Start!$C$9:$D$15,2,FALSE)+VLOOKUP(R755,Start!$C$23:$D$29,2,FALSE)","v":42.45},{"$f":"(Y755/T755)+Start!$D$19*(VLOOKUP(R755,Start!$M$33:$N$39,2,FALSE)/T755)+VLOOKUP(S755,Start!$C$33:$D$40,2,FALSE)","v":205.34644840689859}]
[null,null,"Ja","SEE964717210810","BNA1056","Infraserv GmbH & Co. Wiesbaden KG","Generator 3",65203,"Wiesbaden","Rheingaustraße 190-196","Hessen","1977-11-30","Erdgas","Erdgas, Erdölgas","Erdgas","Ja","Gegendruckmaschine ohne Entnahme","Erdgas","GuD",0.3916,"OPSD (2020)",10.573,10.573,{"$f":"(1-VLOOKUP(S756,Start!$H$33:$I$40,2,FALSE)/100)*W756","v":9.1985100000000006},{"$f":"VLOOKUP(R756,Start!$C$9:$D$15,2,FALSE)+VLOOKUP(R756,Start!$C$23:$D$29,2,FALSE)","v":128.9},{"$f":"(Y756/T756)+Start!$D$19*(VLOOKUP(R756,Start!$M$33:$N$39,2,FALSE)/T756)+VLOOKUP(S756,Start!$C$33:$D$40,2,FALSE)","v":372.32525536261494}]
[null,null,"Ja","SEE964745752825","BNA0213","Stadtwerke Duisburg AG","HKW III  Block A",47249,"Duisburg","Wanheimer Str. 439","Nordrhein-Westfalen","1974-12-01","Erdgas","Erdgas, Erdölgas","Erdgas","Ja","Gasturbinen mit Abhitzekessel","Erdgas","GuD",0.38719999999999999,"OPSD (2020)",40.799999999999997,40.200000000000003,{"$f":"(1-VLOOKUP(S757,Start!$H$33:$I$40,2,FALSE)/100)*W757","v":34.974000000000004},{"$f":"VLOOKUP(R757,Start!$C$9:$D$15,2,FALSE)+VLOOKUP(R757,Start!$C$23:$D$29,2,FALSE)","v":128.9},{"$f":"(Y757/T757)+Start!$D$19*(VLOOKUP(R757,Start!$M$33:$N$39,2,FALSE)/T757)+VLOOKUP(S757,Start!$C$33:$D$40,2,FALSE)","v":376.53917871900831}]
[null,null,"Ja","SEE964821359092",null,"DFS Energy GmbH","GT1",63225,"Langen","Am DFS-Campus 3","Hessen","2014-06-05","Erdgas","Erdgas, Erdölgas","Erdgas","Ja","Gasturbinen mit Abhitzekessel","Erdgas","GuD",0.4,"eigene Annahme",4.569,4.4589999999999996,{"$f":"(1-VLOOKUP(S758,Start!$H$33:$I$40,2,FALSE)/100)*W758","v":3.8793299999999995},{"$f":"VLOOKUP(R758,Start!$C$9:$D$15,2,FALSE)+VLOOKUP(R758,Start!$C$23:$D$29,2,FALSE)","v":128.9},{"$f":"(Y758/T758)+Start!$D$19*(VLOOKUP(R758,Start!$M$33:$N$39,2,FALSE)/T758)+VLOOKUP(S758,Start!$C$33:$D$40,2,FALSE)","v":364.53792499999997}]
[null,null,"Ja","SEE964903137297",null,"Südzucker AG","Dampfturbine II Südzucker AG Ochsenfurt",97199,"Ochsenfurt","Marktbreiter Straße 74","Bayern","1959-09-01","Wärme","","Wärme","Ja","Gegendruckmaschine ohne Entnahme","Sonstige","Sonstige",0.33,"eigene Annahme",5.25,4.9829999999999997,{"$f":"(1-VLOOKUP(S759,Start!$H$33:$I$40,2,FALSE)/100)*W759","v":4.2355499999999999},{"$f":"VLOOKUP(R759,Start!$C$9:$D$15,2,FALSE)+VLOOKUP(R759,Start!$C$23:$D$29,2,FALSE)","v":58.47},{"$f":"(Y759/T759)+Start!$D$19*(VLOOKUP(R759,Start!$M$33:$N$39,2,FALSE)/T759)+VLOOKUP(S759,Start!$C$33:$D$40,2,FALSE)","v":230.8193333333333}]
[null,null,"Ja","SEE964935453853","BNA0688","Neubrandenburger Stadtwerke GmbH","DT",17034,"Neubrandenburg","Warliner Straße 22","Mecklenburg-Vorpommern","1997-05-16","Erdgas","Erdgas, Erdölgas","Erdgas","Ja","Dampfmotor","Erdgas","GuD",0.52649999999999997,"OPSD (2020)",27.5,26.459,{"$f":"(1-VLOOKUP(S760,Start!$H$33:$I$40,2,FALSE)/100)*W760","v":23.01933},{"$f":"VLOOKUP(R760,Start!$C$9:$D$15,2,FALSE)+VLOOKUP(R760,Start!$C$23:$D$29,2,FALSE)","v":128.9},{"$f":"(Y760/T760)+Start!$D$19*(VLOOKUP(R760,Start!$M$33:$N$39,2,FALSE)/T760)+VLOOKUP(S760,Start!$C$33:$D$40,2,FALSE)","v":277.3122886989554}]
[null,null,"Ja","SEE965067693100","BNA1409","DK Recycling und Roheisen GmbH","Kraftwerk DK",47053,"Duisburg","Werthauser Str. 182","Nordrhein-Westfalen","2011-02-01","Erdgas","Hochofengas, Konvertergas","Erdgas","Ja","Kondensationsmaschine mit Entnahme","Erdgas","GuD",0.39600000000000002,"Annahme basierend auf DIW (2014)",22.1,22.1,{"$f":"(1-VLOOKUP(S761,Start!$H$33:$I$40,2,FALSE)/100)*W761","v":19.227},{"$f":"VLOOKUP(R761,Start!$C$9:$D$15,2,FALSE)+VLOOKUP(R761,Start!$C$23:$D$29,2,FALSE)","v":128.9},{"$f":"(Y761/T761)+Start!$D$19*(VLOOKUP(R761,Start!$M$33:$N$39,2,FALSE)/T761)+VLOOKUP(S761,Start!$C$33:$D$40,2,FALSE)","v":368.20497474747475}]
[null,null,"Ja","SEE965203033722",null,"SWU Energie GmbH","BHKW Neu-Ulm M4",89231,"Neu-Ulm","Bradleystraße 32,5","Bayern","2021-12-14","Erdgas","Erdgas, Erdölgas","Erdgas","Ja","Verbrennungsmotor","Erdgas","GuD",0.47,"Annahme basierend auf DIW (2014)",2.6760000000000002,2.6219999999999999,{"$f":"(1-VLOOKUP(S762,Start!$H$33:$I$40,2,FALSE)/100)*W762","v":2.2811399999999997},{"$f":"VLOOKUP(R762,Start!$C$9:$D$15,2,FALSE)+VLOOKUP(R762,Start!$C$23:$D$29,2,FALSE)","v":128.9},{"$f":"(Y762/T762)+Start!$D$19*(VLOOKUP(R762,Start!$M$33:$N$39,2,FALSE)/T762)+VLOOKUP(S762,Start!$C$33:$D$40,2,FALSE)","v":310.46844680851069}]
[null,null,"Ja","SEE965327731764","BNA1164","Pfeifer & Langen GmbH ＆ Co. KG","BHKW Jülich",52428,"Jülich","Dürener Str. 20","Nordrhein-Westfalen","2002-10-10","Erdgas","Erdgas, Erdölgas","Erdgas","Ja","Verbrennungsmotor","Erdgas","GuD",0.40960000000000002,"OPSD (2020)",1.413,1.387,{"$f":"(1-VLOOKUP(S763,Start!$H$33:$I$40,2,FALSE)/100)*W763","v":1.20669},{"$f":"VLOOKUP(R763,Start!$C$9:$D$15,2,FALSE)+VLOOKUP(R763,Start!$C$23:$D$29,2,FALSE)","v":128.9},{"$f":"(Y763/T763)+Start!$D$19*(VLOOKUP(R763,Start!$M$33:$N$39,2,FALSE)/T763)+VLOOKUP(S763,Start!$C$33:$D$40,2,FALSE)","v":356.02922363281249}]
[null,null,"Ja","SEE965333653821","BNA0081","Vattenfall Wärme Berlin AG","HKW Klingenberg Dampfturbine 3",10317,"Berlin","Köpenicker Chaussee 42-45","Berlin","1982-08-19","Erdgas","Erdgas, Erdölgas","Erdgas","Ja","Gegendruckmaschine mit Entnahme","Erdgas","GuD",0.4037,"OPSD (2020)",64,56,{"$f":"(1-VLOOKUP(S764,Start!$H$33:$I$40,2,FALSE)/100)*W764","v":48.72},{"$f":"VLOOKUP(R764,Start!$C$9:$D$15,2,FALSE)+VLOOKUP(R764,Start!$C$23:$D$29,2,FALSE)","v":128.9},{"$f":"(Y764/T764)+Start!$D$19*(VLOOKUP(R764,Start!$M$33:$N$39,2,FALSE)/T764)+VLOOKUP(S764,Start!$C$33:$D$40,2,FALSE)","v":361.21060193212782}]
[null,null,"Ja","SEE965444118547",null,"Crespel & Deiters GmbH ＆ Co. KG","GTS3",49479,"Ibbenbüren","Groner Allee 76","Nordrhein-Westfalen","2009-07-03","Erdgas","Erdgas, Erdölgas","Erdgas","Ja","Gasturbinen mit Abhitzekessel","Erdgas","GuD",0.4,"eigene Annahme",5.4,5.4,{"$f":"(1-VLOOKUP(S765,Start!$H$33:$I$40,2,FALSE)/100)*W765","v":4.6980000000000004},{"$f":"VLOOKUP(R765,Start!$C$9:$D$15,2,FALSE)+VLOOKUP(R765,Start!$C$23:$D$29,2,FALSE)","v":128.9},{"$f":"(Y765/T765)+Start!$D$19*(VLOOKUP(R765,Start!$M$33:$N$39,2,FALSE)/T765)+VLOOKUP(S765,Start!$C$33:$D$40,2,FALSE)","v":364.53792499999997}]
[null,null,"Ja","SEE965551192713","BNA0418","enercity AG","HKW Linden GT3",30449,"Hannover","Spinnereistraße 9","Niedersachsen","2009-11-02","Erdgas","Erdgas, Erdölgas","Erdgas","Ja","Gasturbinen mit nachgeschalteter Dampfturbine","Erdgas","GuD",0.55000000000000004,"OPSD (2020)",70.25,70,{"$f":"(1-VLOOKUP(S766,Start!$H$33:$I$40,2,FALSE)/100)*W766","v":60.9},{"$f":"VLOOKUP(R766,Start!$C$9:$D$15,2,FALSE)+VLOOKUP(R766,Start!$C$23:$D$29,2,FALSE)","v":128.9},{"$f":"(Y766/T766)+Start!$D$19*(VLOOKUP(R766,Start!$M$33:$N$39,2,FALSE)/T766)+VLOOKUP(S766,Start!$C$33:$D$40,2,FALSE)","v":265.52758181818177}]
[null,null,"Ja","SEE965660903200",null,"DREWAG - Stadtwerke Dresden GmbH","Gasmotoren-Heizkraftwerk Dresden-Reick - Aggregat I",1277,"Dresden","Liebstädter Straße 1","Sachsen","2022-02-12","Erdgas","Erdgas, Erdölgas","Erdgas","Nein","Gasturbinen mit Abhitzekessel","Erdgas","GuD",0.47,"Annahme basierend auf DIW (2014)",11.76,11.3,{"$f":"(1-VLOOKUP(S767,Start!$H$33:$I$40,2,FALSE)/100)*W767","v":9.8310000000000013},{"$f":"VLOOKUP(R767,Start!$C$9:$D$15,2,FALSE)+VLOOKUP(R767,Start!$C$23:$D$29,2,FALSE)","v":128.9},{"$f":"(Y767/T767)+Start!$D$19*(VLOOKUP(R767,Start!$M$33:$N$39,2,FALSE)/T767)+VLOOKUP(S767,Start!$C$33:$D$40,2,FALSE)","v":310.46844680851069}]
[null,null,"Ja","SEE965711846036",null,"Ferrero OHG mbH","KWK 2 - Kesselhaus",35260,"Stadtallendorf","Michele-Ferrero-Straße 1","Hessen","2010-12-27","Erdgas","Erdgas, Erdölgas","Erdgas","Ja","Gasturbinen mit Abhitzekessel","Erdgas","GuD",0.4,"eigene Annahme",7.8019999999999996,7.5,{"$f":"(1-VLOOKUP(S768,Start!$H$33:$I$40,2,FALSE)/100)*W768","v":6.5250000000000004},{"$f":"VLOOKUP(R768,Start!$C$9:$D$15,2,FALSE)+VLOOKUP(R768,Start!$C$23:$D$29,2,FALSE)","v":128.9},{"$f":"(Y768/T768)+Start!$D$19*(VLOOKUP(R768,Start!$M$33:$N$39,2,FALSE)/T768)+VLOOKUP(S768,Start!$C$33:$D$40,2,FALSE)","v":364.53792499999997}]
[null,null,"Ja","SEE965768299069","BNA0392b","Heizkraftwerk Halle-Trotha GmbH","Heizkraftwerk Halle-Trotha - Gasturbine",6118,"Halle","Brachwitzer Straße 23","Sachsen-Anhalt","1994-04-01","Erdgas","Erdgas, Erdölgas","Erdgas","Ja","Gasturbinen mit nachgeschalteter Dampfturbine","Erdgas","GuD",0.52500000000000002,"OPSD (2020)",62,56.2,{"$f":"(1-VLOOKUP(S769,Start!$H$33:$I$40,2,FALSE)/100)*W769","v":48.894000000000005},{"$f":"VLOOKUP(R769,Start!$C$9:$D$15,2,FALSE)+VLOOKUP(R769,Start!$C$23:$D$29,2,FALSE)","v":128.9},{"$f":"(Y769/T769)+Start!$D$19*(VLOOKUP(R769,Start!$M$33:$N$39,2,FALSE)/T769)+VLOOKUP(S769,Start!$C$33:$D$40,2,FALSE)","v":278.10032380952379}]
[null,null,"Ja","SEE965779402670","BNA1229","EEW Energy from Waste Saarbrücken GmbH","MHKW Pirmasens Verbrennung",66954,"Pirmasens","Staffelberg 4","Rheinland-Pfalz","1999-01-01","nicht biogener Abfall","nicht biogener Abfall (Hausmüll, Siedlungsabfälle)","Abfall","Ja","Gegendruckmaschine mit Entnahme","Abfall","Abfall",0.33,"OPSD (2020)",17.75,15,{"$f":"(1-VLOOKUP(S770,Start!$H$33:$I$40,2,FALSE)/100)*W770","v":12.75},{"$f":"VLOOKUP(R770,Start!$C$9:$D$15,2,FALSE)+VLOOKUP(R770,Start!$C$23:$D$29,2,FALSE)","v":0},{"$f":"(Y770/T770)+Start!$D$19*(VLOOKUP(R770,Start!$M$33:$N$39,2,FALSE)/T770)+VLOOKUP(S770,Start!$C$33:$D$40,2,FALSE)","v":1}]
[null,null,"Ja","SEE965782597448","BNA0019","EnBW Energie Baden-Württemberg AG","Heizkraftwerk Altbach/Deizisau HKW 2 DT (Solobetrieb)",73776,"Altbach","Industriestraße 11","Baden-Württemberg","1997-05-29","Steinkohle","Steinkohlen","Steinkohle","Ja","Kondensationsmaschine mit Entnahme","Steinkohle","Steinkohle",0.44,"OPSD (2020)",354,323,{"$f":"(1-VLOOKUP(S771,Start!$H$33:$I$40,2,FALSE)/100)*W771","v":258.40000000000003},{"$f":"VLOOKUP(R771,Start!$C$9:$D$15,2,FALSE)+VLOOKUP(R771,Start!$C$23:$D$29,2,FALSE)","v":42.45},{"$f":"(Y771/T771)+Start!$D$19*(VLOOKUP(R771,Start!$M$33:$N$39,2,FALSE)/T771)+VLOOKUP(S771,Start!$C$33:$D$40,2,FALSE)","v":159.94611363636366}]
[null,null,"Ja","SEE966083015792","BNA1083","WSW Energie & Wasser AG","GT21",42275,"Wuppertal","Am Clef 32","Nordrhein-Westfalen","2008-07-09","Mineralölprodukte","Heizöl, leicht","Mineralölprodukte","Nein","Gasturbinen ohne Abhitzekessel","Öl","Öl",0.5625,"OPSD (2020)",30,29.4,{"$f":"(1-VLOOKUP(S772,Start!$H$33:$I$40,2,FALSE)/100)*W772","v":24.99},{"$f":"VLOOKUP(R772,Start!$C$9:$D$15,2,FALSE)+VLOOKUP(R772,Start!$C$23:$D$29,2,FALSE)","v":58.769999999999996},{"$f":"(Y772/T772)+Start!$D$19*(VLOOKUP(R772,Start!$M$33:$N$39,2,FALSE)/T772)+VLOOKUP(S772,Start!$C$33:$D$40,2,FALSE)","v":145.88462222222222}]
[null,null,"Ja","SEE966089822219","BNA1948","Kraftwerke Mainz-Wiesbaden AG","BHKW KW5 58",55120,"Mainz","Kraftwerkallee 1","Rheinland-Pfalz","2020-12-23","Erdgas","Erdgas, Erdölgas","Erdgas","Ja","Verbrennungsmotor","Erdgas","GuD",0.45,"https://www.kmw-ag.de/anlagen/blockheizkraftwerk/",10.02,9.93,{"$f":"(1-VLOOKUP(S773,Start!$H$33:$I$40,2,FALSE)/100)*W773","v":8.6390999999999991},{"$f":"VLOOKUP(R773,Start!$C$9:$D$15,2,FALSE)+VLOOKUP(R773,Start!$C$23:$D$29,2,FALSE)","v":128.9},{"$f":"(Y773/T773)+Start!$D$19*(VLOOKUP(R773,Start!$M$33:$N$39,2,FALSE)/T773)+VLOOKUP(S773,Start!$C$33:$D$40,2,FALSE)","v":324.20037777777782}]
[null,null,"Ja","SEE966235726637",null,"Volkswagen AG","011_CS01_USV-1",38440,"Wolfsburg","Berliner Ring 2","Niedersachsen","2013-05-14","Mineralölprodukte","Dieselkraftstoff","Mineralölprodukte","Nein","Verbrennungsmotor","Öl","Öl",0.4,"eigene Annahme",1.25,1.1100000000000001,{"$f":"(1-VLOOKUP(S774,Start!$H$33:$I$40,2,FALSE)/100)*W774","v":0.94350000000000001},{"$f":"VLOOKUP(R774,Start!$C$9:$D$15,2,FALSE)+VLOOKUP(R774,Start!$C$23:$D$29,2,FALSE)","v":58.769999999999996},{"$f":"(Y774/T774)+Start!$D$19*(VLOOKUP(R774,Start!$M$33:$N$39,2,FALSE)/T774)+VLOOKUP(S774,Start!$C$33:$D$40,2,FALSE)","v":204.744}]
[null,null,"Ja","SEE966264899036","BNA1197","Technische Werke Ludwigshafen am Rhein","FHKW DT5",67063,"Ludwigshafen","Industriestraße 3","Rheinland-Pfalz","2005-07-05","Wärme","Dampf (fremdbezogen)","Abfall","Ja","Gegendruckmaschine mit Entnahme","Abfall","Abfall",0.33,"OPSD (2020)",10,9.1443200000000004,{"$f":"(1-VLOOKUP(S775,Start!$H$33:$I$40,2,FALSE)/100)*W775","v":7.772672},{"$f":"VLOOKUP(R775,Start!$C$9:$D$15,2,FALSE)+VLOOKUP(R775,Start!$C$23:$D$29,2,FALSE)","v":0},{"$f":"(Y775/T775)+Start!$D$19*(VLOOKUP(R775,Start!$M$33:$N$39,2,FALSE)/T775)+VLOOKUP(S775,Start!$C$33:$D$40,2,FALSE)","v":1}]
[null,null,"Ja","SEE966331411864","BNA0115","Lausitz Energie Kraftwerke AG","Kraftwerk Lippendorf Block R",4575,"Neukieritzsch","Hauptstraße 200","Sachsen","2000-06-20","Braunkohle","Rohbraunkohlen","Braunkohle","Ja","Kondensationsmaschine mit Entnahme","Braunkohle","Braunkohle",0.41,"OPSD (2020)",942,891,{"$f":"(1-VLOOKUP(S776,Start!$H$33:$I$40,2,FALSE)/100)*W776","v":775.17},{"$f":"VLOOKUP(R776,Start!$C$9:$D$15,2,FALSE)+VLOOKUP(R776,Start!$C$23:$D$29,2,FALSE)","v":3.1},{"$f":"(Y776/T776)+Start!$D$19*(VLOOKUP(R776,Start!$M$33:$N$39,2,FALSE)/T776)+VLOOKUP(S776,Start!$C$33:$D$40,2,FALSE)","v":89.243121951219521}]
[null,null,"Ja","SEE966481430050","BNA1503","Mercedes-Benz AG","Gebäude 120 / BHKW Modul 05",40476,"Düsseldorf","Rather Straße 51","Nordrhein-Westfalen","2014-12-19","Erdgas","Erdgas, Erdölgas","Erdgas","Ja","Gasturbinen mit Abhitzekessel","Erdgas","GuD",0.3982,"OPSD (2020)",4.3,4.2,{"$f":"(1-VLOOKUP(S777,Start!$H$33:$I$40,2,FALSE)/100)*W777","v":3.6539999999999999},{"$f":"VLOOKUP(R777,Start!$C$9:$D$15,2,FALSE)+VLOOKUP(R777,Start!$C$23:$D$29,2,FALSE)","v":128.9},{"$f":"(Y777/T777)+Start!$D$19*(VLOOKUP(R777,Start!$M$33:$N$39,2,FALSE)/T777)+VLOOKUP(S777,Start!$C$33:$D$40,2,FALSE)","v":366.17898041185339}]
[null,null,"Ja","SEE966530598731","BNA0088a","Solvay Chemicals GmbH","Gegendruckdampfturbine Industriekraftwerk",6406,"Bernburg","Köthensche Straße","Sachsen-Anhalt","2019-12-16","Erdgas","Prozessdampf","Erdgas","Ja","Gegendruckmaschine mit Entnahme","Erdgas","GuD",0.40699999999999997,"Annahme basierend auf DIW (2014)",63.5,63.5,{"$f":"(1-VLOOKUP(S778,Start!$H$33:$I$40,2,FALSE)/100)*W778","v":55.244999999999997},{"$f":"VLOOKUP(R778,Start!$C$9:$D$15,2,FALSE)+VLOOKUP(R778,Start!$C$23:$D$29,2,FALSE)","v":128.9},{"$f":"(Y778/T778)+Start!$D$19*(VLOOKUP(R778,Start!$M$33:$N$39,2,FALSE)/T778)+VLOOKUP(S778,Start!$C$33:$D$40,2,FALSE)","v":358.29402948402952}]
[null,null,"Ja","SEE966835021620","BNA0386","Mohn Media Mohndruck GmbH","GM 1",33332,"Gütersloh"," ","Nordrhein-Westfalen","2017-11-24","Erdgas","Erdgas, Erdölgas","Erdgas","Ja","Verbrennungsmotor","Erdgas","GuD",0.37840000000000001,"OPSD (2020)",1.56,1.532,{"$f":"(1-VLOOKUP(S779,Start!$H$33:$I$40,2,FALSE)/100)*W779","v":1.33284},{"$f":"VLOOKUP(R779,Start!$C$9:$D$15,2,FALSE)+VLOOKUP(R779,Start!$C$23:$D$29,2,FALSE)","v":128.9},{"$f":"(Y779/T779)+Start!$D$19*(VLOOKUP(R779,Start!$M$33:$N$39,2,FALSE)/T779)+VLOOKUP(S779,Start!$C$33:$D$40,2,FALSE)","v":385.26102008456661}]
[null,null,"Ja","SEE966844914388","BNA0373","envia THERM GmbH","Großkayna GT1",6242,"Großkayna","Werkstraße 1","Sachsen-Anhalt","1994-01-17","Mineralölprodukte","Heizöl, leicht","Mineralölprodukte","Nein","Gasturbinen ohne Abhitzekessel","Öl","Öl",0.3644,"OPSD (2020)",45.625,45.625,{"$f":"(1-VLOOKUP(S780,Start!$H$33:$I$40,2,FALSE)/100)*W780","v":38.78125},{"$f":"VLOOKUP(R780,Start!$C$9:$D$15,2,FALSE)+VLOOKUP(R780,Start!$C$23:$D$29,2,FALSE)","v":58.769999999999996},{"$f":"(Y780/T780)+Start!$D$19*(VLOOKUP(R780,Start!$M$33:$N$39,2,FALSE)/T780)+VLOOKUP(S780,Start!$C$33:$D$40,2,FALSE)","v":224.64873765093301}]
[null,null,"Ja","SEE966920434281","BNA1819","Stadtwerke Flensburg","Gasturbine 12",24939,"Flensburg","Batteriestraße 48","Schleswig-Holstein","2016-04-14","Erdgas","Erdgas, Erdölgas","Erdgas","Ja","Gasturbinen mit Abhitzekessel","Erdgas","GuD",0.61199999999999999,"OPSD (2020)",50.2,50.1,{"$f":"(1-VLOOKUP(S781,Start!$H$33:$I$40,2,FALSE)/100)*W781","v":43.587000000000003},{"$f":"VLOOKUP(R781,Start!$C$9:$D$15,2,FALSE)+VLOOKUP(R781,Start!$C$23:$D$29,2,FALSE)","v":128.9},{"$f":"(Y781/T781)+Start!$D$19*(VLOOKUP(R781,Start!$M$33:$N$39,2,FALSE)/T781)+VLOOKUP(S781,Start!$C$33:$D$40,2,FALSE)","v":238.77968954248368}]
[null,null,"Ja","SEE966934929711","BNA1327a","Flughafen München GmbH","BHKW 1 - AGG6",85356,"München-Flughafen","Nordallee 18","Bayern","1992-05-08","Mineralölprodukte","Heizöl, leicht","Mineralölprodukte","Ja","Verbrennungsmotor","Öl","Öl",0.37619999999999998,"OPSD (2020)",1.58,1.52,{"$f":"(1-VLOOKUP(S782,Start!$H$33:$I$40,2,FALSE)/100)*W782","v":1.292},{"$f":"VLOOKUP(R782,Start!$C$9:$D$15,2,FALSE)+VLOOKUP(R782,Start!$C$23:$D$29,2,FALSE)","v":58.769999999999996},{"$f":"(Y782/T782)+Start!$D$19*(VLOOKUP(R782,Start!$M$33:$N$39,2,FALSE)/T782)+VLOOKUP(S782,Start!$C$33:$D$40,2,FALSE)","v":217.63370547581076}]
[null,null,"Ja","SEE967129146814",null,"HanseWerk Natur GmbH","99000649 Reichsbahnstr. Erdgas-BHKW 3",22525,"Hamburg","Reichsbahnstraße 99","Hamburg","2018-12-04","Erdgas","Erdgas, Erdölgas","Erdgas","Ja","Verbrennungsmotor","Erdgas","GuD",0.4,"eigene Annahme",2,1.982,{"$f":"(1-VLOOKUP(S783,Start!$H$33:$I$40,2,FALSE)/100)*W783","v":1.72434},{"$f":"VLOOKUP(R783,Start!$C$9:$D$15,2,FALSE)+VLOOKUP(R783,Start!$C$23:$D$29,2,FALSE)","v":128.9},{"$f":"(Y783/T783)+Start!$D$19*(VLOOKUP(R783,Start!$M$33:$N$39,2,FALSE)/T783)+VLOOKUP(S783,Start!$C$33:$D$40,2,FALSE)","v":364.53792499999997}]
[null,null,"Ja","SEE967194778880","BNA0207","DREWAG - Stadtwerke Dresden GmbH","GT1",1159,"Dresden","Oederaner Straße 21","Sachsen","1995-04-14","Erdgas","Erdgas, Erdölgas","Erdgas","Ja","Gasturbinen mit nachgeschalteter Dampfturbine","Erdgas","GuD",0.51749999999999996,"OPSD (2020)",65,62,{"$f":"(1-VLOOKUP(S784,Start!$H$33:$I$40,2,FALSE)/100)*W784","v":53.94},{"$f":"VLOOKUP(R784,Start!$C$9:$D$15,2,FALSE)+VLOOKUP(R784,Start!$C$23:$D$29,2,FALSE)","v":128.9},{"$f":"(Y784/T784)+Start!$D$19*(VLOOKUP(R784,Start!$M$33:$N$39,2,FALSE)/T784)+VLOOKUP(S784,Start!$C$33:$D$40,2,FALSE)","v":282.10902415458941}]
[null,null,"Ja","SEE967243760361","BNA1463","Smurfit Kappa Herzberg Solid Board GmbH","Dampfturbine 3",37412,"Herzberg","Andreasberger Straße 1","Niedersachsen","1983-01-01","Erdgas","Erdgas, Erdölgas","Erdgas","Ja","Kondensationsmaschine mit Entnahme","Erdgas","GuD",0.4,"Annahme basierend auf DIW (2014)",14.4,13.49,{"$f":"(1-VLOOKUP(S785,Start!$H$33:$I$40,2,FALSE)/100)*W785","v":11.7363},{"$f":"VLOOKUP(R785,Start!$C$9:$D$15,2,FALSE)+VLOOKUP(R785,Start!$C$23:$D$29,2,FALSE)","v":128.9},{"$f":"(Y785/T785)+Start!$D$19*(VLOOKUP(R785,Start!$M$33:$N$39,2,FALSE)/T785)+VLOOKUP(S785,Start!$C$33:$D$40,2,FALSE)","v":364.53792499999997}]
[null,null,"Ja","SEE967283752913","BNA1947","BMW AG Niederlassung Stuttgart","Werk 1.5 KWK 1",80937,"München","Knorrstraße 147","Bayern","2019-04-30","Erdgas","Erdgas, Erdölgas","Erdgas","Ja","Verbrennungsmotor","Erdgas","GuD",0.40589999999999998,"eigene Annahme",3.431,3.36,{"$f":"(1-VLOOKUP(S786,Start!$H$33:$I$40,2,FALSE)/100)*W786","v":2.9232},{"$f":"VLOOKUP(R786,Start!$C$9:$D$15,2,FALSE)+VLOOKUP(R786,Start!$C$23:$D$29,2,FALSE)","v":128.9},{"$f":"(Y786/T786)+Start!$D$19*(VLOOKUP(R786,Start!$M$33:$N$39,2,FALSE)/T786)+VLOOKUP(S786,Start!$C$33:$D$40,2,FALSE)","v":359.26095097314612}]
[null,null,"Ja","SEE967390177067","BNA1894","Holcim (Süddeutschland) GmbH","GOES Anlagen Dotternhausen Blöcke 1+2+3+4",72359,"Dotternhausen","Dormettinger Straße 25","Baden-Württemberg","2000-01-01","Mineralölprodukte","Andere Mineralölprodukte","Mineralölprodukte","Nein","Sonstige","Öl","Öl",0.33,"eigene Annahme",17,15,{"$f":"(1-VLOOKUP(S787,Start!$H$33:$I$40,2,FALSE)/100)*W787","v":12.75},{"$f":"VLOOKUP(R787,Start!$C$9:$D$15,2,FALSE)+VLOOKUP(R787,Start!$C$23:$D$29,2,FALSE)","v":58.769999999999996},{"$f":"(Y787/T787)+Start!$D$19*(VLOOKUP(R787,Start!$M$33:$N$39,2,FALSE)/T787)+VLOOKUP(S787,Start!$C$33:$D$40,2,FALSE)","v":247.96242424242422}]
[null,null,"Ja","SEE967441234602","BNA1509","BP Europa SE","GT1",49808,"Lingen","Raffineriestraße 1","Niedersachsen","1996-12-06","Mineralölprodukte","Erdgas, Erdölgas","Mineralölprodukte","Ja","Gasturbinen mit Abhitzekessel","Öl","Öl",0.38059999999999999,"OPSD (2020)",24.88,22.4,{"$f":"(1-VLOOKUP(S788,Start!$H$33:$I$40,2,FALSE)/100)*W788","v":19.04},{"$f":"VLOOKUP(R788,Start!$C$9:$D$15,2,FALSE)+VLOOKUP(R788,Start!$C$23:$D$29,2,FALSE)","v":58.769999999999996},{"$f":"(Y788/T788)+Start!$D$19*(VLOOKUP(R788,Start!$M$33:$N$39,2,FALSE)/T788)+VLOOKUP(S788,Start!$C$33:$D$40,2,FALSE)","v":215.12926957435627}]
[null,null,"Ja","SEE967448123107",null,"Jäckering Mühlen- und Nährmittelwerke GmbH","BHKW Hafen - Modul 2",59067,"Hamm","Speicherstraße 15","Nordrhein-Westfalen","2013-04-01","Erdgas","Erdgas, Erdölgas","Erdgas","Ja","Verbrennungsmotor","Erdgas","GuD",0.4,"eigene Annahme",2.19,2.173,{"$f":"(1-VLOOKUP(S789,Start!$H$33:$I$40,2,FALSE)/100)*W789","v":1.8905100000000001},{"$f":"VLOOKUP(R789,Start!$C$9:$D$15,2,FALSE)+VLOOKUP(R789,Start!$C$23:$D$29,2,FALSE)","v":128.9},{"$f":"(Y789/T789)+Start!$D$19*(VLOOKUP(R789,Start!$M$33:$N$39,2,FALSE)/T789)+VLOOKUP(S789,Start!$C$33:$D$40,2,FALSE)","v":364.53792499999997}]
[null,null,"Ja","SEE967464788519","BNA0318","RhönEnergie Fulda GmbH","Kraftwerk Fulda Aggregat 4A",36043,"Fulda","Frankfurter Straße 4","Hessen","2020-01-01","Mineralölprodukte","Dieselkraftstoff","Mineralölprodukte","Nein","Verbrennungsmotor","Öl","Öl",0.39710000000000001,"OPSD (2020)",2.76,2.76,{"$f":"(1-VLOOKUP(S790,Start!$H$33:$I$40,2,FALSE)/100)*W790","v":2.3459999999999996},{"$f":"VLOOKUP(R790,Start!$C$9:$D$15,2,FALSE)+VLOOKUP(R790,Start!$C$23:$D$29,2,FALSE)","v":58.769999999999996},{"$f":"(Y790/T790)+Start!$D$19*(VLOOKUP(R790,Start!$M$33:$N$39,2,FALSE)/T790)+VLOOKUP(S790,Start!$C$33:$D$40,2,FALSE)","v":206.23193150339964}]
[null,null,"Ja","SEE967544153657","BNA1945","Stadtwerke Kiel AG","Küstenkraftwerk K.I.E.L Motor 6",24149,"Kiel","Hasselfelde 30","Schleswig-Holstein","2018-09-27","Erdgas","Erdgas, Erdölgas","Erdgas","Ja","Verbrennungsmotor","Erdgas","GuD",0.40589999999999998,"OPSD (2020)",9.5709999999999997,9.4559999999999995,{"$f":"(1-VLOOKUP(S791,Start!$H$33:$I$40,2,FALSE)/100)*W791","v":8.2267200000000003},{"$f":"VLOOKUP(R791,Start!$C$9:$D$15,2,FALSE)+VLOOKUP(R791,Start!$C$23:$D$29,2,FALSE)","v":128.9},{"$f":"(Y791/T791)+Start!$D$19*(VLOOKUP(R791,Start!$M$33:$N$39,2,FALSE)/T791)+VLOOKUP(S791,Start!$C$33:$D$40,2,FALSE)","v":359.26095097314612}]
[null,null,"Ja","SEE967844487346","BNA1088","Stadtwerke Würzburg AG","Heizkraftwerk an der Friedensbrücke GasturbineI",97080,"Würzburg","Veitshöchheimer Straße 1","Bayern","2005-02-21","Erdgas","Erdgas, Erdölgas","Erdgas","Ja","Gasturbinen mit Abhitzekessel","Erdgas","GuD",0.5,"OPSD (2020)",51.5,51,{"$f":"(1-VLOOKUP(S792,Start!$H$33:$I$40,2,FALSE)/100)*W792","v":44.37},{"$f":"VLOOKUP(R792,Start!$C$9:$D$15,2,FALSE)+VLOOKUP(R792,Start!$C$23:$D$29,2,FALSE)","v":128.9},{"$f":"(Y792/T792)+Start!$D$19*(VLOOKUP(R792,Start!$M$33:$N$39,2,FALSE)/T792)+VLOOKUP(S792,Start!$C$33:$D$40,2,FALSE)","v":291.93034}]
[null,null,"Ja","SEE967916097817","BNA1671","KRONOS TITAN GmbH","KRONOS TITAN Nordenham GuD",26954,"Nordenham","Titanstraße 1","Niedersachsen","2013-12-15","Erdgas","Erdgas, Erdölgas","Erdgas","Ja","Gasturbinen mit nachgeschalteter Dampfturbine","Erdgas","GuD",0.39600000000000002,"Annahme basierend auf DIW (2014)",17.141999999999999,17.13,{"$f":"(1-VLOOKUP(S793,Start!$H$33:$I$40,2,FALSE)/100)*W793","v":14.903099999999998},{"$f":"VLOOKUP(R793,Start!$C$9:$D$15,2,FALSE)+VLOOKUP(R793,Start!$C$23:$D$29,2,FALSE)","v":128.9},{"$f":"(Y793/T793)+Start!$D$19*(VLOOKUP(R793,Start!$M$33:$N$39,2,FALSE)/T793)+VLOOKUP(S793,Start!$C$33:$D$40,2,FALSE)","v":368.20497474747475}]
[null,null,"Ja","SEE967950570895","BNA1335c","Papier- u. Kartonfabrik Varel GmbH & Co. KG","PKV Kraftwerk BGM 2",26316,"Varel","Dangaster Straße 38","Niedersachsen","2006-12-22","andere Gase","Andere Gase","Sonstige Energieträger (nicht erneuerbar)","Ja","Verbrennungsmotor","Erdgas","GuD",0.45040000000000002,"OPSD (2020)",1.1240000000000001,1,{"$f":"(1-VLOOKUP(S794,Start!$H$33:$I$40,2,FALSE)/100)*W794","v":0.87},{"$f":"VLOOKUP(R794,Start!$C$9:$D$15,2,FALSE)+VLOOKUP(R794,Start!$C$23:$D$29,2,FALSE)","v":128.9},{"$f":"(Y794/T794)+Start!$D$19*(VLOOKUP(R794,Start!$M$33:$N$39,2,FALSE)/T794)+VLOOKUP(S794,Start!$C$33:$D$40,2,FALSE)","v":323.91378774422736}]
[null,null,"Ja","SEE968058469012","BNA0386","Mohn Media Mohndruck GmbH","GT 3",33332,"Gütersloh","Carl-Bertelsmann-Straße 161","Nordrhein-Westfalen","1994-03-28","Erdgas","Erdgas, Erdölgas","Erdgas","Ja","Gasturbinen mit nachgeschalteter Dampfturbine","Erdgas","GuD",0.37840000000000001,"OPSD (2020)",5.25,5.1669999999999998,{"$f":"(1-VLOOKUP(S795,Start!$H$33:$I$40,2,FALSE)/100)*W795","v":4.4952899999999998},{"$f":"VLOOKUP(R795,Start!$C$9:$D$15,2,FALSE)+VLOOKUP(R795,Start!$C$23:$D$29,2,FALSE)","v":128.9},{"$f":"(Y795/T795)+Start!$D$19*(VLOOKUP(R795,Start!$M$33:$N$39,2,FALSE)/T795)+VLOOKUP(S795,Start!$C$33:$D$40,2,FALSE)","v":385.26102008456661}]
[null,null,"Ja","SEE968206101610","BNA1094","Smurfit Kappa Zülpich Papier GmbH","GT3",53909,"Zülpich","Zum Mühlengraben 1","Nordrhein-Westfalen","1997-12-01","Erdgas","Erdgas, Erdölgas","Erdgas","Ja","Gasturbinen mit Abhitzekessel","Erdgas","GuD",0.38059999999999999,"OPSD (2020)",5.4,4.9459999999999997,{"$f":"(1-VLOOKUP(S796,Start!$H$33:$I$40,2,FALSE)/100)*W796","v":4.3030200000000001},{"$f":"VLOOKUP(R796,Start!$C$9:$D$15,2,FALSE)+VLOOKUP(R796,Start!$C$23:$D$29,2,FALSE)","v":128.9},{"$f":"(Y796/T796)+Start!$D$19*(VLOOKUP(R796,Start!$M$33:$N$39,2,FALSE)/T796)+VLOOKUP(S796,Start!$C$33:$D$40,2,FALSE)","v":383.04274829217024}]
[null,null,"Ja","SEE968234156613","BNA0600a","Currenta GmbH & Co. OHG","LEV KWX G20",51373,"Leverkusen","Kaiser-Wilhelm-Allee 80","Nordrhein-Westfalen","1981-03-01","Erdgas","Erdgas, Erdölgas","Erdgas","Ja","Gasturbinen mit Abhitzekessel","Erdgas","GuD",0.36409999999999998,"OPSD (2020)",25.6,25,{"$f":"(1-VLOOKUP(S797,Start!$H$33:$I$40,2,FALSE)/100)*W797","v":21.75},{"$f":"VLOOKUP(R797,Start!$C$9:$D$15,2,FALSE)+VLOOKUP(R797,Start!$C$23:$D$29,2,FALSE)","v":128.9},{"$f":"(Y797/T797)+Start!$D$19*(VLOOKUP(R797,Start!$M$33:$N$39,2,FALSE)/T797)+VLOOKUP(S797,Start!$C$33:$D$40,2,FALSE)","v":400.33320516341672}]
[null,null,"Ja","SEE968254365774","BNA0207","DREWAG - Stadtwerke Dresden GmbH","GT2",1159,"Dresden","Oederaner Straße 21","Sachsen","1995-03-14","Erdgas","Erdgas, Erdölgas","Erdgas","Ja","Gasturbinen mit nachgeschalteter Dampfturbine","Erdgas","GuD",0.51749999999999996,"OPSD (2020)",65,62,{"$f":"(1-VLOOKUP(S798,Start!$H$33:$I$40,2,FALSE)/100)*W798","v":53.94},{"$f":"VLOOKUP(R798,Start!$C$9:$D$15,2,FALSE)+VLOOKUP(R798,Start!$C$23:$D$29,2,FALSE)","v":128.9},{"$f":"(Y798/T798)+Start!$D$19*(VLOOKUP(R798,Start!$M$33:$N$39,2,FALSE)/T798)+VLOOKUP(S798,Start!$C$33:$D$40,2,FALSE)","v":282.10902415458941}]
[null,null,"Ja","SEE968471468838","BNA1082","WSW Energie & Wasser AG","DT23",42275,"Wuppertal","Am Clef 32","Nordrhein-Westfalen","2005-12-30","Erdgas","Erdgas, Erdölgas","Erdgas","Ja","Kondensationsmaschine mit Entnahme","Erdgas","GuD",0.5625,"OPSD (2020)",30,29.2,{"$f":"(1-VLOOKUP(S799,Start!$H$33:$I$40,2,FALSE)/100)*W799","v":25.404},{"$f":"VLOOKUP(R799,Start!$C$9:$D$15,2,FALSE)+VLOOKUP(R799,Start!$C$23:$D$29,2,FALSE)","v":128.9},{"$f":"(Y799/T799)+Start!$D$19*(VLOOKUP(R799,Start!$M$33:$N$39,2,FALSE)/T799)+VLOOKUP(S799,Start!$C$33:$D$40,2,FALSE)","v":259.66030222222224}]
[null,null,"Ja","SEE968474056711","BNA1056","Infraserv GmbH & Co. Wiesbaden KG","Generator 6",65203,"Wiesbaden","Rheingaustraße 190-196","Hessen","2021-03-31","Erdgas","Erdgas, Erdölgas","Erdgas","Ja","Gasturbinen mit Abhitzekessel","Erdgas","GuD",0.3916,"OPSD (2020)",22.111000000000001,22.111000000000001,{"$f":"(1-VLOOKUP(S800,Start!$H$33:$I$40,2,FALSE)/100)*W800","v":19.23657},{"$f":"VLOOKUP(R800,Start!$C$9:$D$15,2,FALSE)+VLOOKUP(R800,Start!$C$23:$D$29,2,FALSE)","v":128.9},{"$f":"(Y800/T800)+Start!$D$19*(VLOOKUP(R800,Start!$M$33:$N$39,2,FALSE)/T800)+VLOOKUP(S800,Start!$C$33:$D$40,2,FALSE)","v":372.32525536261494}]
[null,null,"Ja","SEE968581935343","BNA0997","STEAG Gasmotoren Fenne 2 GmbH","Gasmotor 3 Mod.",66333,"Völklingen","Saarbrücker Straße 135-137","Saarland","2021-11-05","Erdgas","Erdgas, Erdölgas","Erdgas","Ja","Verbrennungsmotor","Erdgas","GuD",0.45,"https://www.steag.com/de/leistungen/konventionelle-energieerzeugung",3.3519999999999999,3.2509999999999999,{"$f":"(1-VLOOKUP(S801,Start!$H$33:$I$40,2,FALSE)/100)*W801","v":2.8283700000000001},{"$f":"VLOOKUP(R801,Start!$C$9:$D$15,2,FALSE)+VLOOKUP(R801,Start!$C$23:$D$29,2,FALSE)","v":128.9},{"$f":"(Y801/T801)+Start!$D$19*(VLOOKUP(R801,Start!$M$33:$N$39,2,FALSE)/T801)+VLOOKUP(S801,Start!$C$33:$D$40,2,FALSE)","v":324.20037777777782}]
[null,null,"Ja","SEE968582186379","BNA1404","Lausitz Energie Kraftwerke AG","Boxberg Block R",2943,"Boxberg","Am Kraftwerk 1","Sachsen","2012-11-06","Braunkohle","Rohbraunkohlen","Braunkohle","Nein","Kondensationsmaschine mit Entnahme","Braunkohle","Braunkohle",0.437,"OPSD (2020)",666,630,{"$f":"(1-VLOOKUP(S802,Start!$H$33:$I$40,2,FALSE)/100)*W802","v":548.1},{"$f":"VLOOKUP(R802,Start!$C$9:$D$15,2,FALSE)+VLOOKUP(R802,Start!$C$23:$D$29,2,FALSE)","v":3.1},{"$f":"(Y802/T802)+Start!$D$19*(VLOOKUP(R802,Start!$M$33:$N$39,2,FALSE)/T802)+VLOOKUP(S802,Start!$C$33:$D$40,2,FALSE)","v":83.834279176201377}]
[null,null,"Ja","SEE968905685947","BNA1925","ENGIE Deutschland AG","70001314.01",7549,"Gera","Vogtlandstraße 11","Thüringen","2018-11-19","Erdgas","Erdgas, Erdölgas","Erdgas","Ja","Verbrennungsmotor","Erdgas","GuD",0.40479999999999999,"OPSD (2020)",4.4039999999999999,4.3869999999999996,{"$f":"(1-VLOOKUP(S803,Start!$H$33:$I$40,2,FALSE)/100)*W803","v":3.8166899999999995},{"$f":"VLOOKUP(R803,Start!$C$9:$D$15,2,FALSE)+VLOOKUP(R803,Start!$C$23:$D$29,2,FALSE)","v":128.9},{"$f":"(Y803/T803)+Start!$D$19*(VLOOKUP(R803,Start!$M$33:$N$39,2,FALSE)/T803)+VLOOKUP(S803,Start!$C$33:$D$40,2,FALSE)","v":360.23312747035578}]
[null,null,"Ja","SEE968950464368","BNA0144","swb Erzeugung AG & Co. KG","KW Hastedt Block 15",28207,"Bremen","Hastedter Osterdeich 255","Bremen","1989-12-16","Steinkohle","Steinkohlen","Steinkohle","Ja","Kondensationsmaschine mit Entnahme","Steinkohle","Steinkohle",0.39750000000000002,"OPSD (2020)",130,119,{"$f":"(1-VLOOKUP(S804,Start!$H$33:$I$40,2,FALSE)/100)*W804","v":95.2},{"$f":"VLOOKUP(R804,Start!$C$9:$D$15,2,FALSE)+VLOOKUP(R804,Start!$C$23:$D$29,2,FALSE)","v":42.45},{"$f":"(Y804/T804)+Start!$D$19*(VLOOKUP(R804,Start!$M$33:$N$39,2,FALSE)/T804)+VLOOKUP(S804,Start!$C$33:$D$40,2,FALSE)","v":176.90827672955976}]
[null,null,"Ja","SEE968984873471",null,"Caterpillar Energy Solutions","P34",68167,"Mannheim","Carl-Benz-Straße 1","Baden-Württemberg","2007-06-27","Erdgas","Erdgas, Erdölgas","Erdgas","Nein","Verbrennungsmotor","Erdgas","GuD",0.4,"eigene Annahme",1.38,1.32,{"$f":"(1-VLOOKUP(S805,Start!$H$33:$I$40,2,FALSE)/100)*W805","v":1.1484000000000001},{"$f":"VLOOKUP(R805,Start!$C$9:$D$15,2,FALSE)+VLOOKUP(R805,Start!$C$23:$D$29,2,FALSE)","v":128.9},{"$f":"(Y805/T805)+Start!$D$19*(VLOOKUP(R805,Start!$M$33:$N$39,2,FALSE)/T805)+VLOOKUP(S805,Start!$C$33:$D$40,2,FALSE)","v":364.53792499999997}]
[null,null,"Ja","SEE969023487444","BNA1056","Infraserv GmbH & Co. Wiesbaden KG","Generator 2",65203,"Wiesbaden","Rheingaustraße 190-196","Hessen","1978-11-30","Erdgas","Erdgas, Erdölgas","Erdgas","Ja","Gegendruckmaschine ohne Entnahme","Erdgas","GuD",0.3916,"OPSD (2020)",4.3499999999999996,4.3499999999999996,{"$f":"(1-VLOOKUP(S806,Start!$H$33:$I$40,2,FALSE)/100)*W806","v":3.7844999999999995},{"$f":"VLOOKUP(R806,Start!$C$9:$D$15,2,FALSE)+VLOOKUP(R806,Start!$C$23:$D$29,2,FALSE)","v":128.9},{"$f":"(Y806/T806)+Start!$D$19*(VLOOKUP(R806,Start!$M$33:$N$39,2,FALSE)/T806)+VLOOKUP(S806,Start!$C$33:$D$40,2,FALSE)","v":372.32525536261494}]
[null,null,"Ja","SEE969051180959","BNA1516","Südzucker AG","Dampfturbine I Südzucker Offstein",67283,"Obrigheim","Wormser Straße 11","Rheinland-Pfalz","1981-01-01","Wärme","Prozessdampf","Erdgas","Ja","Gegendruckmaschine ohne Entnahme","Erdgas","GuD",0.34210000000000002,"OPSD (2020)",14,12.093200000000001,{"$f":"(1-VLOOKUP(S807,Start!$H$33:$I$40,2,FALSE)/100)*W807","v":10.521084000000002},{"$f":"VLOOKUP(R807,Start!$C$9:$D$15,2,FALSE)+VLOOKUP(R807,Start!$C$23:$D$29,2,FALSE)","v":128.9},{"$f":"(Y807/T807)+Start!$D$19*(VLOOKUP(R807,Start!$M$33:$N$39,2,FALSE)/T807)+VLOOKUP(S807,Start!$C$33:$D$40,2,FALSE)","v":425.98164279450452}]
[null,null,"Ja","SEE969074173341","BNA0863","Salzgitter Flachstahl GmbH","Ma 3",38239,"Salzgitter","Eisenhüttenstraße 99","Niedersachsen","1941-02-01","andere Gase","Hochofengas, Konvertergas","Sonstige Energieträger (nicht erneuerbar)","Nein","Kondensationsmaschine ohne Entnahme","Erdgas","GuD",0.4,"https://www.salzgitter-flachstahl.de/de/news/artikel-der-salzgitter-flachstahl-gmbh/2018-06-27/energie-der-zukunft.html",40,35,{"$f":"(1-VLOOKUP(S808,Start!$H$33:$I$40,2,FALSE)/100)*W808","v":30.45},{"$f":"VLOOKUP(R808,Start!$C$9:$D$15,2,FALSE)+VLOOKUP(R808,Start!$C$23:$D$29,2,FALSE)","v":128.9},{"$f":"(Y808/T808)+Start!$D$19*(VLOOKUP(R808,Start!$M$33:$N$39,2,FALSE)/T808)+VLOOKUP(S808,Start!$C$33:$D$40,2,FALSE)","v":364.53792499999997}]
[null,null,"Ja","SEE969511682320",null,"Stadtwerke Frankfurt (Oder) GmbH","HKW FFO GM2",15236,"Frankfurt","Am Hohen Feld 4","Brandenburg","2022-04-01","Erdgas","Erdgas, Erdölgas","Erdgas","Ja","Verbrennungsmotor","Erdgas","GuD",0.48,"https://www.man-es.com/energy-storage/products/gas-fuel-engines",10.6,10.1,{"$f":"(1-VLOOKUP(S809,Start!$H$33:$I$40,2,FALSE)/100)*W809","v":8.786999999999999},{"$f":"VLOOKUP(R809,Start!$C$9:$D$15,2,FALSE)+VLOOKUP(R809,Start!$C$23:$D$29,2,FALSE)","v":128.9},{"$f":"(Y809/T809)+Start!$D$19*(VLOOKUP(R809,Start!$M$33:$N$39,2,FALSE)/T809)+VLOOKUP(S809,Start!$C$33:$D$40,2,FALSE)","v":304.03160416666668}]
[null,null,"Ja","SEE969540726491","BNA0497","Infraserv GmbH & Co. Höchst KG","IPH Strom GTX3",65929,"Frankfurt","Brüningstraße 50","Hessen","2011-01-09","Erdgas","Erdgas, Erdölgas","Erdgas","Ja","Gasturbinen mit Abhitzekessel","Erdgas","GuD",0.3982,"OPSD (2020)",50,49.8,{"$f":"(1-VLOOKUP(S810,Start!$H$33:$I$40,2,FALSE)/100)*W810","v":43.326000000000001},{"$f":"VLOOKUP(R810,Start!$C$9:$D$15,2,FALSE)+VLOOKUP(R810,Start!$C$23:$D$29,2,FALSE)","v":128.9},{"$f":"(Y810/T810)+Start!$D$19*(VLOOKUP(R810,Start!$M$33:$N$39,2,FALSE)/T810)+VLOOKUP(S810,Start!$C$33:$D$40,2,FALSE)","v":366.17898041185339}]
[null,null,"Ja","SEE969698095906","BNA1197","Technische Werke Ludwigshafen am Rhein","FHKW DT6",67063,"Ludwigshafen","Industriestraße 3","Rheinland-Pfalz","2018-04-12","Wärme","Dampf (fremdbezogen)","Abfall","Ja","Kondensationsmaschine mit Entnahme","Abfall","Abfall",0.33,"OPSD (2020)",6,5.4865900000000005,{"$f":"(1-VLOOKUP(S811,Start!$H$33:$I$40,2,FALSE)/100)*W811","v":4.6636015000000004},{"$f":"VLOOKUP(R811,Start!$C$9:$D$15,2,FALSE)+VLOOKUP(R811,Start!$C$23:$D$29,2,FALSE)","v":0},{"$f":"(Y811/T811)+Start!$D$19*(VLOOKUP(R811,Start!$M$33:$N$39,2,FALSE)/T811)+VLOOKUP(S811,Start!$C$33:$D$40,2,FALSE)","v":1}]
[null,null,"Ja","SEE969707026280","BNA0600b","Currenta GmbH & Co. OHG","LEV KWG G23",51373,"Leverkusen","Kaiser-Wilhelm-Allee 80","Nordrhein-Westfalen","1999-12-16","Steinkohle","Steinkohlen","Steinkohle","Ja","Gegendruckmaschine ohne Entnahme","Steinkohle","Steinkohle",0.33,"OPSD (2020)",5.8,5.484,{"$f":"(1-VLOOKUP(S812,Start!$H$33:$I$40,2,FALSE)/100)*W812","v":4.3872},{"$f":"VLOOKUP(R812,Start!$C$9:$D$15,2,FALSE)+VLOOKUP(R812,Start!$C$23:$D$29,2,FALSE)","v":42.45},{"$f":"(Y812/T812)+Start!$D$19*(VLOOKUP(R812,Start!$M$33:$N$39,2,FALSE)/T812)+VLOOKUP(S812,Start!$C$33:$D$40,2,FALSE)","v":212.82815151515152}]
[null,null,"Ja","SEE969775213346","BNA0547","Shell Deutschland GmbH","Shell Energy and Chemicals Park, Kraftwerk Godorf",50997,"Köln","Godorfer Hauptstr. 150","Nordrhein-Westfalen","2016-01-01","Mineralölprodukte","Raffineriegas","Mineralölprodukte","Ja","Sonstige","Öl","Öl",0.38,"OPSD (2020)",106.6,97.1,{"$f":"(1-VLOOKUP(S813,Start!$H$33:$I$40,2,FALSE)/100)*W813","v":82.534999999999997},{"$f":"VLOOKUP(R813,Start!$C$9:$D$15,2,FALSE)+VLOOKUP(R813,Start!$C$23:$D$29,2,FALSE)","v":58.769999999999996},{"$f":"(Y813/T813)+Start!$D$19*(VLOOKUP(R813,Start!$M$33:$N$39,2,FALSE)/T813)+VLOOKUP(S813,Start!$C$33:$D$40,2,FALSE)","v":215.46736842105261}]
[null,null,"Ja","SEE969792129750","BNA1504","Daimler Truck AG","129870 Modul 2",76744,"Wörth","Daimlerstraße 1","Rheinland-Pfalz","2013-02-20","Erdgas","Erdgas, Erdölgas","Erdgas","Ja","Verbrennungsmotor","Erdgas","GuD",0.39929999999999999,"OPSD (2020)",4.49,4.4400000000000004,{"$f":"(1-VLOOKUP(S814,Start!$H$33:$I$40,2,FALSE)/100)*W814","v":3.8628000000000005},{"$f":"VLOOKUP(R814,Start!$C$9:$D$15,2,FALSE)+VLOOKUP(R814,Start!$C$23:$D$29,2,FALSE)","v":128.9},{"$f":"(Y814/T814)+Start!$D$19*(VLOOKUP(R814,Start!$M$33:$N$39,2,FALSE)/T814)+VLOOKUP(S814,Start!$C$33:$D$40,2,FALSE)","v":365.17435512146261}]
[null,null,"Ja","SEE970114818481","BNA1271","K+S Minerals and Agriculture GmbH","Kraftwerk UB DT3",36414,"Unterbreizbach","Schachtstraße 10","Thüringen","1964-07-02","Wärme","Prozessdampf","Erdgas","Ja","Kondensationsmaschine ohne Entnahme","Erdgas","GuD",0.3795,"OPSD (2020)",12.252000000000001,12,{"$f":"(1-VLOOKUP(S815,Start!$H$33:$I$40,2,FALSE)/100)*W815","v":10.44},{"$f":"VLOOKUP(R815,Start!$C$9:$D$15,2,FALSE)+VLOOKUP(R815,Start!$C$23:$D$29,2,FALSE)","v":128.9},{"$f":"(Y815/T815)+Start!$D$19*(VLOOKUP(R815,Start!$M$33:$N$39,2,FALSE)/T815)+VLOOKUP(S815,Start!$C$33:$D$40,2,FALSE)","v":384.1486693017128}]
[null,null,"Ja","SEE970143794190","BNA1866","GLOBALFOUNDRIES Dresden Module One LLC & Co. KG","Gasmotoren-Blockheizkraftwerk II (Generator 8)",1468,"Moritzburg","Ringstraße 3","Sachsen","2004-11-10","Erdgas","Erdgas, Erdölgas","Erdgas","Ja","Verbrennungsmotor","Erdgas","GuD",0.442,"Annahme basierend auf DIW (2014)",3.8319999999999999,3.7719999999999998,{"$f":"(1-VLOOKUP(S816,Start!$H$33:$I$40,2,FALSE)/100)*W816","v":3.2816399999999999},{"$f":"VLOOKUP(R816,Start!$C$9:$D$15,2,FALSE)+VLOOKUP(R816,Start!$C$23:$D$29,2,FALSE)","v":128.9},{"$f":"(Y816/T816)+Start!$D$19*(VLOOKUP(R816,Start!$M$33:$N$39,2,FALSE)/T816)+VLOOKUP(S816,Start!$C$33:$D$40,2,FALSE)","v":330.04110859728507}]
[null,null,"Ja","SEE970305352633","BNA1400a","Südzucker AG","Dampfturbine III Südzucker Zeitz",6712,"Zeitz","Albrechtstraße 54","Sachsen-Anhalt","1993-08-01","Wärme","Prozessdampf","Braunkohle","Ja","Gegendruckmaschine mit Entnahme","Braunkohle","Braunkohle",0.38319999999999999,"OPSD (2020)",19.399999999999999,16.899999999999999,{"$f":"(1-VLOOKUP(S817,Start!$H$33:$I$40,2,FALSE)/100)*W817","v":14.702999999999999},{"$f":"VLOOKUP(R817,Start!$C$9:$D$15,2,FALSE)+VLOOKUP(R817,Start!$C$23:$D$29,2,FALSE)","v":3.1},{"$f":"(Y817/T817)+Start!$D$19*(VLOOKUP(R817,Start!$M$33:$N$39,2,FALSE)/T817)+VLOOKUP(S817,Start!$C$33:$D$40,2,FALSE)","v":95.365657620041759}]
[null,null,"Ja","SEE970377695522","BNA1396","GLOBALFOUNDRIES Dresden Module Two LLC & Co. KG","Gasmotoren-Blockheizkraftwerk I (Generator 7)",1468,"Moritzburg","Ringstraße 3","Sachsen","1998-09-01","Erdgas","Erdgas, Erdölgas","Erdgas","Ja","Verbrennungsmotor","Erdgas","GuD",0.38279999999999997,"OPSD (2020)",3.8839999999999999,3.879,{"$f":"(1-VLOOKUP(S818,Start!$H$33:$I$40,2,FALSE)/100)*W818","v":3.37473},{"$f":"VLOOKUP(R818,Start!$C$9:$D$15,2,FALSE)+VLOOKUP(R818,Start!$C$23:$D$29,2,FALSE)","v":128.9},{"$f":"(Y818/T818)+Start!$D$19*(VLOOKUP(R818,Start!$M$33:$N$39,2,FALSE)/T818)+VLOOKUP(S818,Start!$C$33:$D$40,2,FALSE)","v":380.84997387669807}]
[null,null,"Ja","SEE970401548961","BNA1403","Neptune Energy Deutschland GmbH","GuD Steinitz - HKW 2",29410,"Salzwedel","Bobbenmärsche 11","Sachsen-Anhalt","1994-07-01","Erdgas","Erdgas, Erdölgas","Erdgas","Ja","Gasturbinen mit nachgeschalteter Dampfturbine","Erdgas","GuD",0.38390000000000002,"OPSD (2020)",11.6,11.4,{"$f":"(1-VLOOKUP(S819,Start!$H$33:$I$40,2,FALSE)/100)*W819","v":9.918000000000001},{"$f":"VLOOKUP(R819,Start!$C$9:$D$15,2,FALSE)+VLOOKUP(R819,Start!$C$23:$D$29,2,FALSE)","v":128.9},{"$f":"(Y819/T819)+Start!$D$19*(VLOOKUP(R819,Start!$M$33:$N$39,2,FALSE)/T819)+VLOOKUP(S819,Start!$C$33:$D$40,2,FALSE)","v":379.7630112008336}]
[null,null,"Ja","SEE970425279599","BNA1674","Onyx Kraftwerk Wilhelmshaven GmbH & Co. KG","Kraftwerk Wilhelmshaven Onyx",26386,"Wilhelmshaven","Niedersachsendamm 10","Niedersachsen","2015-11-30","Steinkohle","Steinkohlen","Steinkohle","Nein","Kondensationsmaschine ohne Entnahme","Steinkohle","Steinkohle",0.46250000000000002,"OPSD (2020)",790,726,{"$f":"(1-VLOOKUP(S820,Start!$H$33:$I$40,2,FALSE)/100)*W820","v":580.80000000000007},{"$f":"VLOOKUP(R820,Start!$C$9:$D$15,2,FALSE)+VLOOKUP(R820,Start!$C$23:$D$29,2,FALSE)","v":42.45},{"$f":"(Y820/T820)+Start!$D$19*(VLOOKUP(R820,Start!$M$33:$N$39,2,FALSE)/T820)+VLOOKUP(S820,Start!$C$33:$D$40,2,FALSE)","v":152.22819459459461}]
[null,null,"Ja","SEE970444408703","BNA0318","RhönEnergie Fulda GmbH","Kraftwerk Fulda Aggregat 3B",36043,"Fulda","Frankfurter Straße 4","Hessen","2010-01-01","Mineralölprodukte","Dieselkraftstoff","Mineralölprodukte","Nein","Verbrennungsmotor","Öl","Öl",0.39710000000000001,"OPSD (2020)",2.76,2.76,{"$f":"(1-VLOOKUP(S821,Start!$H$33:$I$40,2,FALSE)/100)*W821","v":2.3459999999999996},{"$f":"VLOOKUP(R821,Start!$C$9:$D$15,2,FALSE)+VLOOKUP(R821,Start!$C$23:$D$29,2,FALSE)","v":58.769999999999996},{"$f":"(Y821/T821)+Start!$D$19*(VLOOKUP(R821,Start!$M$33:$N$39,2,FALSE)/T821)+VLOOKUP(S821,Start!$C$33:$D$40,2,FALSE)","v":206.23193150339964}]
[null,null,"Ja","SEE970554561831","BNA0804","K+S Minerals and Agriculture GmbH","Kraftwerk HA DT2",36269,"Philippsthal","Hattorfer Straße 1","Hessen","2017-12-14","Wärme","Prozessdampf","Erdgas","Ja","Gegendruckmaschine mit Entnahme","Erdgas","GuD",0.39929999999999999,"OPSD (2020)",22.5,22.5,{"$f":"(1-VLOOKUP(S822,Start!$H$33:$I$40,2,FALSE)/100)*W822","v":19.574999999999999},{"$f":"VLOOKUP(R822,Start!$C$9:$D$15,2,FALSE)+VLOOKUP(R822,Start!$C$23:$D$29,2,FALSE)","v":128.9},{"$f":"(Y822/T822)+Start!$D$19*(VLOOKUP(R822,Start!$M$33:$N$39,2,FALSE)/T822)+VLOOKUP(S822,Start!$C$33:$D$40,2,FALSE)","v":365.17435512146261}]
[null,null,"Ja","SEE970688261195","BNA0918b","Dow Deutschland Anlagengesellschaft mbH","01 Std ST1",21683,"Stade","Bützflether Sand 9","Niedersachsen","1975-01-01","Wärme","Prozessdampf","Erdgas","Ja","Sonstige","Erdgas","GuD",0.60750000000000004,"OPSD (2020)",16.899999999999999,14,{"$f":"(1-VLOOKUP(S823,Start!$H$33:$I$40,2,FALSE)/100)*W823","v":12.18},{"$f":"VLOOKUP(R823,Start!$C$9:$D$15,2,FALSE)+VLOOKUP(R823,Start!$C$23:$D$29,2,FALSE)","v":128.9},{"$f":"(Y823/T823)+Start!$D$19*(VLOOKUP(R823,Start!$M$33:$N$39,2,FALSE)/T823)+VLOOKUP(S823,Start!$C$33:$D$40,2,FALSE)","v":240.53731687242799}]
[null,null,"Ja","SEE970806189455","BNA1557","VW Kraftwerk GmbH","BHKW-G66-KWK-groß",8058,"Zwickau","Glauchauer Straße 40","Sachsen","2014-02-13","Erdgas","Erdgas, Erdölgas","Erdgas","Ja","Verbrennungsmotor","Erdgas","GuD",0.45600000000000002,"Annahme basierend auf DIW (2014)",12.9,12.9,{"$f":"(1-VLOOKUP(S824,Start!$H$33:$I$40,2,FALSE)/100)*W824","v":11.223000000000001},{"$f":"VLOOKUP(R824,Start!$C$9:$D$15,2,FALSE)+VLOOKUP(R824,Start!$C$23:$D$29,2,FALSE)","v":128.9},{"$f":"(Y824/T824)+Start!$D$19*(VLOOKUP(R824,Start!$M$33:$N$39,2,FALSE)/T824)+VLOOKUP(S824,Start!$C$33:$D$40,2,FALSE)","v":319.95432017543862}]
[null,null,"Ja","SEE970928898099",null,"GKS-Gemeinschaftskraftwerk Schweinfurt GmbH","VMA 1",97424,"Schweinfurt","Hafenstraße 30","Bayern","1990-04-23","Mineralölprodukte","Heizöl, leicht","Mineralölprodukte","Nein","Verbrennungsmotor","Öl","Öl",0.38,"eigene Annahme",3.8,3.7,{"$f":"(1-VLOOKUP(S825,Start!$H$33:$I$40,2,FALSE)/100)*W825","v":3.145},{"$f":"VLOOKUP(R825,Start!$C$9:$D$15,2,FALSE)+VLOOKUP(R825,Start!$C$23:$D$29,2,FALSE)","v":58.769999999999996},{"$f":"(Y825/T825)+Start!$D$19*(VLOOKUP(R825,Start!$M$33:$N$39,2,FALSE)/T825)+VLOOKUP(S825,Start!$C$33:$D$40,2,FALSE)","v":215.46736842105261}]
[null,null,"Ja","SEE970931306376","BNA0834","Solvay Chemicals GmbH","Solvay Rb TA10",47495,"Rheinberg","Xantener Straße 237","Nordrhein-Westfalen","1983-01-01","Wärme","Prozessdampf","Steinkohle","Ja","Gegendruckmaschine ohne Entnahme","Steinkohle","Steinkohle",0.34210000000000002,"OPSD (2020)",27.2,27.2,{"$f":"(1-VLOOKUP(S826,Start!$H$33:$I$40,2,FALSE)/100)*W826","v":21.76},{"$f":"VLOOKUP(R826,Start!$C$9:$D$15,2,FALSE)+VLOOKUP(R826,Start!$C$23:$D$29,2,FALSE)","v":42.45},{"$f":"(Y826/T826)+Start!$D$19*(VLOOKUP(R826,Start!$M$33:$N$39,2,FALSE)/T826)+VLOOKUP(S826,Start!$C$33:$D$40,2,FALSE)","v":205.34644840689859}]
[null,null,"Ja","SEE970980016073","BNA1502","SWK ENERGIE GmbH","KWK006-1",47804,"Krefeld","St. Töniser Straße 270","Nordrhein-Westfalen","2013-02-06","Erdgas","Erdgas, Erdölgas","Erdgas","Ja","Verbrennungsmotor","Erdgas","GuD",0.39710000000000001,"OPSD (2020)",4.3,4.2409999999999997,{"$f":"(1-VLOOKUP(S827,Start!$H$33:$I$40,2,FALSE)/100)*W827","v":3.6896699999999996},{"$f":"VLOOKUP(R827,Start!$C$9:$D$15,2,FALSE)+VLOOKUP(R827,Start!$C$23:$D$29,2,FALSE)","v":128.9},{"$f":"(Y827/T827)+Start!$D$19*(VLOOKUP(R827,Start!$M$33:$N$39,2,FALSE)/T827)+VLOOKUP(S827,Start!$C$33:$D$40,2,FALSE)","v":367.18917149332663}]
[null,null,"Ja","SEE971156902916","BNA1925","ENGIE Deutschland AG","70001314.01",7549,"Gera","Vogtlandstraße 11","Thüringen","2018-11-26","Erdgas","Erdgas, Erdölgas","Erdgas","Ja","Verbrennungsmotor","Erdgas","GuD",0.40479999999999999,"OPSD (2020)",4.4039999999999999,4.3869999999999996,{"$f":"(1-VLOOKUP(S828,Start!$H$33:$I$40,2,FALSE)/100)*W828","v":3.8166899999999995},{"$f":"VLOOKUP(R828,Start!$C$9:$D$15,2,FALSE)+VLOOKUP(R828,Start!$C$23:$D$29,2,FALSE)","v":128.9},{"$f":"(Y828/T828)+Start!$D$19*(VLOOKUP(R828,Start!$M$33:$N$39,2,FALSE)/T828)+VLOOKUP(S828,Start!$C$33:$D$40,2,FALSE)","v":360.23312747035578}]
[null,null,"Ja","SEE971164680486","BNA0893","BASF Schwarzheide GmbH","DT1",1987,"Schwarzheide","Schipkauer Straße 1","Brandenburg","1994-11-28","Wärme","Prozessdampf","Erdgas","Ja","Gegendruckmaschine mit Entnahme","Erdgas","GuD",0.51300000000000001,"OPSD (2020)",18.905000000000001,18.756,{"$f":"(1-VLOOKUP(S829,Start!$H$33:$I$40,2,FALSE)/100)*W829","v":16.317720000000001},{"$f":"VLOOKUP(R829,Start!$C$9:$D$15,2,FALSE)+VLOOKUP(R829,Start!$C$23:$D$29,2,FALSE)","v":128.9},{"$f":"(Y829/T829)+Start!$D$19*(VLOOKUP(R829,Start!$M$33:$N$39,2,FALSE)/T829)+VLOOKUP(S829,Start!$C$33:$D$40,2,FALSE)","v":284.57050682261212}]
[null,null,"Ja","SEE971280976463","BNA1144","EEW Energy from Waste Göppingen","MHKW Turbine",73037,"Göppingen","Iltishofweg 40","Baden-Württemberg","1975-07-01","nicht biogener Abfall","nicht biogener Abfall (Hausmüll, Siedlungsabfälle)","Abfall","Ja","Kondensationsmaschine ohne Entnahme","Abfall","Abfall",0.33,"OPSD (2020)",13.2,11,{"$f":"(1-VLOOKUP(S830,Start!$H$33:$I$40,2,FALSE)/100)*W830","v":9.35},{"$f":"VLOOKUP(R830,Start!$C$9:$D$15,2,FALSE)+VLOOKUP(R830,Start!$C$23:$D$29,2,FALSE)","v":0},{"$f":"(Y830/T830)+Start!$D$19*(VLOOKUP(R830,Start!$M$33:$N$39,2,FALSE)/T830)+VLOOKUP(S830,Start!$C$33:$D$40,2,FALSE)","v":1}]
[null,null,"Ja","SEE971282697380","BNA0016","EnBW Energie Baden-Württemberg AG","Heizkraftwerk Altbach/Deizisau Block 4 GT A (solo)",73776,"Altbach","Industriestraße 11","Baden-Württemberg","1971-09-01","Erdgas","Erdgas, Erdölgas","Erdgas","Nein","Gasturbinen ohne Abhitzekessel","Erdgas","Gasturbine",0.30459999999999998,"OPSD (2020)",50,45,{"$f":"(1-VLOOKUP(S831,Start!$H$33:$I$40,2,FALSE)/100)*W831","v":39.15},{"$f":"VLOOKUP(R831,Start!$C$9:$D$15,2,FALSE)+VLOOKUP(R831,Start!$C$23:$D$29,2,FALSE)","v":128.9},{"$f":"(Y831/T831)+Start!$D$19*(VLOOKUP(R831,Start!$M$33:$N$39,2,FALSE)/T831)+VLOOKUP(S831,Start!$C$33:$D$40,2,FALSE)","v":477.74054497701911}]
[null,null,"Ja","SEE971441182924",null,"Stadtwerke Greifswald GmbH","BHKW-Kapaunenstraße Modul 2",17489,"Greifswald","Kapaunenstraße 0","Mecklenburg-Vorpommern","2018-09-26","Erdgas","Erdgas, Erdölgas","Erdgas","Ja","Verbrennungsmotor","Erdgas","GuD",0.4,"eigene Annahme",2.6589999999999998,2.5790000000000002,{"$f":"(1-VLOOKUP(S832,Start!$H$33:$I$40,2,FALSE)/100)*W832","v":2.2437300000000002},{"$f":"VLOOKUP(R832,Start!$C$9:$D$15,2,FALSE)+VLOOKUP(R832,Start!$C$23:$D$29,2,FALSE)","v":128.9},{"$f":"(Y832/T832)+Start!$D$19*(VLOOKUP(R832,Start!$M$33:$N$39,2,FALSE)/T832)+VLOOKUP(S832,Start!$C$33:$D$40,2,FALSE)","v":364.53792499999997}]
[null,null,"Ja","SEE971740147860",null,"OQ Chemicals Produktion GmbH & Co.KG","T/G 7",46147,"Oberhausen","Otto-Roelen-Strasse 3","Nordrhein-Westfalen","1949-01-01","Mineralölprodukte","Andere Mineralölprodukte","Mineralölprodukte","Ja","Gegendruckmaschine mit Entnahme","Öl","Öl",0.33,"eigene Annahme",2.0390000000000001,2.0249999999999999,{"$f":"(1-VLOOKUP(S833,Start!$H$33:$I$40,2,FALSE)/100)*W833","v":1.7212499999999999},{"$f":"VLOOKUP(R833,Start!$C$9:$D$15,2,FALSE)+VLOOKUP(R833,Start!$C$23:$D$29,2,FALSE)","v":58.769999999999996},{"$f":"(Y833/T833)+Start!$D$19*(VLOOKUP(R833,Start!$M$33:$N$39,2,FALSE)/T833)+VLOOKUP(S833,Start!$C$33:$D$40,2,FALSE)","v":247.96242424242422}]
[null,null,"Ja","SEE971796321603","BNA1449b","Zweckverband Abfallwirtschaft Raum Würzburg","TS II",97076,"Würzburg","Gattingerstraße 31","Bayern","1998-11-09","nicht biogener Abfall","nicht biogener Abfall (Hausmüll, Siedlungsabfälle)","Abfall","Ja","Kondensationsmaschine mit Entnahme","Abfall","Abfall",0.33,"OPSD (2020)",16,12,{"$f":"(1-VLOOKUP(S834,Start!$H$33:$I$40,2,FALSE)/100)*W834","v":10.199999999999999},{"$f":"VLOOKUP(R834,Start!$C$9:$D$15,2,FALSE)+VLOOKUP(R834,Start!$C$23:$D$29,2,FALSE)","v":0},{"$f":"(Y834/T834)+Start!$D$19*(VLOOKUP(R834,Start!$M$33:$N$39,2,FALSE)/T834)+VLOOKUP(S834,Start!$C$33:$D$40,2,FALSE)","v":1}]
[null,null,"Ja","SEE971801168636","BNA1821","Bayer AG Berlin","Turboeinheit 2 Dampfturbine 40 t Gen 6 MW",13353,"Berlin","Müllerstraße 170","Berlin","1973-06-01","Erdgas","Erdgas, Erdölgas","Erdgas","Ja","Gegendruckmaschine mit Entnahme","Erdgas","GuD",0.35420000000000001,"OPSD (2020)",6,5.7,{"$f":"(1-VLOOKUP(S835,Start!$H$33:$I$40,2,FALSE)/100)*W835","v":4.9590000000000005},{"$f":"VLOOKUP(R835,Start!$C$9:$D$15,2,FALSE)+VLOOKUP(R835,Start!$C$23:$D$29,2,FALSE)","v":128.9},{"$f":"(Y835/T835)+Start!$D$19*(VLOOKUP(R835,Start!$M$33:$N$39,2,FALSE)/T835)+VLOOKUP(S835,Start!$C$33:$D$40,2,FALSE)","v":411.48071710897796}]
[null,null,"Ja","SEE971867565370","BNA0285","Mainova AG","HKW Niederrad Block 1",60528,"Frankfurt","Lyoner Straße 8","Hessen","2005-09-20","Erdgas","Erdgas, Erdölgas","Erdgas","Ja","Gasturbinen mit nachgeschalteter Dampfturbine","Erdgas","GuD",0.38940000000000002,"OPSD (2020)",71,70,{"$f":"(1-VLOOKUP(S836,Start!$H$33:$I$40,2,FALSE)/100)*W836","v":60.9},{"$f":"VLOOKUP(R836,Start!$C$9:$D$15,2,FALSE)+VLOOKUP(R836,Start!$C$23:$D$29,2,FALSE)","v":128.9},{"$f":"(Y836/T836)+Start!$D$19*(VLOOKUP(R836,Start!$M$33:$N$39,2,FALSE)/T836)+VLOOKUP(S836,Start!$C$33:$D$40,2,FALSE)","v":374.42031330251672}]
[null,null,"Ja","SEE971876915975","BNA1866","GLOBALFOUNDRIES Dresden Module One LLC & Co. KG","Gasmotoren-Blockheizkraftwerk II (Generator 1)",1468,"Moritzburg","Ringstraße 3","Sachsen","2004-11-10","Erdgas","Erdgas, Erdölgas","Erdgas","Ja","Verbrennungsmotor","Erdgas","GuD",0.442,"Annahme basierend auf DIW (2014)",3.8319999999999999,3.7719999999999998,{"$f":"(1-VLOOKUP(S837,Start!$H$33:$I$40,2,FALSE)/100)*W837","v":3.2816399999999999},{"$f":"VLOOKUP(R837,Start!$C$9:$D$15,2,FALSE)+VLOOKUP(R837,Start!$C$23:$D$29,2,FALSE)","v":128.9},{"$f":"(Y837/T837)+Start!$D$19*(VLOOKUP(R837,Start!$M$33:$N$39,2,FALSE)/T837)+VLOOKUP(S837,Start!$C$33:$D$40,2,FALSE)","v":330.04110859728507}]
[null,null,"Ja","SEE971897030428",null,"Smurfit Kappa Herzberg Solid Board GmbH","Dieselaggregat",37412,"Herzberg","Andreasberger Straße 1","Niedersachsen","1978-01-01","Mineralölprodukte","Heizöl, leicht","Mineralölprodukte","Nein","Verbrennungsmotor","Öl","Öl",0.38,"eigene Annahme",1.3280000000000001,1,{"$f":"(1-VLOOKUP(S838,Start!$H$33:$I$40,2,FALSE)/100)*W838","v":0.85},{"$f":"VLOOKUP(R838,Start!$C$9:$D$15,2,FALSE)+VLOOKUP(R838,Start!$C$23:$D$29,2,FALSE)","v":58.769999999999996},{"$f":"(Y838/T838)+Start!$D$19*(VLOOKUP(R838,Start!$M$33:$N$39,2,FALSE)/T838)+VLOOKUP(S838,Start!$C$33:$D$40,2,FALSE)","v":215.46736842105261}]
[null,null,"Ja","SEE971914041024","BNA1279","Basell Polyolefine GmbH","Gasturbine Basell Wesseling",50389,"Wesseling","Brühler Straße 60","Nordrhein-Westfalen","1996-07-03","Erdgas","Erdgas, Erdölgas","Erdgas","Ja","Gasturbinen mit Abhitzekessel","Erdgas","GuD",0.36959999999999998,"OPSD (2020)",52,51.9,{"$f":"(1-VLOOKUP(S839,Start!$H$33:$I$40,2,FALSE)/100)*W839","v":45.152999999999999},{"$f":"VLOOKUP(R839,Start!$C$9:$D$15,2,FALSE)+VLOOKUP(R839,Start!$C$23:$D$29,2,FALSE)","v":128.9},{"$f":"(Y839/T839)+Start!$D$19*(VLOOKUP(R839,Start!$M$33:$N$39,2,FALSE)/T839)+VLOOKUP(S839,Start!$C$33:$D$40,2,FALSE)","v":394.39818722943727}]
[null,null,"Ja","SEE971943692655","BNA0926b","Sappi Stockstadt GmbH","ST_HKW_T8",63811,"Stockstadt","Obernburger Straße 44805","Bayern","1982-04-14","Steinkohle","Steinkohlen","Steinkohle","Ja","Gegendruckmaschine ohne Entnahme","Steinkohle","Steinkohle",0.35,"OPSD (2020)",24.05,21.645,{"$f":"(1-VLOOKUP(S840,Start!$H$33:$I$40,2,FALSE)/100)*W840","v":17.315999999999999},{"$f":"VLOOKUP(R840,Start!$C$9:$D$15,2,FALSE)+VLOOKUP(R840,Start!$C$23:$D$29,2,FALSE)","v":42.45},{"$f":"(Y840/T840)+Start!$D$19*(VLOOKUP(R840,Start!$M$33:$N$39,2,FALSE)/T840)+VLOOKUP(S840,Start!$C$33:$D$40,2,FALSE)","v":200.74082857142861}]
[null,null,"Ja","SEE971949289934",null,"Rolls-Royce Solutions Augsburg GmbH","Prüfstand 5",86165,"Augsburg","Dasinger Straße 11","Bayern","2004-03-01","Erdgas","Erdgas, Erdölgas","Erdgas","Nein","Verbrennungsmotor","Erdgas","GuD",0.4,"eigene Annahme",3.2,3.2,{"$f":"(1-VLOOKUP(S841,Start!$H$33:$I$40,2,FALSE)/100)*W841","v":2.7840000000000003},{"$f":"VLOOKUP(R841,Start!$C$9:$D$15,2,FALSE)+VLOOKUP(R841,Start!$C$23:$D$29,2,FALSE)","v":128.9},{"$f":"(Y841/T841)+Start!$D$19*(VLOOKUP(R841,Start!$M$33:$N$39,2,FALSE)/T841)+VLOOKUP(S841,Start!$C$33:$D$40,2,FALSE)","v":364.53792499999997}]
[null,null,"Ja","SEE971995083203","BNA1677","Volkswagen AG","BHKW Braunschweig",38112,"Braunschweig","Gifhorner Straße 180","Niedersachsen","2014-07-27","Erdgas","Erdgas, Erdölgas","Erdgas","Ja","Verbrennungsmotor","Erdgas","GuD",0.40039999999999998,"OPSD (2020)",10.5,10.4,{"$f":"(1-VLOOKUP(S842,Start!$H$33:$I$40,2,FALSE)/100)*W842","v":9.048},{"$f":"VLOOKUP(R842,Start!$C$9:$D$15,2,FALSE)+VLOOKUP(R842,Start!$C$23:$D$29,2,FALSE)","v":128.9},{"$f":"(Y842/T842)+Start!$D$19*(VLOOKUP(R842,Start!$M$33:$N$39,2,FALSE)/T842)+VLOOKUP(S842,Start!$C$33:$D$40,2,FALSE)","v":364.1752497502498}]
[null,null,"Ja","SEE972128015696","BNA1990","RheinEnergie AG","BHKW Merheim RheinEnergie",51109,"Köln","Ostmerheimer Str. 557","Nordrhein-Westfalen","2020-06-01","Erdgas","Erdgas, Erdölgas","Erdgas","Ja","Verbrennungsmotor","Erdgas","GuD",0.4,"eigene Annahme",31.611000000000001,31.1,{"$f":"(1-VLOOKUP(S843,Start!$H$33:$I$40,2,FALSE)/100)*W843","v":27.057000000000002},{"$f":"VLOOKUP(R843,Start!$C$9:$D$15,2,FALSE)+VLOOKUP(R843,Start!$C$23:$D$29,2,FALSE)","v":128.9},{"$f":"(Y843/T843)+Start!$D$19*(VLOOKUP(R843,Start!$M$33:$N$39,2,FALSE)/T843)+VLOOKUP(S843,Start!$C$33:$D$40,2,FALSE)","v":364.53792499999997}]
[null,null,"Ja","SEE972239033510",null,"Südzucker AG","Dampfturbine II Südzucker Wabern",34590,"Wabern","Homberger Straße 1","Hessen","1976-10-08","Wärme","Prozessdampf","Wärme","Ja","Gegendruckmaschine ohne Entnahme","Sonstige","Sonstige",0.35,"eigene Annahme",4.37,4.1383900000000002,{"$f":"(1-VLOOKUP(S844,Start!$H$33:$I$40,2,FALSE)/100)*W844","v":3.5176315000000002},{"$f":"VLOOKUP(R844,Start!$C$9:$D$15,2,FALSE)+VLOOKUP(R844,Start!$C$23:$D$29,2,FALSE)","v":58.47},{"$f":"(Y844/T844)+Start!$D$19*(VLOOKUP(R844,Start!$M$33:$N$39,2,FALSE)/T844)+VLOOKUP(S844,Start!$C$33:$D$40,2,FALSE)","v":217.68680000000001}]
[null,null,"Ja","SEE972346658903",null,"EnBW Energie Baden-Württemberg AG","Heizkraftwerk Stuttgart-Gaisburg HKW 3 Motor 3",70327,"Stuttgart","Langwiesenweg 23","Baden-Württemberg","2018-08-29","Erdgas","Erdgas, Erdölgas","Erdgas","Ja","Verbrennungsmotor","Erdgas","GuD",0.40479999999999999,"OPSD (2020)",10.295,9.7170000000000005,{"$f":"(1-VLOOKUP(S845,Start!$H$33:$I$40,2,FALSE)/100)*W845","v":8.4537899999999997},{"$f":"VLOOKUP(R845,Start!$C$9:$D$15,2,FALSE)+VLOOKUP(R845,Start!$C$23:$D$29,2,FALSE)","v":128.9},{"$f":"(Y845/T845)+Start!$D$19*(VLOOKUP(R845,Start!$M$33:$N$39,2,FALSE)/T845)+VLOOKUP(S845,Start!$C$33:$D$40,2,FALSE)","v":360.23312747035578}]
[null,null,"Ja","SEE972356296461","BNA0293","Cerdia Produktions GmbH","Gasturbine",79108,"Freiburg","Engesserstraße 8","Baden-Württemberg","1998-10-01","Erdgas","Erdgas, Erdölgas","Erdgas","Ja","Gasturbinen mit nachgeschalteter Dampfturbine","Erdgas","GuD",0.53100000000000003,"OPSD (2020)",39.92,38.497999999999998,{"$f":"(1-VLOOKUP(S846,Start!$H$33:$I$40,2,FALSE)/100)*W846","v":33.493259999999999},{"$f":"VLOOKUP(R846,Start!$C$9:$D$15,2,FALSE)+VLOOKUP(R846,Start!$C$23:$D$29,2,FALSE)","v":128.9},{"$f":"(Y846/T846)+Start!$D$19*(VLOOKUP(R846,Start!$M$33:$N$39,2,FALSE)/T846)+VLOOKUP(S846,Start!$C$33:$D$40,2,FALSE)","v":274.97489642184559}]
[null,null,"Ja","SEE972458947407","BNA0221a","Stadtwerke Düsseldorf AG","SWD KWL GTE2",40221,"Düsseldorf","Auf der Lausward 75","Nordrhein-Westfalen","1975-02-21","Erdgas","Erdgas, Erdölgas","Erdgas","Nein","Gasturbinen ohne Abhitzekessel","Erdgas","Gasturbine",0.315,"OPSD (2020)",65.5,64.7,{"$f":"(1-VLOOKUP(S847,Start!$H$33:$I$40,2,FALSE)/100)*W847","v":56.289000000000001},{"$f":"VLOOKUP(R847,Start!$C$9:$D$15,2,FALSE)+VLOOKUP(R847,Start!$C$23:$D$29,2,FALSE)","v":128.9},{"$f":"(Y847/T847)+Start!$D$19*(VLOOKUP(R847,Start!$M$33:$N$39,2,FALSE)/T847)+VLOOKUP(S847,Start!$C$33:$D$40,2,FALSE)","v":462.00053968253968}]
[null,null,"Ja","SEE972466462527","BNA0100","Stadtwerke Bielefeld","Dampfturbine - GuD MPE",33699,"Bielefeld","Niedernholz 23","Nordrhein-Westfalen","2005-01-03","Erdgas","Erdgas, Erdölgas","Erdgas","Ja","Gasturbinen mit nachgeschalteter Dampfturbine","Erdgas","GuD",0.5625,"OPSD (2020)",9.4499999999999993,9.35,{"$f":"(1-VLOOKUP(S848,Start!$H$33:$I$40,2,FALSE)/100)*W848","v":8.1344999999999992},{"$f":"VLOOKUP(R848,Start!$C$9:$D$15,2,FALSE)+VLOOKUP(R848,Start!$C$23:$D$29,2,FALSE)","v":128.9},{"$f":"(Y848/T848)+Start!$D$19*(VLOOKUP(R848,Start!$M$33:$N$39,2,FALSE)/T848)+VLOOKUP(S848,Start!$C$33:$D$40,2,FALSE)","v":259.66030222222224}]
[null,null,"Ja","SEE972526098451","BNA1085","Stadtwerke Würzburg AG","Heizkraftwerk an der Friedensbrücke DampfturbineIII",97080,"Würzburg","Veitshöchheimer Straße 1","Bayern","1971-10-08","Erdgas","Erdgas, Erdölgas","Erdgas","Ja","Kondensationsmaschine mit Entnahme","Erdgas","GuD",0.25,"OPSD (2020)",23.5,23,{"$f":"(1-VLOOKUP(S849,Start!$H$33:$I$40,2,FALSE)/100)*W849","v":20.010000000000002},{"$f":"VLOOKUP(R849,Start!$C$9:$D$15,2,FALSE)+VLOOKUP(R849,Start!$C$23:$D$29,2,FALSE)","v":128.9},{"$f":"(Y849/T849)+Start!$D$19*(VLOOKUP(R849,Start!$M$33:$N$39,2,FALSE)/T849)+VLOOKUP(S849,Start!$C$33:$D$40,2,FALSE)","v":582.36068}]
[null,null,"Ja","SEE972598164399","BNA0401","ADM Hamburg Aktiengesellschaft","Dampfturbine",21107,"Hamburg","Nippoldstraße 117","Hamburg","2009-04-02","Erdgas","Erdgas, Erdölgas","Erdgas","Ja","Gegendruckmaschine ohne Entnahme","Erdgas","GuD",0.37730000000000002,"OPSD (2020)",2.06,2.04,{"$f":"(1-VLOOKUP(S850,Start!$H$33:$I$40,2,FALSE)/100)*W850","v":1.7747999999999999},{"$f":"VLOOKUP(R850,Start!$C$9:$D$15,2,FALSE)+VLOOKUP(R850,Start!$C$23:$D$29,2,FALSE)","v":128.9},{"$f":"(Y850/T850)+Start!$D$19*(VLOOKUP(R850,Start!$M$33:$N$39,2,FALSE)/T850)+VLOOKUP(S850,Start!$C$33:$D$40,2,FALSE)","v":386.37985687781605}]
[null,null,"Ja","SEE972612434835","BNA1400b","Südzucker AG","Dampfturbine V Südzucker Zeitz",6712,"Zeitz","Albrechtstraße 54","Sachsen-Anhalt","2016-12-23","Wärme","Prozessdampf","Erdgas","Ja","Gegendruckmaschine ohne Entnahme","Erdgas","GuD",0.37730000000000002,"OPSD (2020)",5.8040000000000003,5.641,{"$f":"(1-VLOOKUP(S851,Start!$H$33:$I$40,2,FALSE)/100)*W851","v":4.9076700000000004},{"$f":"VLOOKUP(R851,Start!$C$9:$D$15,2,FALSE)+VLOOKUP(R851,Start!$C$23:$D$29,2,FALSE)","v":128.9},{"$f":"(Y851/T851)+Start!$D$19*(VLOOKUP(R851,Start!$M$33:$N$39,2,FALSE)/T851)+VLOOKUP(S851,Start!$C$33:$D$40,2,FALSE)","v":386.37985687781605}]
[null,null,"Ja","SEE972694764301","BNA1114","swb Entsorgung GmbH&Co. KG","MHKW_Gen1",28219,"Bremen","Oken 2","Bremen","1984-01-01","nicht biogener Abfall","nicht biogener Abfall (Hausmüll, Siedlungsabfälle)","Abfall","Ja","Gegendruckmaschine ohne Entnahme","Abfall","Abfall",0.33,"OPSD (2020)",2.7,2.6,{"$f":"(1-VLOOKUP(S852,Start!$H$33:$I$40,2,FALSE)/100)*W852","v":2.21},{"$f":"VLOOKUP(R852,Start!$C$9:$D$15,2,FALSE)+VLOOKUP(R852,Start!$C$23:$D$29,2,FALSE)","v":0},{"$f":"(Y852/T852)+Start!$D$19*(VLOOKUP(R852,Start!$M$33:$N$39,2,FALSE)/T852)+VLOOKUP(S852,Start!$C$33:$D$40,2,FALSE)","v":1}]
[null,null,"Ja","SEE972750176482","BNA1944","BMW AG Niederlassung Stuttgart","KWK 5 Geb. 192.0",84130,"Dingolfing","Karl-Dompert-Straße 7","Bayern","2019-03-26","Erdgas","Erdgas, Erdölgas","Erdgas","Ja","Verbrennungsmotor","Erdgas","GuD",0.40589999999999998,"OPSD (2020)",4.5,4.47,{"$f":"(1-VLOOKUP(S853,Start!$H$33:$I$40,2,FALSE)/100)*W853","v":3.8888999999999996},{"$f":"VLOOKUP(R853,Start!$C$9:$D$15,2,FALSE)+VLOOKUP(R853,Start!$C$23:$D$29,2,FALSE)","v":128.9},{"$f":"(Y853/T853)+Start!$D$19*(VLOOKUP(R853,Start!$M$33:$N$39,2,FALSE)/T853)+VLOOKUP(S853,Start!$C$33:$D$40,2,FALSE)","v":359.26095097314612}]
[null,null,"Ja","SEE973007329446",null,"Boehringer Ingelheim Pharma GmbH&Co.KG","Boehringer Ingelheim - H111 - GT51/AK51",88400,"Biberach","Birkendorfer Straße 65","Baden-Württemberg","2002-09-28","Erdgas","Erdgas, Erdölgas","Erdgas","Ja","Gasturbinen mit Abhitzekessel","Erdgas","GuD",0.4,"eigene Annahme",4.4800000000000004,4.4710000000000001,{"$f":"(1-VLOOKUP(S854,Start!$H$33:$I$40,2,FALSE)/100)*W854","v":3.8897699999999999},{"$f":"VLOOKUP(R854,Start!$C$9:$D$15,2,FALSE)+VLOOKUP(R854,Start!$C$23:$D$29,2,FALSE)","v":128.9},{"$f":"(Y854/T854)+Start!$D$19*(VLOOKUP(R854,Start!$M$33:$N$39,2,FALSE)/T854)+VLOOKUP(S854,Start!$C$33:$D$40,2,FALSE)","v":364.53792499999997}]
[null,null,"Ja","SEE973101826070","BNA0805","Kraftwerk Plattling GmbH","Kraftwerk Plattling GT",94447,"Plattling","Gottlieb-Daimler-Straße 7","Bayern","2010-04-24","Erdgas","Erdgas, Erdölgas","Erdgas","Ja","Gasturbinen mit nachgeschalteter Dampfturbine","Erdgas","GuD",0.58499999999999996,"OPSD (2020)",82,81,{"$f":"(1-VLOOKUP(S855,Start!$H$33:$I$40,2,FALSE)/100)*W855","v":70.47},{"$f":"VLOOKUP(R855,Start!$C$9:$D$15,2,FALSE)+VLOOKUP(R855,Start!$C$23:$D$29,2,FALSE)","v":128.9},{"$f":"(Y855/T855)+Start!$D$19*(VLOOKUP(R855,Start!$M$33:$N$39,2,FALSE)/T855)+VLOOKUP(S855,Start!$C$33:$D$40,2,FALSE)","v":249.73105982905986}]
[null,null,"Ja","SEE973218123130","BNA1327a","Flughafen München GmbH","BHKW 1 - AGG3",85356,"München-Flughafen","Nordallee 18","Bayern","1992-05-08","Mineralölprodukte","Heizöl, leicht","Mineralölprodukte","Ja","Verbrennungsmotor","Öl","Öl",0.37619999999999998,"OPSD (2020)",1.58,1.52,{"$f":"(1-VLOOKUP(S856,Start!$H$33:$I$40,2,FALSE)/100)*W856","v":1.292},{"$f":"VLOOKUP(R856,Start!$C$9:$D$15,2,FALSE)+VLOOKUP(R856,Start!$C$23:$D$29,2,FALSE)","v":58.769999999999996},{"$f":"(Y856/T856)+Start!$D$19*(VLOOKUP(R856,Start!$M$33:$N$39,2,FALSE)/T856)+VLOOKUP(S856,Start!$C$33:$D$40,2,FALSE)","v":217.63370547581076}]
[null,null,"Ja","SEE973250051972","BNA0354","Georg-August-Universität Göttingen","Gasturbine HKW",37075,"Göttingen","Rudolf-Diesel-Straße 10","Niedersachsen","1998-01-01","Erdgas","Erdgas, Erdölgas","Erdgas","Ja","Gasturbinen mit Abhitzekessel","Erdgas","GuD",0.38279999999999997,"OPSD (2020)",19.5,18.8,{"$f":"(1-VLOOKUP(S857,Start!$H$33:$I$40,2,FALSE)/100)*W857","v":16.356000000000002},{"$f":"VLOOKUP(R857,Start!$C$9:$D$15,2,FALSE)+VLOOKUP(R857,Start!$C$23:$D$29,2,FALSE)","v":128.9},{"$f":"(Y857/T857)+Start!$D$19*(VLOOKUP(R857,Start!$M$33:$N$39,2,FALSE)/T857)+VLOOKUP(S857,Start!$C$33:$D$40,2,FALSE)","v":380.84997387669807}]
[null,null,"Ja","SEE973271553004",null,"essity Operations Mainz-Kostheim GmbH","Turbine 5",55246,"Mainz-Kostheim","Kommerzienrat-Disch-Brücke 1","Hessen","2013-01-09","Erdgas","Erdgas, Erdölgas","Erdgas","Ja","Gegendruckmaschine mit Entnahme","Erdgas","GuD",0.4,"eigene Annahme",6.19,5.57,{"$f":"(1-VLOOKUP(S858,Start!$H$33:$I$40,2,FALSE)/100)*W858","v":4.8459000000000003},{"$f":"VLOOKUP(R858,Start!$C$9:$D$15,2,FALSE)+VLOOKUP(R858,Start!$C$23:$D$29,2,FALSE)","v":128.9},{"$f":"(Y858/T858)+Start!$D$19*(VLOOKUP(R858,Start!$M$33:$N$39,2,FALSE)/T858)+VLOOKUP(S858,Start!$C$33:$D$40,2,FALSE)","v":364.53792499999997}]
[null,null,"Ja","SEE973464796218","BNA1255","LEIPA Georg Leinfelder GmbH","Dampfturbine FSK Kuhheide 32a",16303,"Schwedt","Kuhheide 34","Brandenburg","2011-04-01","nicht biogener Abfall","nicht biogener Abfall (Hausmüll, Siedlungsabfälle)","Abfall","Ja","Kondensationsmaschine mit Entnahme","Abfall","Abfall",0.33,"OPSD (2020)",32.4,28.904,{"$f":"(1-VLOOKUP(S859,Start!$H$33:$I$40,2,FALSE)/100)*W859","v":24.5684},{"$f":"VLOOKUP(R859,Start!$C$9:$D$15,2,FALSE)+VLOOKUP(R859,Start!$C$23:$D$29,2,FALSE)","v":0},{"$f":"(Y859/T859)+Start!$D$19*(VLOOKUP(R859,Start!$M$33:$N$39,2,FALSE)/T859)+VLOOKUP(S859,Start!$C$33:$D$40,2,FALSE)","v":1}]
[null,null,"Ja","SEE973737205324","BNA0994","Gemeinschaftskraftwerk Irsching GmbH","Irsching 5 GT1",85088,"Vohburg","Paarstraße 30","Bayern","2010-01-01","Erdgas","Erdgas, Erdölgas","Erdgas","Nein","Gasturbinen mit nachgeschalteter Dampfturbine","Erdgas","GuD",0.59699999999999998,"OPSD (2020)",287,282,{"$f":"(1-VLOOKUP(S860,Start!$H$33:$I$40,2,FALSE)/100)*W860","v":245.34},{"$f":"VLOOKUP(R860,Start!$C$9:$D$15,2,FALSE)+VLOOKUP(R860,Start!$C$23:$D$29,2,FALSE)","v":128.9},{"$f":"(Y860/T860)+Start!$D$19*(VLOOKUP(R860,Start!$M$33:$N$39,2,FALSE)/T860)+VLOOKUP(S860,Start!$C$33:$D$40,2,FALSE)","v":244.7414907872697}]
[null,null,"Ja","SEE973787734782",null,"Schwarz IT KG","RZ-Parkhaus-Stiftsberg-DC01 Modul 2.1",74172,"Neckarsulm","Stiftsbergstraße 1","Baden-Württemberg","2017-08-01","Mineralölprodukte","","Mineralölprodukte","Nein","Verbrennungsmotor","Öl","Öl",0.4,"eigene Annahme",3.4649999999999999,3.4649999999999999,{"$f":"(1-VLOOKUP(S861,Start!$H$33:$I$40,2,FALSE)/100)*W861","v":2.9452499999999997},{"$f":"VLOOKUP(R861,Start!$C$9:$D$15,2,FALSE)+VLOOKUP(R861,Start!$C$23:$D$29,2,FALSE)","v":58.769999999999996},{"$f":"(Y861/T861)+Start!$D$19*(VLOOKUP(R861,Start!$M$33:$N$39,2,FALSE)/T861)+VLOOKUP(S861,Start!$C$33:$D$40,2,FALSE)","v":204.744}]
[null,null,"Ja","SEE973793127974","BNA0142","ArcelorMittal Bremen GmbH","KW Mittelsbüren Block 4",28237,"Bremen","Auf den Delben 35","Bremen","1975-12-15","andere Gase","Hochofengas, Konvertergas","Sonstige Energieträger (nicht erneuerbar)","Nein","Dampfmotor","Erdgas","GuD",0.315,"OPSD (2020)",240,160,{"$f":"(1-VLOOKUP(S862,Start!$H$33:$I$40,2,FALSE)/100)*W862","v":139.19999999999999},{"$f":"VLOOKUP(R862,Start!$C$9:$D$15,2,FALSE)+VLOOKUP(R862,Start!$C$23:$D$29,2,FALSE)","v":128.9},{"$f":"(Y862/T862)+Start!$D$19*(VLOOKUP(R862,Start!$M$33:$N$39,2,FALSE)/T862)+VLOOKUP(S862,Start!$C$33:$D$40,2,FALSE)","v":462.50053968253968}]
[null,null,"Ja","SEE973987115114",null,"Stadtwerke Münster GmbH","Aggregat Hafen",48155,"Münster","Am Mittelhafen 11","Nordrhein-Westfalen","2014-09-01","Mineralölprodukte","Heizöl, leicht","Mineralölprodukte","Ja","Verbrennungsmotor","Öl","Öl",0.4,"eigene Annahme",1.056,1.0509999999999999,{"$f":"(1-VLOOKUP(S863,Start!$H$33:$I$40,2,FALSE)/100)*W863","v":0.89334999999999987},{"$f":"VLOOKUP(R863,Start!$C$9:$D$15,2,FALSE)+VLOOKUP(R863,Start!$C$23:$D$29,2,FALSE)","v":58.769999999999996},{"$f":"(Y863/T863)+Start!$D$19*(VLOOKUP(R863,Start!$M$33:$N$39,2,FALSE)/T863)+VLOOKUP(S863,Start!$C$33:$D$40,2,FALSE)","v":204.744}]
[null,null,"Ja","SEE974018310478","BNA1864","KÄMMERER Energie GmbH","Generator 4",49090,"Osnabrück","Römereschstraße 33","Niedersachsen","1962-12-22","Braunkohle","Wirbelschichtkohle","Braunkohle","Ja","Sonstige","Braunkohle","Braunkohle",0.33,"eigene Annahme",11.25,9.1999999999999993,{"$f":"(1-VLOOKUP(S864,Start!$H$33:$I$40,2,FALSE)/100)*W864","v":8.0039999999999996},{"$f":"VLOOKUP(R864,Start!$C$9:$D$15,2,FALSE)+VLOOKUP(R864,Start!$C$23:$D$29,2,FALSE)","v":3.1},{"$f":"(Y864/T864)+Start!$D$19*(VLOOKUP(R864,Start!$M$33:$N$39,2,FALSE)/T864)+VLOOKUP(S864,Start!$C$33:$D$40,2,FALSE)","v":110.46569696969698}]
[null,null,"Ja","SEE974045584156","BNA0156b","EGGER Holzwerkstoffe Brilon GmbH & Co. KG","GT6",59929,"Brilon","Im Kissen 19","Nordrhein-Westfalen","1998-06-01","Erdgas","Erdgas, Erdölgas","Erdgas","Ja","Gasturbinen ohne Abhitzekessel","Erdgas","Gasturbine",0.36959999999999998,"OPSD (2020)",5,5,{"$f":"(1-VLOOKUP(S865,Start!$H$33:$I$40,2,FALSE)/100)*W865","v":4.3499999999999996},{"$f":"VLOOKUP(R865,Start!$C$9:$D$15,2,FALSE)+VLOOKUP(R865,Start!$C$23:$D$29,2,FALSE)","v":128.9},{"$f":"(Y865/T865)+Start!$D$19*(VLOOKUP(R865,Start!$M$33:$N$39,2,FALSE)/T865)+VLOOKUP(S865,Start!$C$33:$D$40,2,FALSE)","v":393.89818722943727}]
[null,null,"Ja","SEE974051053875",null,"Klingele Papierwerke GmbH & Co. KG Papierfabrik Weener","Turbine 4",26826,"Weener","Industriestraße 46","Niedersachsen","2021-08-12","nicht biogener Abfall","nicht biogener Abfall (Hausmüll, Siedlungsabfälle)","Abfall","Nein","Kondensationsmaschine ohne Entnahme","Abfall","Abfall",0.33,"eigene Annahme basierend auf OPSD (2020)",15.6,13.85,{"$f":"(1-VLOOKUP(S866,Start!$H$33:$I$40,2,FALSE)/100)*W866","v":11.772499999999999},{"$f":"VLOOKUP(R866,Start!$C$9:$D$15,2,FALSE)+VLOOKUP(R866,Start!$C$23:$D$29,2,FALSE)","v":0},{"$f":"(Y866/T866)+Start!$D$19*(VLOOKUP(R866,Start!$M$33:$N$39,2,FALSE)/T866)+VLOOKUP(S866,Start!$C$33:$D$40,2,FALSE)","v":1}]
[null,null,"Ja","SEE974201537415","BNA0239","Uniper Kraftwerke GmbH","Huntorf GT",26931,"Elsfleth","Große Hellmer 4","Niedersachsen","1978-01-01","Erdgas","Erdgas, Erdölgas","Erdgas","Nein","Gasturbinen ohne Abhitzekessel","Erdgas","Gasturbine",0.42,"OPSD (2020)",323,321,{"$f":"(1-VLOOKUP(S867,Start!$H$33:$I$40,2,FALSE)/100)*W867","v":279.27},{"$f":"VLOOKUP(R867,Start!$C$9:$D$15,2,FALSE)+VLOOKUP(R867,Start!$C$23:$D$29,2,FALSE)","v":128.9},{"$f":"(Y867/T867)+Start!$D$19*(VLOOKUP(R867,Start!$M$33:$N$39,2,FALSE)/T867)+VLOOKUP(S867,Start!$C$33:$D$40,2,FALSE)","v":346.7504047619048}]
[null,null,"Ja","SEE974206815730","BNA0517","Mineraloelraffinerie Oberrhein","TG-1901",76187,"Karlsruhe","Nördliche Raffineriestraße 1","Baden-Württemberg","1995-06-17","Mineralölprodukte","Raffineriegas","Mineralölprodukte","Ja","Kondensationsmaschine mit Entnahme","Öl","Öl",0.3795,"OPSD (2020)",8.1,7.3,{"$f":"(1-VLOOKUP(S868,Start!$H$33:$I$40,2,FALSE)/100)*W868","v":6.2050000000000001},{"$f":"VLOOKUP(R868,Start!$C$9:$D$15,2,FALSE)+VLOOKUP(R868,Start!$C$23:$D$29,2,FALSE)","v":58.769999999999996},{"$f":"(Y868/T868)+Start!$D$19*(VLOOKUP(R868,Start!$M$33:$N$39,2,FALSE)/T868)+VLOOKUP(S868,Start!$C$33:$D$40,2,FALSE)","v":215.74993412384717}]
[null,null,"Ja","SEE974615285285",null,"EnBW Energie Baden-Württemberg AG","Heizkraftwerk Stuttgart-Gaisburg HKW 3 Motor 2",70327,"Stuttgart","Langwiesenweg 23","Baden-Württemberg","2018-08-29","Erdgas","Erdgas, Erdölgas","Erdgas","Ja","Verbrennungsmotor","Erdgas","GuD",0.40479999999999999,"OPSD (2020)",10.295,9.7170000000000005,{"$f":"(1-VLOOKUP(S869,Start!$H$33:$I$40,2,FALSE)/100)*W869","v":8.4537899999999997},{"$f":"VLOOKUP(R869,Start!$C$9:$D$15,2,FALSE)+VLOOKUP(R869,Start!$C$23:$D$29,2,FALSE)","v":128.9},{"$f":"(Y869/T869)+Start!$D$19*(VLOOKUP(R869,Start!$M$33:$N$39,2,FALSE)/T869)+VLOOKUP(S869,Start!$C$33:$D$40,2,FALSE)","v":360.23312747035578}]
[null,null,"Ja","SEE974638642331",null,"Hamburger Energiewerke GmbH","BHKW Allermöhe",21033,"Hamburg","Ladenbeker Furtweg 199","Hamburg","1996-12-01","Erdgas","Erdgas, Erdölgas","Erdgas","Ja","Verbrennungsmotor","Erdgas","GuD",0.38,"eigene Annahme",2.605,2.5499999999999998,{"$f":"(1-VLOOKUP(S870,Start!$H$33:$I$40,2,FALSE)/100)*W870","v":2.2184999999999997},{"$f":"VLOOKUP(R870,Start!$C$9:$D$15,2,FALSE)+VLOOKUP(R870,Start!$C$23:$D$29,2,FALSE)","v":128.9},{"$f":"(Y870/T870)+Start!$D$19*(VLOOKUP(R870,Start!$M$33:$N$39,2,FALSE)/T870)+VLOOKUP(S870,Start!$C$33:$D$40,2,FALSE)","v":383.64518421052634}]
[null,null,"Ja","SEE974711013546","BNA0596","TotalEnergies Raffinerie Mitteldeutschland GmbH","Raffineriekraftwerk Leuna NDT",6237,"Leuna","Am Haupttor 3691","Sachsen-Anhalt","1997-01-01","Mineralölprodukte","Andere Mineralölprodukte","Mineralölprodukte","Nein","Kondensationsmaschine ohne Entnahme","Öl","Öl",0.38,"OPSD (2020)",34.200000000000003,29.8,{"$f":"(1-VLOOKUP(S871,Start!$H$33:$I$40,2,FALSE)/100)*W871","v":25.33},{"$f":"VLOOKUP(R871,Start!$C$9:$D$15,2,FALSE)+VLOOKUP(R871,Start!$C$23:$D$29,2,FALSE)","v":58.769999999999996},{"$f":"(Y871/T871)+Start!$D$19*(VLOOKUP(R871,Start!$M$33:$N$39,2,FALSE)/T871)+VLOOKUP(S871,Start!$C$33:$D$40,2,FALSE)","v":215.46736842105261}]
[null,null,"Ja","SEE974753539035","BNA0801","SWP Stadtwerke Pforzheim","Turbine 6",75175,"Pforzheim","Hohwiesenweg 15","Baden-Württemberg","1990-01-18","Steinkohle","Steinkohlen","Steinkohle","Ja","Kondensationsmaschine mit Entnahme","Steinkohle","Steinkohle",0.4,"OPSD (2020)",29.7,26.9,{"$f":"(1-VLOOKUP(S872,Start!$H$33:$I$40,2,FALSE)/100)*W872","v":21.52},{"$f":"VLOOKUP(R872,Start!$C$9:$D$15,2,FALSE)+VLOOKUP(R872,Start!$C$23:$D$29,2,FALSE)","v":42.45},{"$f":"(Y872/T872)+Start!$D$19*(VLOOKUP(R872,Start!$M$33:$N$39,2,FALSE)/T872)+VLOOKUP(S872,Start!$C$33:$D$40,2,FALSE)","v":175.81072500000002}]
[null,null,"Ja","SEE974883809046","BNA0087","Vattenfall Wärme Berlin AG","HKW Reuter West Dampfturbine E",13599,"Berlin","Großer Spreering 5","Berlin","1988-08-01","Steinkohle","Steinkohlen","Steinkohle","Ja","Kondensationsmaschine mit Entnahme","Steinkohle","Steinkohle",0.4,"OPSD (2020)",300,282,{"$f":"(1-VLOOKUP(S873,Start!$H$33:$I$40,2,FALSE)/100)*W873","v":225.60000000000002},{"$f":"VLOOKUP(R873,Start!$C$9:$D$15,2,FALSE)+VLOOKUP(R873,Start!$C$23:$D$29,2,FALSE)","v":42.45},{"$f":"(Y873/T873)+Start!$D$19*(VLOOKUP(R873,Start!$M$33:$N$39,2,FALSE)/T873)+VLOOKUP(S873,Start!$C$33:$D$40,2,FALSE)","v":175.81072500000002}]
[null,null,"Ja","SEE974889284021",null,"ExxonMobil Production Deutschland GmbH","Expansionsturbinen S",26197,"Großenkneten","Vor dem Esch 12","Niedersachsen","1992-01-01","Druck aus Wasserleitungen","","Sonstige Energieträger (nicht erneuerbar)","Nein","Sonstige","Sonstige","Sonstige",0.38500000000000001,"eigene Annahme",1.3,1.2,{"$f":"(1-VLOOKUP(S874,Start!$H$33:$I$40,2,FALSE)/100)*W874","v":1.02},{"$f":"VLOOKUP(R874,Start!$C$9:$D$15,2,FALSE)+VLOOKUP(R874,Start!$C$23:$D$29,2,FALSE)","v":58.47},{"$f":"(Y874/T874)+Start!$D$19*(VLOOKUP(R874,Start!$M$33:$N$39,2,FALSE)/T874)+VLOOKUP(S874,Start!$C$33:$D$40,2,FALSE)","v":197.988}]
[null,null,"Ja","SEE974910236807",null,"BASF SE","N822 GE1",67063,"Ludwigshafen","Carl-Bosch-Straße 38","Rheinland-Pfalz","1991-01-01","Wärme","Prozessdampf","Wärme","Nein","Gegendruckmaschine ohne Entnahme","Sonstige","Sonstige",0.38500000000000001,"eigene Annahme",2.7,2.65,{"$f":"(1-VLOOKUP(S875,Start!$H$33:$I$40,2,FALSE)/100)*W875","v":2.2524999999999999},{"$f":"VLOOKUP(R875,Start!$C$9:$D$15,2,FALSE)+VLOOKUP(R875,Start!$C$23:$D$29,2,FALSE)","v":58.47},{"$f":"(Y875/T875)+Start!$D$19*(VLOOKUP(R875,Start!$M$33:$N$39,2,FALSE)/T875)+VLOOKUP(S875,Start!$C$33:$D$40,2,FALSE)","v":197.988}]
[null,null,"Ja","SEE974941636973",null,"TWS Thüringer Wärme Service GmbH","HKW Schwarza TS 6",7407,"Rudolstadt","Breitscheidstraße 160","Thüringen","1962-01-01","Wärme","Prozessdampf","Wärme","Ja","Gegendruckmaschine mit Entnahme","Sonstige","Sonstige",0.33,"eigene Annahme",8,7.8810000000000002,{"$f":"(1-VLOOKUP(S876,Start!$H$33:$I$40,2,FALSE)/100)*W876","v":6.6988500000000002},{"$f":"VLOOKUP(R876,Start!$C$9:$D$15,2,FALSE)+VLOOKUP(R876,Start!$C$23:$D$29,2,FALSE)","v":58.47},{"$f":"(Y876/T876)+Start!$D$19*(VLOOKUP(R876,Start!$M$33:$N$39,2,FALSE)/T876)+VLOOKUP(S876,Start!$C$33:$D$40,2,FALSE)","v":230.8193333333333}]
[null,null,"Ja","SEE975024902015","BNA1193","Stadtwerke Lemgo GmbH","KWK-0004",32657,"Lemgo","Liemer Weg 71","Nordrhein-Westfalen","1995-09-01","andere Gase","Andere Gase","Sonstige Energieträger (nicht erneuerbar)","Ja","Gegendruckmaschine mit Entnahme","Erdgas","GuD",0.3861,"OPSD (2020)",2.5,2.42,{"$f":"(1-VLOOKUP(S877,Start!$H$33:$I$40,2,FALSE)/100)*W877","v":2.1053999999999999},{"$f":"VLOOKUP(R877,Start!$C$9:$D$15,2,FALSE)+VLOOKUP(R877,Start!$C$23:$D$29,2,FALSE)","v":128.9},{"$f":"(Y877/T877)+Start!$D$19*(VLOOKUP(R877,Start!$M$33:$N$39,2,FALSE)/T877)+VLOOKUP(S877,Start!$C$33:$D$40,2,FALSE)","v":377.60766640766644}]
[null,null,"Ja","SEE975094128629","BNA0135","Braunschweiger Versorgungs-AG & Co. KG","HKW Mitte Kessel 12",38114,"Braunschweig","Reiherstraße 3","Niedersachsen","1971-07-15","Erdgas","Erdgas, Erdölgas","Erdgas","Ja","Gegendruckmaschine mit Entnahme","Erdgas","GuD",0.40949999999999998,"OPSD (2020)",22.4,20,{"$f":"(1-VLOOKUP(S878,Start!$H$33:$I$40,2,FALSE)/100)*W878","v":17.399999999999999},{"$f":"VLOOKUP(R878,Start!$C$9:$D$15,2,FALSE)+VLOOKUP(R878,Start!$C$23:$D$29,2,FALSE)","v":128.9},{"$f":"(Y878/T878)+Start!$D$19*(VLOOKUP(R878,Start!$M$33:$N$39,2,FALSE)/T878)+VLOOKUP(S878,Start!$C$33:$D$40,2,FALSE)","v":356.1157997557998}]
[null,null,"Ja","SEE975166535577","BNA0361","DSM Nutritional Products GmbH","Dampfturbine DT4",79639,"Grenzach-Wyhlen","Emil-Barell-Straße 3","Baden-Württemberg","1979-01-01","Erdgas","Erdgas, Erdölgas","Erdgas","Ja","Kondensationsmaschine mit Entnahme","Erdgas","GuD",0.4037,"OPSD (2020)",8.1999999999999993,8,{"$f":"(1-VLOOKUP(S879,Start!$H$33:$I$40,2,FALSE)/100)*W879","v":6.96},{"$f":"VLOOKUP(R879,Start!$C$9:$D$15,2,FALSE)+VLOOKUP(R879,Start!$C$23:$D$29,2,FALSE)","v":128.9},{"$f":"(Y879/T879)+Start!$D$19*(VLOOKUP(R879,Start!$M$33:$N$39,2,FALSE)/T879)+VLOOKUP(S879,Start!$C$33:$D$40,2,FALSE)","v":361.21060193212782}]
[null,null,"Ja","SEE975188536989","BNA0861a","Energie SaarLorLux AG","HKW-Römerbrücke GuD-Anlage",66121,"Saarbrücken","Bismarckstraße 143","Saarland","2005-01-01","Erdgas","Erdgas, Erdölgas","Erdgas","Ja","Gasturbinen mit Abhitzekessel","Erdgas","GuD",0.5625,"OPSD (2020)",41,40,{"$f":"(1-VLOOKUP(S880,Start!$H$33:$I$40,2,FALSE)/100)*W880","v":34.799999999999997},{"$f":"VLOOKUP(R880,Start!$C$9:$D$15,2,FALSE)+VLOOKUP(R880,Start!$C$23:$D$29,2,FALSE)","v":128.9},{"$f":"(Y880/T880)+Start!$D$19*(VLOOKUP(R880,Start!$M$33:$N$39,2,FALSE)/T880)+VLOOKUP(S880,Start!$C$33:$D$40,2,FALSE)","v":259.66030222222224}]
[null,null,"Ja","SEE975193004329","BNA0444","K+S Minerals and Agriculture GmbH","Kraftwerk WI DT4",36266,"Heringen","In der Aue 1","Hessen","1982-01-01","Erdgas","Erdgas, Erdölgas","Erdgas","Ja","Gegendruckmaschine ohne Entnahme","Erdgas","GuD",0.58050000000000002,"OPSD (2020)",28.504000000000001,28,{"$f":"(1-VLOOKUP(S881,Start!$H$33:$I$40,2,FALSE)/100)*W881","v":24.36},{"$f":"VLOOKUP(R881,Start!$C$9:$D$15,2,FALSE)+VLOOKUP(R881,Start!$C$23:$D$29,2,FALSE)","v":128.9},{"$f":"(Y881/T881)+Start!$D$19*(VLOOKUP(R881,Start!$M$33:$N$39,2,FALSE)/T881)+VLOOKUP(S881,Start!$C$33:$D$40,2,FALSE)","v":251.65533161068043}]
[null,null,"Ja","SEE975217906967","BNA0401","ADM Hamburg Aktiengesellschaft","GT4",21107,"Hamburg","Nippoldstraße 117","Hamburg","2013-02-05","Erdgas","Erdgas, Erdölgas","Erdgas","Ja","Gasturbinen mit Abhitzekessel","Erdgas","GuD",0.37730000000000002,"OPSD (2020)",5.6879999999999997,5.5380000000000003,{"$f":"(1-VLOOKUP(S882,Start!$H$33:$I$40,2,FALSE)/100)*W882","v":4.81806},{"$f":"VLOOKUP(R882,Start!$C$9:$D$15,2,FALSE)+VLOOKUP(R882,Start!$C$23:$D$29,2,FALSE)","v":128.9},{"$f":"(Y882/T882)+Start!$D$19*(VLOOKUP(R882,Start!$M$33:$N$39,2,FALSE)/T882)+VLOOKUP(S882,Start!$C$33:$D$40,2,FALSE)","v":386.37985687781605}]
[null,null,"Ja","SEE975248607116",null,"LEIPA Georg Leinfelder GmbH","Dampfturbine GWK Kuhheide 34",16303,"Schwedt","Kuhheide 34","Brandenburg","2005-09-01","Erdgas","Erdgas, Erdölgas","Erdgas","Nein","Gegendruckmaschine ohne Entnahme","Erdgas","GuD",0.37,"eigene Annahme",5,4.7,{"$f":"(1-VLOOKUP(S883,Start!$H$33:$I$40,2,FALSE)/100)*W883","v":4.0890000000000004},{"$f":"VLOOKUP(R883,Start!$C$9:$D$15,2,FALSE)+VLOOKUP(R883,Start!$C$23:$D$29,2,FALSE)","v":128.9},{"$f":"(Y883/T883)+Start!$D$19*(VLOOKUP(R883,Start!$M$33:$N$39,2,FALSE)/T883)+VLOOKUP(S883,Start!$C$33:$D$40,2,FALSE)","v":393.97343243243245}]
[null,null,"Ja","SEE975343602986","BNA1293b","Martinswerk GmbH","KWK-Anlage: Generator 2",50127,"Bergheim","Kölner Straße 110","Nordrhein-Westfalen","1961-01-01","Braunkohle","Rohbraunkohlen","Braunkohle","Ja","Gegendruckmaschine mit Entnahme","Braunkohle","Braunkohle",0.38800000000000001,"OPSD (2020)",11,9.9,{"$f":"(1-VLOOKUP(S884,Start!$H$33:$I$40,2,FALSE)/100)*W884","v":8.6129999999999995},{"$f":"VLOOKUP(R884,Start!$C$9:$D$15,2,FALSE)+VLOOKUP(R884,Start!$C$23:$D$29,2,FALSE)","v":3.1},{"$f":"(Y884/T884)+Start!$D$19*(VLOOKUP(R884,Start!$M$33:$N$39,2,FALSE)/T884)+VLOOKUP(S884,Start!$C$33:$D$40,2,FALSE)","v":94.206907216494855}]
[null,null,"Ja","SEE975361659900","BNA1817","Stadtwerke Düsseldorf AG","SWD KWL GuD F",40221,"Düsseldorf","Auf der Lausward 75","Nordrhein-Westfalen","2016-01-22","Erdgas","Erdgas, Erdölgas","Erdgas","Ja","Gasturbinen mit nachgeschalteter Dampfturbine","Erdgas","GuD",0.61199999999999999,"OPSD (2020)",605,595,{"$f":"(1-VLOOKUP(S885,Start!$H$33:$I$40,2,FALSE)/100)*W885","v":517.65},{"$f":"VLOOKUP(R885,Start!$C$9:$D$15,2,FALSE)+VLOOKUP(R885,Start!$C$23:$D$29,2,FALSE)","v":128.9},{"$f":"(Y885/T885)+Start!$D$19*(VLOOKUP(R885,Start!$M$33:$N$39,2,FALSE)/T885)+VLOOKUP(S885,Start!$C$33:$D$40,2,FALSE)","v":238.77968954248368}]
[null,null,"Ja","SEE975369197862","BNA1293d","Martinswerk GmbH","Notstromaggregat",50127,"Bergheim","Kölner Straße 110","Nordrhein-Westfalen","1961-01-01","Mineralölprodukte","Dieselkraftstoff","Mineralölprodukte","Ja","Verbrennungsmotor","Öl","Öl",0.3795,"OPSD (2020)",1.1200000000000001,0.76,{"$f":"(1-VLOOKUP(S886,Start!$H$33:$I$40,2,FALSE)/100)*W886","v":0.64600000000000002},{"$f":"VLOOKUP(R886,Start!$C$9:$D$15,2,FALSE)+VLOOKUP(R886,Start!$C$23:$D$29,2,FALSE)","v":58.769999999999996},{"$f":"(Y886/T886)+Start!$D$19*(VLOOKUP(R886,Start!$M$33:$N$39,2,FALSE)/T886)+VLOOKUP(S886,Start!$C$33:$D$40,2,FALSE)","v":215.74993412384717}]
[null,null,"Ja","SEE975464070619","BNA0688","Neubrandenburger Stadtwerke GmbH","GT1",17034,"Neubrandenburg","Warliner Straße 22","Mecklenburg-Vorpommern","1997-05-16","Erdgas","Erdgas, Erdölgas","Erdgas","Ja","Gasturbinen mit nachgeschalteter Dampfturbine","Erdgas","GuD",0.52649999999999997,"OPSD (2020)",24.77,23.760999999999999,{"$f":"(1-VLOOKUP(S887,Start!$H$33:$I$40,2,FALSE)/100)*W887","v":20.672069999999998},{"$f":"VLOOKUP(R887,Start!$C$9:$D$15,2,FALSE)+VLOOKUP(R887,Start!$C$23:$D$29,2,FALSE)","v":128.9},{"$f":"(Y887/T887)+Start!$D$19*(VLOOKUP(R887,Start!$M$33:$N$39,2,FALSE)/T887)+VLOOKUP(S887,Start!$C$33:$D$40,2,FALSE)","v":277.3122886989554}]
[null,null,"Ja","SEE975507584615","BNA0646a","Grosskraftwerk Mannheim","GKM Block 8",68199,"Mannheim","Marguerrestraße 1","Baden-Württemberg","1993-04-05","Steinkohle","","Steinkohle","Ja","Gegendruckmaschine mit Entnahme","Steinkohle","Steinkohle",0.40749999999999997,"OPSD (2020)",480,435,{"$f":"(1-VLOOKUP(S888,Start!$H$33:$I$40,2,FALSE)/100)*W888","v":348},{"$f":"VLOOKUP(R888,Start!$C$9:$D$15,2,FALSE)+VLOOKUP(R888,Start!$C$23:$D$29,2,FALSE)","v":42.45},{"$f":"(Y888/T888)+Start!$D$19*(VLOOKUP(R888,Start!$M$33:$N$39,2,FALSE)/T888)+VLOOKUP(S888,Start!$C$33:$D$40,2,FALSE)","v":172.5988711656442}]
[null,null,"Ja","SEE975556152230","BNA0015","EnBW Energie Baden-Württemberg AG","Heizkraftwerk Altbach/Deizisau HKW 2 GT E (Solobetrieb)",73776,"Altbach","Industriestraße 11","Baden-Württemberg","1997-04-30","Erdgas","Erdgas, Erdölgas","Erdgas","Ja","Gasturbinen mit Abhitzekessel","Erdgas","GuD",0.44,"OPSD (2020)",65,65,{"$f":"(1-VLOOKUP(S889,Start!$H$33:$I$40,2,FALSE)/100)*W889","v":56.55},{"$f":"VLOOKUP(R889,Start!$C$9:$D$15,2,FALSE)+VLOOKUP(R889,Start!$C$23:$D$29,2,FALSE)","v":128.9},{"$f":"(Y889/T889)+Start!$D$19*(VLOOKUP(R889,Start!$M$33:$N$39,2,FALSE)/T889)+VLOOKUP(S889,Start!$C$33:$D$40,2,FALSE)","v":331.53447727272726}]
[null,null,"Ja","SEE975793104498","BNA0842b","Stadtwerke Rosenheim GmbH & Co. KG","GM4",83022,"Rosenheim","Schönfeldstraße 15","Bayern","2013-04-10","Erdgas","Erdgas, Erdölgas","Erdgas","Ja","Verbrennungsmotor","Erdgas","GuD",0.48699999999999999,"OPSD (2018)",10.387,10.282999999999999,{"$f":"(1-VLOOKUP(S890,Start!$H$33:$I$40,2,FALSE)/100)*W890","v":8.9462099999999989},{"$f":"VLOOKUP(R890,Start!$C$9:$D$15,2,FALSE)+VLOOKUP(R890,Start!$C$23:$D$29,2,FALSE)","v":128.9},{"$f":"(Y890/T890)+Start!$D$19*(VLOOKUP(R890,Start!$M$33:$N$39,2,FALSE)/T890)+VLOOKUP(S890,Start!$C$33:$D$40,2,FALSE)","v":299.68310061601647}]
[null,null,"Ja","SEE975815924073",null,"Caterpillar Energy Solutions","P37",68167,"Mannheim","Carl-Benz-Straße 1","Baden-Württemberg","1994-05-02","Erdgas","Erdgas, Erdölgas","Erdgas","Nein","Verbrennungsmotor","Erdgas","GuD",0.38,"eigene Annahme",3.3330000000000002,3.2530000000000001,{"$f":"(1-VLOOKUP(S891,Start!$H$33:$I$40,2,FALSE)/100)*W891","v":2.8301099999999999},{"$f":"VLOOKUP(R891,Start!$C$9:$D$15,2,FALSE)+VLOOKUP(R891,Start!$C$23:$D$29,2,FALSE)","v":128.9},{"$f":"(Y891/T891)+Start!$D$19*(VLOOKUP(R891,Start!$M$33:$N$39,2,FALSE)/T891)+VLOOKUP(S891,Start!$C$33:$D$40,2,FALSE)","v":383.64518421052634}]
[null,null,"Ja","SEE975854838485",null,"BMW AG Niederlassung Stuttgart","BMW Landshut KWK 7",84030,"Landshut","Neidenburger Straße 13","Bayern","2018-07-08","Erdgas","Erdgas, Erdölgas","Erdgas","Ja","Verbrennungsmotor","Erdgas","GuD",0.4,"eigene Annahme",4.4729999999999999,4.3,{"$f":"(1-VLOOKUP(S892,Start!$H$33:$I$40,2,FALSE)/100)*W892","v":3.7409999999999997},{"$f":"VLOOKUP(R892,Start!$C$9:$D$15,2,FALSE)+VLOOKUP(R892,Start!$C$23:$D$29,2,FALSE)","v":128.9},{"$f":"(Y892/T892)+Start!$D$19*(VLOOKUP(R892,Start!$M$33:$N$39,2,FALSE)/T892)+VLOOKUP(S892,Start!$C$33:$D$40,2,FALSE)","v":364.53792499999997}]
[null,null,"Ja","SEE975925776395",null,"Klingele Papierwerke GmbH & Co. KG Papierfabrik Weener","GDT",26826,"Weener","Dr.-Werner-Klingele-Straße 1","Niedersachsen","2008-10-10","andere Gase","Andere Gase","Sonstige Energieträger (nicht erneuerbar)","Ja","Gegendruckmaschine ohne Entnahme","Sonstige","Sonstige",0.38500000000000001,"eigene Annahme",2.71,2.4900000000000002,{"$f":"(1-VLOOKUP(S893,Start!$H$33:$I$40,2,FALSE)/100)*W893","v":2.1165000000000003},{"$f":"VLOOKUP(R893,Start!$C$9:$D$15,2,FALSE)+VLOOKUP(R893,Start!$C$23:$D$29,2,FALSE)","v":58.47},{"$f":"(Y893/T893)+Start!$D$19*(VLOOKUP(R893,Start!$M$33:$N$39,2,FALSE)/T893)+VLOOKUP(S893,Start!$C$33:$D$40,2,FALSE)","v":197.988}]
[null,null,"Ja","SEE976193474983","BNA0600b","Currenta GmbH & Co. OHG","LEV KWG G21",51373,"Leverkusen","Kaiser-Wilhelm-Allee 80","Nordrhein-Westfalen","1989-07-28","Steinkohle","Steinkohlen","Steinkohle","Ja","Gegendruckmaschine ohne Entnahme","Steinkohle","Steinkohle",0.33,"OPSD (2020)",13.4,12.670999999999999,{"$f":"(1-VLOOKUP(S894,Start!$H$33:$I$40,2,FALSE)/100)*W894","v":10.136800000000001},{"$f":"VLOOKUP(R894,Start!$C$9:$D$15,2,FALSE)+VLOOKUP(R894,Start!$C$23:$D$29,2,FALSE)","v":42.45},{"$f":"(Y894/T894)+Start!$D$19*(VLOOKUP(R894,Start!$M$33:$N$39,2,FALSE)/T894)+VLOOKUP(S894,Start!$C$33:$D$40,2,FALSE)","v":212.82815151515152}]
[null,null,"Ja","SEE976219797843","BNA0684b","SWM Services GmbH","SWM HKW Sued GuD2 GT62",81371,"München","Schäftlarnstraße 15","Bayern","2004-11-17","Erdgas","Erdgas, Erdölgas","Erdgas","Ja","Gasturbinen mit nachgeschalteter Dampfturbine","Erdgas","GuD",0.55800000000000005,"OPSD (2020)",145,144.80000000000001,{"$f":"(1-VLOOKUP(S895,Start!$H$33:$I$40,2,FALSE)/100)*W895","v":125.97600000000001},{"$f":"VLOOKUP(R895,Start!$C$9:$D$15,2,FALSE)+VLOOKUP(R895,Start!$C$23:$D$29,2,FALSE)","v":128.9},{"$f":"(Y895/T895)+Start!$D$19*(VLOOKUP(R895,Start!$M$33:$N$39,2,FALSE)/T895)+VLOOKUP(S895,Start!$C$33:$D$40,2,FALSE)","v":261.74224014336914}]
[null,null,"Ja","SEE976252866650",null,"SWP Stadtwerke Pforzheim","MOT 5",75175,"Pforzheim","Hohwiesenweg 19","Baden-Württemberg","2021-06-15","Erdgas","Erdgas, Erdölgas","Erdgas","Ja","Verbrennungsmotor","Erdgas","GuD",0.45,"https://www.innio.com/de/loesungen/energieerzeugung/kraft-waerme-kopplung",10.387,10.199999999999999,{"$f":"(1-VLOOKUP(S896,Start!$H$33:$I$40,2,FALSE)/100)*W896","v":8.8739999999999988},{"$f":"VLOOKUP(R896,Start!$C$9:$D$15,2,FALSE)+VLOOKUP(R896,Start!$C$23:$D$29,2,FALSE)","v":128.9},{"$f":"(Y896/T896)+Start!$D$19*(VLOOKUP(R896,Start!$M$33:$N$39,2,FALSE)/T896)+VLOOKUP(S896,Start!$C$33:$D$40,2,FALSE)","v":324.20037777777782}]
[null,null,"Ja","SEE976263348152","BNA1528","Stadtwerke Kempen GmbH","0040 - STW - BHKW - KWK",47906,"Kempen","Otto-Schott-Straße 4","Nordrhein-Westfalen","2010-01-01","Erdgas","Erdgas, Erdölgas","Erdgas","Ja","Verbrennungsmotor","Erdgas","GuD",0.45600000000000002,"Annahme basierend auf DIW (2014)",2.427,2.391,{"$f":"(1-VLOOKUP(S897,Start!$H$33:$I$40,2,FALSE)/100)*W897","v":2.0801699999999999},{"$f":"VLOOKUP(R897,Start!$C$9:$D$15,2,FALSE)+VLOOKUP(R897,Start!$C$23:$D$29,2,FALSE)","v":128.9},{"$f":"(Y897/T897)+Start!$D$19*(VLOOKUP(R897,Start!$M$33:$N$39,2,FALSE)/T897)+VLOOKUP(S897,Start!$C$33:$D$40,2,FALSE)","v":319.95432017543862}]
[null,null,"Ja","SEE976320012538","BNA0865b","Salzgitter Flachstahl GmbH","Block2",38239,"Salzgitter","Eisenhüttenstraße 99","Niedersachsen","2010-08-15","andere Gase","Hochofengas, Konvertergas","Sonstige Energieträger (nicht erneuerbar)","Ja","Kondensationsmaschine mit Entnahme","Erdgas","GuD",0.39600000000000002,"Annahme basierend auf DIW (2014)",110,97,{"$f":"(1-VLOOKUP(S898,Start!$H$33:$I$40,2,FALSE)/100)*W898","v":84.39},{"$f":"VLOOKUP(R898,Start!$C$9:$D$15,2,FALSE)+VLOOKUP(R898,Start!$C$23:$D$29,2,FALSE)","v":128.9},{"$f":"(Y898/T898)+Start!$D$19*(VLOOKUP(R898,Start!$M$33:$N$39,2,FALSE)/T898)+VLOOKUP(S898,Start!$C$33:$D$40,2,FALSE)","v":368.20497474747475}]
[null,null,"Ja","SEE976376888927","BNA1506","Nordzucker, Werk Klein Wanzleben","Gasturbine 1",39164,"Wanzleben-Börde","Magdeburger Landstraße 1","Sachsen-Anhalt","1994-07-04","Erdgas","Erdgas, Erdölgas","Erdgas","Ja","Gasturbinen mit Abhitzekessel","Erdgas","GuD",0.37840000000000001,"OPSD (2020)",4.95,4.92,{"$f":"(1-VLOOKUP(S899,Start!$H$33:$I$40,2,FALSE)/100)*W899","v":4.2804000000000002},{"$f":"VLOOKUP(R899,Start!$C$9:$D$15,2,FALSE)+VLOOKUP(R899,Start!$C$23:$D$29,2,FALSE)","v":128.9},{"$f":"(Y899/T899)+Start!$D$19*(VLOOKUP(R899,Start!$M$33:$N$39,2,FALSE)/T899)+VLOOKUP(S899,Start!$C$33:$D$40,2,FALSE)","v":385.26102008456661}]
[null,null,"Ja","SEE976414005279","BNA0700","RWE Power AG","Neurath E",41517,"Grevenbroich","Energiestraße 101","Nordrhein-Westfalen","1976-02-22","Braunkohle","Rohbraunkohlen","Braunkohle","Ja","Kondensationsmaschine mit Entnahme","Braunkohle","Braunkohle",0.36599999999999999,"OPSD (2020)",645,604,{"$f":"(1-VLOOKUP(S900,Start!$H$33:$I$40,2,FALSE)/100)*W900","v":525.48},{"$f":"VLOOKUP(R900,Start!$C$9:$D$15,2,FALSE)+VLOOKUP(R900,Start!$C$23:$D$29,2,FALSE)","v":3.1},{"$f":"(Y900/T900)+Start!$D$19*(VLOOKUP(R900,Start!$M$33:$N$39,2,FALSE)/T900)+VLOOKUP(S900,Start!$C$33:$D$40,2,FALSE)","v":99.767431693989082}]
[null,null,"Ja","SEE976415135319","BNA0556b","Cargill Deutschland GmbH","BHKW Kre",47809,"Krefeld","Düsseldorfer Straße 191","Nordrhein-Westfalen","1996-06-30","Erdgas","Erdgas, Erdölgas","Erdgas","Ja","Verbrennungsmotor","Erdgas","GuD",0.44059999999999999,"OPSD (2020)",14.33,14,{"$f":"(1-VLOOKUP(S901,Start!$H$33:$I$40,2,FALSE)/100)*W901","v":12.18},{"$f":"VLOOKUP(R901,Start!$C$9:$D$15,2,FALSE)+VLOOKUP(R901,Start!$C$23:$D$29,2,FALSE)","v":128.9},{"$f":"(Y901/T901)+Start!$D$19*(VLOOKUP(R901,Start!$M$33:$N$39,2,FALSE)/T901)+VLOOKUP(S901,Start!$C$33:$D$40,2,FALSE)","v":331.08504312301409}]
[null,null,"Ja","SEE976459856379","BNA0616b","BASF SE","S300 VT1",67063,"Ludwigshafen","Carl-Bosch-Straße 38","Rheinland-Pfalz","1964-05-11","Wärme","Prozessdampf","Sonstige Energieträger (nicht erneuerbar)","Ja","Gegendruckmaschine ohne Entnahme","Sonstige","Sonstige",0.34499999999999997,"Annahme basierend auf DIW (2014)",28.5,28,{"$f":"(1-VLOOKUP(S902,Start!$H$33:$I$40,2,FALSE)/100)*W902","v":23.8},{"$f":"VLOOKUP(R902,Start!$C$9:$D$15,2,FALSE)+VLOOKUP(R902,Start!$C$23:$D$29,2,FALSE)","v":58.47},{"$f":"(Y902/T902)+Start!$D$19*(VLOOKUP(R902,Start!$M$33:$N$39,2,FALSE)/T902)+VLOOKUP(S902,Start!$C$33:$D$40,2,FALSE)","v":220.8271884057971}]
[null,null,"Ja","SEE976489828827","BNA0600b","Currenta GmbH & Co. OHG","LEV KWG G11",51373,"Leverkusen","Kaiser-Wilhelm-Allee 80","Nordrhein-Westfalen","1955-10-25","Steinkohle","Steinkohlen","Steinkohle","Ja","Gegendruckmaschine ohne Entnahme","Steinkohle","Steinkohle",0.33,"OPSD (2020)",20,19.234999999999999,{"$f":"(1-VLOOKUP(S903,Start!$H$33:$I$40,2,FALSE)/100)*W903","v":15.388},{"$f":"VLOOKUP(R903,Start!$C$9:$D$15,2,FALSE)+VLOOKUP(R903,Start!$C$23:$D$29,2,FALSE)","v":42.45},{"$f":"(Y903/T903)+Start!$D$19*(VLOOKUP(R903,Start!$M$33:$N$39,2,FALSE)/T903)+VLOOKUP(S903,Start!$C$33:$D$40,2,FALSE)","v":212.82815151515152}]
[null,null,"Ja","SEE976549634931","BNA0222","Stadtwerke Düsseldorf AG","SWD KWF GTKW",40233,"Düsseldorf","Behrenstraße 85","Nordrhein-Westfalen","1972-08-03","Mineralölprodukte","Heizöl, leicht","Mineralölprodukte","Nein","Gasturbinen ohne Abhitzekessel","Öl","Öl",0.30719999999999997,"OPSD (2020)",87.6,86.2,{"$f":"(1-VLOOKUP(S904,Start!$H$33:$I$40,2,FALSE)/100)*W904","v":73.27},{"$f":"VLOOKUP(R904,Start!$C$9:$D$15,2,FALSE)+VLOOKUP(R904,Start!$C$23:$D$29,2,FALSE)","v":58.769999999999996},{"$f":"(Y904/T904)+Start!$D$19*(VLOOKUP(R904,Start!$M$33:$N$39,2,FALSE)/T904)+VLOOKUP(S904,Start!$C$33:$D$40,2,FALSE)","v":266.29166666666669}]
[null,null,"Ja","SEE976589352260","BNA1168","Müllheizkraftwerk Kassel GmbH","Müllheizkraftwerk Kassel M8",34123,"Kassel","Am Lossewerk 8","Hessen","2012-03-12","nicht biogener Abfall","nicht biogener Abfall (Hausmüll, Siedlungsabfälle)","Abfall","Ja","Kondensationsmaschine mit Entnahme","Abfall","Abfall",0.33,"OPSD (2020)",17.7,14.7,{"$f":"(1-VLOOKUP(S905,Start!$H$33:$I$40,2,FALSE)/100)*W905","v":12.494999999999999},{"$f":"VLOOKUP(R905,Start!$C$9:$D$15,2,FALSE)+VLOOKUP(R905,Start!$C$23:$D$29,2,FALSE)","v":0},{"$f":"(Y905/T905)+Start!$D$19*(VLOOKUP(R905,Start!$M$33:$N$39,2,FALSE)/T905)+VLOOKUP(S905,Start!$C$33:$D$40,2,FALSE)","v":1}]
[null,null,"Ja","SEE976607134694","BNA1873","BMW AG Niederlassung Stuttgart","KWK 2 Geb. 192.0",84130,"Dingolfing","Karl-Dompert-Straße 7","Bayern","2014-07-15","Erdgas","Erdgas, Erdölgas","Erdgas","Ja","Verbrennungsmotor","Erdgas","GuD",0.45600000000000002,"Annahme basierend auf DIW (2014)",4.13,4.09,{"$f":"(1-VLOOKUP(S906,Start!$H$33:$I$40,2,FALSE)/100)*W906","v":3.5583},{"$f":"VLOOKUP(R906,Start!$C$9:$D$15,2,FALSE)+VLOOKUP(R906,Start!$C$23:$D$29,2,FALSE)","v":128.9},{"$f":"(Y906/T906)+Start!$D$19*(VLOOKUP(R906,Start!$M$33:$N$39,2,FALSE)/T906)+VLOOKUP(S906,Start!$C$33:$D$40,2,FALSE)","v":319.95432017543862}]
[null,null,"Ja","SEE976826191515","BNA1148","MHB Hamm Betriebsführungsgesellschaft mbH","MVA Hamm Turbine 2",59075,"Hamm","Am Lausbach 2","Nordrhein-Westfalen","1985-01-01","nicht biogener Abfall","nicht biogener Abfall (Hausmüll, Siedlungsabfälle)","Abfall","Ja","Kondensationsmaschine mit Entnahme","Abfall","Abfall",0.33,"OPSD (2020)",8.8000000000000007,8.8000000000000007,{"$f":"(1-VLOOKUP(S907,Start!$H$33:$I$40,2,FALSE)/100)*W907","v":7.48},{"$f":"VLOOKUP(R907,Start!$C$9:$D$15,2,FALSE)+VLOOKUP(R907,Start!$C$23:$D$29,2,FALSE)","v":0},{"$f":"(Y907/T907)+Start!$D$19*(VLOOKUP(R907,Start!$M$33:$N$39,2,FALSE)/T907)+VLOOKUP(S907,Start!$C$33:$D$40,2,FALSE)","v":1}]
[null,null,"Ja","SEE976850689781","BNA0614b","BASF SE","GuD Mitte DT10",67063,"Ludwigshafen","Carl-Bosch-Straße 38","Rheinland-Pfalz","2005-05-12","Wärme","Prozessdampf","Erdgas","Ja","Gasturbinen mit nachgeschalteter Dampfturbine","Erdgas","GuD",0.43,"OPSD (2020)",90.5,89.5,{"$f":"(1-VLOOKUP(S908,Start!$H$33:$I$40,2,FALSE)/100)*W908","v":77.864999999999995},{"$f":"VLOOKUP(R908,Start!$C$9:$D$15,2,FALSE)+VLOOKUP(R908,Start!$C$23:$D$29,2,FALSE)","v":128.9},{"$f":"(Y908/T908)+Start!$D$19*(VLOOKUP(R908,Start!$M$33:$N$39,2,FALSE)/T908)+VLOOKUP(S908,Start!$C$33:$D$40,2,FALSE)","v":339.20969767441863}]
[null,null,"Ja","SEE976858964187","BNA0360","Stadtwerke Greifswald GmbH","HKW Gasturbine 3",17489,"Greifswald","An der Jungfernwiese 8","Mecklenburg-Vorpommern","1996-01-01","Erdgas","Erdgas, Erdölgas","Erdgas","Ja","Gasturbinen mit Abhitzekessel","Erdgas","GuD",0.36959999999999998,"OPSD (2020)",4.9489999999999998,4.8940000000000001,{"$f":"(1-VLOOKUP(S909,Start!$H$33:$I$40,2,FALSE)/100)*W909","v":4.2577800000000003},{"$f":"VLOOKUP(R909,Start!$C$9:$D$15,2,FALSE)+VLOOKUP(R909,Start!$C$23:$D$29,2,FALSE)","v":128.9},{"$f":"(Y909/T909)+Start!$D$19*(VLOOKUP(R909,Start!$M$33:$N$39,2,FALSE)/T909)+VLOOKUP(S909,Start!$C$33:$D$40,2,FALSE)","v":394.39818722943727}]
[null,null,"Ja","SEE976877764072","BNA1678","Flughafen München GmbH","BHKW 2 - GOM 2",85356,"München-Flughafen","Nordallee 18","Bayern","2014-12-04","Erdgas","Erdgas, Erdölgas","Erdgas","Ja","Verbrennungsmotor","Erdgas","GuD",0.40039999999999998,"OPSD (2020)",4.3,4.2069999999999999,{"$f":"(1-VLOOKUP(S910,Start!$H$33:$I$40,2,FALSE)/100)*W910","v":3.6600899999999998},{"$f":"VLOOKUP(R910,Start!$C$9:$D$15,2,FALSE)+VLOOKUP(R910,Start!$C$23:$D$29,2,FALSE)","v":128.9},{"$f":"(Y910/T910)+Start!$D$19*(VLOOKUP(R910,Start!$M$33:$N$39,2,FALSE)/T910)+VLOOKUP(S910,Start!$C$33:$D$40,2,FALSE)","v":364.1752497502498}]
[null,null,"Ja","SEE976880282228","BNA0742","N-ERGIE Kraftwerke GmbH","HKW Sandreuth (DT2)",90441,"Nürnberg","Sandreuthstraße 55a","Bayern","1981-01-06","Erdgas","Erdgas, Erdölgas","Erdgas","Ja","Gegendruckmaschine mit Entnahme","Erdgas","GuD",0.5625,"OPSD (2020)",44.45,39.5,{"$f":"(1-VLOOKUP(S911,Start!$H$33:$I$40,2,FALSE)/100)*W911","v":34.365000000000002},{"$f":"VLOOKUP(R911,Start!$C$9:$D$15,2,FALSE)+VLOOKUP(R911,Start!$C$23:$D$29,2,FALSE)","v":128.9},{"$f":"(Y911/T911)+Start!$D$19*(VLOOKUP(R911,Start!$M$33:$N$39,2,FALSE)/T911)+VLOOKUP(S911,Start!$C$33:$D$40,2,FALSE)","v":259.66030222222224}]
[null,null,"Ja","SEE976907281142","BNA0194","Fernwärmeversorgungs- GmbH Dessau","HKW Dessau",6842,"Dessau-Roßlau","An der Fine 4","Sachsen-Anhalt","1996-01-01","Erdgas","Erdgas, Erdölgas","Erdgas","Ja","Gasturbinen mit nachgeschalteter Dampfturbine","Erdgas","GuD",0.38059999999999999,"OPSD (2018)",39.835999999999999,39.119999999999997,{"$f":"(1-VLOOKUP(S912,Start!$H$33:$I$40,2,FALSE)/100)*W912","v":34.034399999999998},{"$f":"VLOOKUP(R912,Start!$C$9:$D$15,2,FALSE)+VLOOKUP(R912,Start!$C$23:$D$29,2,FALSE)","v":128.9},{"$f":"(Y912/T912)+Start!$D$19*(VLOOKUP(R912,Start!$M$33:$N$39,2,FALSE)/T912)+VLOOKUP(S912,Start!$C$33:$D$40,2,FALSE)","v":383.04274829217024}]
[null,null,"Ja","SEE976944273018","BNA1504","Daimler Truck AG","Rollenprüfstand 1, Gebäude 38",76744,"Wörth","Daimlerstraße 1","Rheinland-Pfalz","2019-09-18","Mineralölprodukte","Dieselkraftstoff","Mineralölprodukte","Nein","Verbrennungsmotor","Öl","Öl",0.39929999999999999,"OPSD (2020)",1.36,1.36,{"$f":"(1-VLOOKUP(S913,Start!$H$33:$I$40,2,FALSE)/100)*W913","v":1.1560000000000001},{"$f":"VLOOKUP(R913,Start!$C$9:$D$15,2,FALSE)+VLOOKUP(R913,Start!$C$23:$D$29,2,FALSE)","v":58.769999999999996},{"$f":"(Y913/T913)+Start!$D$19*(VLOOKUP(R913,Start!$M$33:$N$39,2,FALSE)/T913)+VLOOKUP(S913,Start!$C$33:$D$40,2,FALSE)","v":205.10117705985473}]
[null,null,"Ja","SEE976995281321","BNA0318","RhönEnergie Fulda GmbH","Kraftwerk Fulda Aggregat 3A",36043,"Fulda","Frankfurter Straße 4","Hessen","2010-01-01","Mineralölprodukte","Dieselkraftstoff","Mineralölprodukte","Nein","Verbrennungsmotor","Öl","Öl",0.39710000000000001,"OPSD (2020)",2.76,2.76,{"$f":"(1-VLOOKUP(S914,Start!$H$33:$I$40,2,FALSE)/100)*W914","v":2.3459999999999996},{"$f":"VLOOKUP(R914,Start!$C$9:$D$15,2,FALSE)+VLOOKUP(R914,Start!$C$23:$D$29,2,FALSE)","v":58.769999999999996},{"$f":"(Y914/T914)+Start!$D$19*(VLOOKUP(R914,Start!$M$33:$N$39,2,FALSE)/T914)+VLOOKUP(S914,Start!$C$33:$D$40,2,FALSE)","v":206.23193150339964}]
[null,null,"Ja","SEE977050146562","BNA1334","CR3-Kaffeeveredelung M. Hermsen GmbH","GT2",28237,"Bremen","Waterbergstraße 14","Bremen","2001-12-01","Erdgas","Erdgas, Erdölgas","Erdgas","Ja","Gasturbinen mit nachgeschalteter Dampfturbine","Erdgas","GuD",0.54900000000000004,"OPSD (2020)",5.2050000000000001,5.0250000000000004,{"$f":"(1-VLOOKUP(S915,Start!$H$33:$I$40,2,FALSE)/100)*W915","v":4.3717500000000005},{"$f":"VLOOKUP(R915,Start!$C$9:$D$15,2,FALSE)+VLOOKUP(R915,Start!$C$23:$D$29,2,FALSE)","v":128.9},{"$f":"(Y915/T915)+Start!$D$19*(VLOOKUP(R915,Start!$M$33:$N$39,2,FALSE)/T915)+VLOOKUP(S915,Start!$C$33:$D$40,2,FALSE)","v":266.00850637522768}]
[null,null,"Ja","SEE977273010268","BNA1676","Evonik Operations GmbH","Kraftwerk IV, DT 411",45772,"Marl","Paul-Baumann-Straße 1","Nordrhein-Westfalen","2016-02-13","Erdgas","Erdgas, Erdölgas","Erdgas","Ja","Gegendruckmaschine ohne Entnahme","Erdgas","GuD",0.40260000000000001,"OPSD (2020)",11.189,11,{"$f":"(1-VLOOKUP(S916,Start!$H$33:$I$40,2,FALSE)/100)*W916","v":9.57},{"$f":"VLOOKUP(R916,Start!$C$9:$D$15,2,FALSE)+VLOOKUP(R916,Start!$C$23:$D$29,2,FALSE)","v":128.9},{"$f":"(Y916/T916)+Start!$D$19*(VLOOKUP(R916,Start!$M$33:$N$39,2,FALSE)/T916)+VLOOKUP(S916,Start!$C$33:$D$40,2,FALSE)","v":362.19341778440139}]
[null,null,"Ja","SEE977368296324",null,"SWP Stadtwerke Pforzheim","MOT 1",75175,"Pforzheim","Hohwiesenweg 19","Baden-Württemberg","2021-06-15","Erdgas","Erdgas, Erdölgas","Erdgas","Ja","Verbrennungsmotor","Erdgas","GuD",0.45,"https://www.innio.com/de/loesungen/energieerzeugung/kraft-waerme-kopplung",10.387,10.199999999999999,{"$f":"(1-VLOOKUP(S917,Start!$H$33:$I$40,2,FALSE)/100)*W917","v":8.8739999999999988},{"$f":"VLOOKUP(R917,Start!$C$9:$D$15,2,FALSE)+VLOOKUP(R917,Start!$C$23:$D$29,2,FALSE)","v":128.9},{"$f":"(Y917/T917)+Start!$D$19*(VLOOKUP(R917,Start!$M$33:$N$39,2,FALSE)/T917)+VLOOKUP(S917,Start!$C$33:$D$40,2,FALSE)","v":324.20037777777782}]
[null,null,"Ja","SEE977514334252","BNA1222","Energieversorgung Offenbach AG","Müllheizkraftwerk Offenbach Turbine 2",63069,"Offenbach","Dietzenbacher Straße 189","Hessen","2006-06-30","nicht biogener Abfall","nicht biogener Abfall (Hausmüll, Siedlungsabfälle)","Abfall","Nein","Gegendruckmaschine ohne Entnahme","Abfall","Abfall",0.33,"OPSD (2020)",2.2799999999999998,2.12,{"$f":"(1-VLOOKUP(S918,Start!$H$33:$I$40,2,FALSE)/100)*W918","v":1.802},{"$f":"VLOOKUP(R918,Start!$C$9:$D$15,2,FALSE)+VLOOKUP(R918,Start!$C$23:$D$29,2,FALSE)","v":0},{"$f":"(Y918/T918)+Start!$D$19*(VLOOKUP(R918,Start!$M$33:$N$39,2,FALSE)/T918)+VLOOKUP(S918,Start!$C$33:$D$40,2,FALSE)","v":1}]
[null,null,"Ja","SEE977583940965",null,"Jäckering Mühlen- und Nährmittelwerke GmbH","BHKW Hafen - Modul 7",59067,"Hamm","Speicherstraße 15","Nordrhein-Westfalen","2017-12-28","Erdgas","Erdgas, Erdölgas","Erdgas","Ja","Verbrennungsmotor","Erdgas","GuD",0.4,"eigene Annahme",2.1930000000000001,2.1760000000000002,{"$f":"(1-VLOOKUP(S919,Start!$H$33:$I$40,2,FALSE)/100)*W919","v":1.8931200000000001},{"$f":"VLOOKUP(R919,Start!$C$9:$D$15,2,FALSE)+VLOOKUP(R919,Start!$C$23:$D$29,2,FALSE)","v":128.9},{"$f":"(Y919/T919)+Start!$D$19*(VLOOKUP(R919,Start!$M$33:$N$39,2,FALSE)/T919)+VLOOKUP(S919,Start!$C$33:$D$40,2,FALSE)","v":364.53792499999997}]
[null,null,"Ja","SEE977622942226","BNA0997","STEAG Gasmotoren Fenne 1 GmbH","Gasmotor 1 Mod.",66333,"Völklingen","Saarbrücker Straße 135-137","Saarland","2021-11-05","Erdgas","Erdgas, Erdölgas","Erdgas","Ja","Verbrennungsmotor","Erdgas","GuD",0.45,"https://www.steag.com/de/leistungen/konventionelle-energieerzeugung",3.3519999999999999,3.2509999999999999,{"$f":"(1-VLOOKUP(S920,Start!$H$33:$I$40,2,FALSE)/100)*W920","v":2.8283700000000001},{"$f":"VLOOKUP(R920,Start!$C$9:$D$15,2,FALSE)+VLOOKUP(R920,Start!$C$23:$D$29,2,FALSE)","v":128.9},{"$f":"(Y920/T920)+Start!$D$19*(VLOOKUP(R920,Start!$M$33:$N$39,2,FALSE)/T920)+VLOOKUP(S920,Start!$C$33:$D$40,2,FALSE)","v":324.20037777777782}]
[null,null,"Ja","SEE977708202411","BNA1165","Pfeifer & Langen GmbH ＆ Co. KG","Appeldorn Generator 1",47546,"Kalkar","Reeser Straße 280","Nordrhein-Westfalen","1977-09-01","Erdgas","Erdgas, Erdölgas","Erdgas","Ja","Gegendruckmaschine ohne Entnahme","Erdgas","GuD",0.38719999999999999,"OPSD (2020)",6.12,5.718,{"$f":"(1-VLOOKUP(S921,Start!$H$33:$I$40,2,FALSE)/100)*W921","v":4.9746600000000001},{"$f":"VLOOKUP(R921,Start!$C$9:$D$15,2,FALSE)+VLOOKUP(R921,Start!$C$23:$D$29,2,FALSE)","v":128.9},{"$f":"(Y921/T921)+Start!$D$19*(VLOOKUP(R921,Start!$M$33:$N$39,2,FALSE)/T921)+VLOOKUP(S921,Start!$C$33:$D$40,2,FALSE)","v":376.53917871900831}]
[null,null,"Ja","SEE977770417713","BNA0693","SWN Stadtwerke Neumünster GmbH","T3",24534,"Neumünster","Bismarckstraße 51","Schleswig-Holstein","1979-07-06","nicht biogener Abfall","nicht biogener Abfall (Hausmüll, Siedlungsabfälle)","Abfall","Ja","Gegendruckmaschine mit Entnahme","Abfall","Abfall",0.33,"OPSD (2020)",15.52,12.522,{"$f":"(1-VLOOKUP(S922,Start!$H$33:$I$40,2,FALSE)/100)*W922","v":10.643699999999999},{"$f":"VLOOKUP(R922,Start!$C$9:$D$15,2,FALSE)+VLOOKUP(R922,Start!$C$23:$D$29,2,FALSE)","v":0},{"$f":"(Y922/T922)+Start!$D$19*(VLOOKUP(R922,Start!$M$33:$N$39,2,FALSE)/T922)+VLOOKUP(S922,Start!$C$33:$D$40,2,FALSE)","v":1}]
[null,null,"Ja","SEE977834211387",null,"MM Neuss GmbH","MM Neuss GmbH GT2",41460,"Neuss","Düsseldorfer Straße 182","Nordrhein-Westfalen","1992-07-01","Erdgas","Erdgas, Erdölgas","Erdgas","Ja","Gasturbinen mit Abhitzekessel","Erdgas","GuD",0.42799999999999999,"Annahme basierend auf DIW (2014)",6.2,4.8,{"$f":"(1-VLOOKUP(S923,Start!$H$33:$I$40,2,FALSE)/100)*W923","v":4.1760000000000002},{"$f":"VLOOKUP(R923,Start!$C$9:$D$15,2,FALSE)+VLOOKUP(R923,Start!$C$23:$D$29,2,FALSE)","v":128.9},{"$f":"(Y923/T923)+Start!$D$19*(VLOOKUP(R923,Start!$M$33:$N$39,2,FALSE)/T923)+VLOOKUP(S923,Start!$C$33:$D$40,2,FALSE)","v":340.78778037383182}]
[null,null,"Ja","SEE977898966292","BNA0398","MVR Müllverwertung Rugenberger Damm GmbH & Co. KG","MVR Rugenberger Damm Müll",21129,"Hamburg","Rugenberger Damm 1","Hamburg","1999-02-16","nicht biogener Abfall","nicht biogener Abfall (Hausmüll, Siedlungsabfälle)","Abfall","Ja","Kondensationsmaschine mit Entnahme","Abfall","Abfall",0.33,"OPSD (2020)",28.875,23.875,{"$f":"(1-VLOOKUP(S924,Start!$H$33:$I$40,2,FALSE)/100)*W924","v":20.293749999999999},{"$f":"VLOOKUP(R924,Start!$C$9:$D$15,2,FALSE)+VLOOKUP(R924,Start!$C$23:$D$29,2,FALSE)","v":0},{"$f":"(Y924/T924)+Start!$D$19*(VLOOKUP(R924,Start!$M$33:$N$39,2,FALSE)/T924)+VLOOKUP(S924,Start!$C$33:$D$40,2,FALSE)","v":1}]
[null,null,"Ja","SEE977956291342","BNA1859","Ford-Werke GmbH","BHKW Ford Saarlouis",66740,"Saarlouis","Henry-Ford-Straße 1","Saarland","2016-10-28","Erdgas","Erdgas, Erdölgas","Erdgas","Ja","Verbrennungsmotor","Erdgas","GuD",0.40260000000000001,"OPSD (2020)",22.02,21.61,{"$f":"(1-VLOOKUP(S925,Start!$H$33:$I$40,2,FALSE)/100)*W925","v":18.800699999999999},{"$f":"VLOOKUP(R925,Start!$C$9:$D$15,2,FALSE)+VLOOKUP(R925,Start!$C$23:$D$29,2,FALSE)","v":128.9},{"$f":"(Y925/T925)+Start!$D$19*(VLOOKUP(R925,Start!$M$33:$N$39,2,FALSE)/T925)+VLOOKUP(S925,Start!$C$33:$D$40,2,FALSE)","v":362.19341778440139}]
[null,null,"Ja","SEE978207781308","BNA0546","RheinEnergie AG","GuD Merkenich RheinEnergie",50769,"Köln","Merkenicher Hauptstr. 2","Nordrhein-Westfalen","2004-01-27","Erdgas","Erdgas, Erdölgas","Erdgas","Ja","Kondensationsmaschine mit Entnahme","Erdgas","GuD",0.53,"OPSD (2020)",110.2,108.2,{"$f":"(1-VLOOKUP(S926,Start!$H$33:$I$40,2,FALSE)/100)*W926","v":94.134},{"$f":"VLOOKUP(R926,Start!$C$9:$D$15,2,FALSE)+VLOOKUP(R926,Start!$C$23:$D$29,2,FALSE)","v":128.9},{"$f":"(Y926/T926)+Start!$D$19*(VLOOKUP(R926,Start!$M$33:$N$39,2,FALSE)/T926)+VLOOKUP(S926,Start!$C$33:$D$40,2,FALSE)","v":275.49088679245284}]
[null,null,"Ja","SEE978399772948","BNA1082","WSW Energie & Wasser AG","GT12",42275,"Wuppertal","Am Clef 32","Nordrhein-Westfalen","2005-12-30","Erdgas","Erdgas, Erdölgas","Erdgas","Ja","Gasturbinen mit Abhitzekessel","Erdgas","GuD",0.5625,"OPSD (2020)",28.5,27.6,{"$f":"(1-VLOOKUP(S927,Start!$H$33:$I$40,2,FALSE)/100)*W927","v":24.012},{"$f":"VLOOKUP(R927,Start!$C$9:$D$15,2,FALSE)+VLOOKUP(R927,Start!$C$23:$D$29,2,FALSE)","v":128.9},{"$f":"(Y927/T927)+Start!$D$19*(VLOOKUP(R927,Start!$M$33:$N$39,2,FALSE)/T927)+VLOOKUP(S927,Start!$C$33:$D$40,2,FALSE)","v":259.66030222222224}]
[null,null,"Ja","SEE978426302629","BNA0318","RhönEnergie Fulda GmbH","Kraftwerk Fulda Aggregat 2",36043,"Fulda","Frankfurter Straße 4","Hessen","2010-01-01","Mineralölprodukte","Dieselkraftstoff","Mineralölprodukte","Nein","Verbrennungsmotor","Öl","Öl",0.39710000000000001,"OPSD (2020)",6.47,6.29,{"$f":"(1-VLOOKUP(S928,Start!$H$33:$I$40,2,FALSE)/100)*W928","v":5.3464999999999998},{"$f":"VLOOKUP(R928,Start!$C$9:$D$15,2,FALSE)+VLOOKUP(R928,Start!$C$23:$D$29,2,FALSE)","v":58.769999999999996},{"$f":"(Y928/T928)+Start!$D$19*(VLOOKUP(R928,Start!$M$33:$N$39,2,FALSE)/T928)+VLOOKUP(S928,Start!$C$33:$D$40,2,FALSE)","v":206.23193150339964}]
[null,null,"Ja","SEE978888539755","BNA0183","Stadtwerke Cottbus GmbH","Mittel-Niederdruckdampfturbine",3052,"Cottbus","Werner-von-Siemens-Straße 16","Brandenburg","1999-03-23","Braunkohle","Wirbelschichtkohle","Braunkohle","Ja","Kondensationsmaschine mit Entnahme","Braunkohle","Braunkohle",0.4,"OPSD (2020)",48.9,45,{"$f":"(1-VLOOKUP(S929,Start!$H$33:$I$40,2,FALSE)/100)*W929","v":39.15},{"$f":"VLOOKUP(R929,Start!$C$9:$D$15,2,FALSE)+VLOOKUP(R929,Start!$C$23:$D$29,2,FALSE)","v":3.1},{"$f":"(Y929/T929)+Start!$D$19*(VLOOKUP(R929,Start!$M$33:$N$39,2,FALSE)/T929)+VLOOKUP(S929,Start!$C$33:$D$40,2,FALSE)","v":91.431700000000006}]
[null,null,"Ja","SEE978934537223","BNA1289","AMK-Abfallentsorgungsgesellschaft des Märkischen Kreises mbH","Dieselaggregat 3",58636,"Iserlohn","Giesestraße 10","Nordrhein-Westfalen","2005-12-07","Mineralölprodukte","Heizöl, leicht","Mineralölprodukte","Nein","Verbrennungsmotor","Öl","Öl",0.33,"OPSD (2020)",1.79,1.615,{"$f":"(1-VLOOKUP(S930,Start!$H$33:$I$40,2,FALSE)/100)*W930","v":1.3727499999999999},{"$f":"VLOOKUP(R930,Start!$C$9:$D$15,2,FALSE)+VLOOKUP(R930,Start!$C$23:$D$29,2,FALSE)","v":58.769999999999996},{"$f":"(Y930/T930)+Start!$D$19*(VLOOKUP(R930,Start!$M$33:$N$39,2,FALSE)/T930)+VLOOKUP(S930,Start!$C$33:$D$40,2,FALSE)","v":247.96242424242422}]
[null,null,"Ja","SEE979353792927","BNA1945","Stadtwerke Kiel AG","Küstenkraftwerk K.I.E.L Motor 18",24149,"Kiel","Hasselfelde 30","Schleswig-Holstein","2018-07-09","Erdgas","Erdgas, Erdölgas","Erdgas","Ja","Verbrennungsmotor","Erdgas","GuD",0.40589999999999998,"OPSD (2020)",9.5709999999999997,9.4559999999999995,{"$f":"(1-VLOOKUP(S931,Start!$H$33:$I$40,2,FALSE)/100)*W931","v":8.2267200000000003},{"$f":"VLOOKUP(R931,Start!$C$9:$D$15,2,FALSE)+VLOOKUP(R931,Start!$C$23:$D$29,2,FALSE)","v":128.9},{"$f":"(Y931/T931)+Start!$D$19*(VLOOKUP(R931,Start!$M$33:$N$39,2,FALSE)/T931)+VLOOKUP(S931,Start!$C$33:$D$40,2,FALSE)","v":359.26095097314612}]
[null,null,"Ja","SEE979396678813","BNA1089","K+S Minerals and Agriculture GmbH","Kraftwerk ZI DT1",39326,"Zielitz","Farsleber Straße 1","Sachsen-Anhalt","1980-07-02","Wärme","Prozessdampf","Erdgas","Ja","Kondensationsmaschine ohne Entnahme","Erdgas","GuD",0.38059999999999999,"OPSD (2020)",18.335999999999999,18.100000000000001,{"$f":"(1-VLOOKUP(S932,Start!$H$33:$I$40,2,FALSE)/100)*W932","v":15.747000000000002},{"$f":"VLOOKUP(R932,Start!$C$9:$D$15,2,FALSE)+VLOOKUP(R932,Start!$C$23:$D$29,2,FALSE)","v":128.9},{"$f":"(Y932/T932)+Start!$D$19*(VLOOKUP(R932,Start!$M$33:$N$39,2,FALSE)/T932)+VLOOKUP(S932,Start!$C$33:$D$40,2,FALSE)","v":383.04274829217024}]
[null,null,"Ja","SEE979423615132","BNA1186e","EGK Entsorgungsgesellschaft Krefeld GmbH & Co. KG","Turbine 1",47829,"Krefeld","Parkstraße 234","Nordrhein-Westfalen","1974-08-27","Wärme","Prozessdampf","Abfall","Ja","Gegendruckmaschine ohne Entnahme","Abfall","Abfall",0.33,"OPSD (2020)",1.4,0.93,{"$f":"(1-VLOOKUP(S933,Start!$H$33:$I$40,2,FALSE)/100)*W933","v":0.79049999999999998},{"$f":"VLOOKUP(R933,Start!$C$9:$D$15,2,FALSE)+VLOOKUP(R933,Start!$C$23:$D$29,2,FALSE)","v":0},{"$f":"(Y933/T933)+Start!$D$19*(VLOOKUP(R933,Start!$M$33:$N$39,2,FALSE)/T933)+VLOOKUP(S933,Start!$C$33:$D$40,2,FALSE)","v":1}]
[null,null,"Ja","SEE979426528330",null,"SWU Energie GmbH","BHKW Neu-Ulm M2",89231,"Neu-Ulm","Bradleystraße 32,5","Bayern","2021-12-14","Erdgas","Erdgas, Erdölgas","Erdgas","Ja","Verbrennungsmotor","Erdgas","GuD",0.47,"Annahme basierend auf DIW (2014)",2.6760000000000002,2.6219999999999999,{"$f":"(1-VLOOKUP(S934,Start!$H$33:$I$40,2,FALSE)/100)*W934","v":2.2811399999999997},{"$f":"VLOOKUP(R934,Start!$C$9:$D$15,2,FALSE)+VLOOKUP(R934,Start!$C$23:$D$29,2,FALSE)","v":128.9},{"$f":"(Y934/T934)+Start!$D$19*(VLOOKUP(R934,Start!$M$33:$N$39,2,FALSE)/T934)+VLOOKUP(S934,Start!$C$33:$D$40,2,FALSE)","v":310.46844680851069}]
[null,null,"Ja","SEE979557966681","BNA1948","Kraftwerke Mainz-Wiesbaden AG","BHKW KW5 55",55120,"Mainz","Kraftwerkallee 1","Rheinland-Pfalz","2020-12-23","Erdgas","Erdgas, Erdölgas","Erdgas","Ja","Verbrennungsmotor","Erdgas","GuD",0.45,"https://www.kmw-ag.de/anlagen/blockheizkraftwerk/",10.02,9.93,{"$f":"(1-VLOOKUP(S935,Start!$H$33:$I$40,2,FALSE)/100)*W935","v":8.6390999999999991},{"$f":"VLOOKUP(R935,Start!$C$9:$D$15,2,FALSE)+VLOOKUP(R935,Start!$C$23:$D$29,2,FALSE)","v":128.9},{"$f":"(Y935/T935)+Start!$D$19*(VLOOKUP(R935,Start!$M$33:$N$39,2,FALSE)/T935)+VLOOKUP(S935,Start!$C$33:$D$40,2,FALSE)","v":324.20037777777782}]
[null,null,"Ja","SEE979779484642","BNA0861b","Energie SaarLorLux AG","HKW-Römerbrücke Dampfturbinenanlage DT2",66121,"Saarbrücken","Bismarckstraße 143","Saarland","1988-06-27","Steinkohle","Steinkohlen","Steinkohle","Ja","Kondensationsmaschine mit Entnahme","Steinkohle","Steinkohle",0.42,"OPSD (2020)",56,53,{"$f":"(1-VLOOKUP(S936,Start!$H$33:$I$40,2,FALSE)/100)*W936","v":42.400000000000006},{"$f":"VLOOKUP(R936,Start!$C$9:$D$15,2,FALSE)+VLOOKUP(R936,Start!$C$23:$D$29,2,FALSE)","v":42.45},{"$f":"(Y936/T936)+Start!$D$19*(VLOOKUP(R936,Start!$M$33:$N$39,2,FALSE)/T936)+VLOOKUP(S936,Start!$C$33:$D$40,2,FALSE)","v":167.5006904761905}]
[null,null,"Ja","SEE979791664664","BNA0863","Salzgitter Flachstahl GmbH","Ma 2",38239,"Salzgitter","Eisenhüttenstraße 99","Niedersachsen","2006-07-15","andere Gase","Hochofengas, Konvertergas","Sonstige Energieträger (nicht erneuerbar)","Ja","Kondensationsmaschine mit Entnahme","Erdgas","GuD",0.4,"https://www.salzgitter-flachstahl.de/de/news/artikel-der-salzgitter-flachstahl-gmbh/2018-06-27/energie-der-zukunft.html",55,49.5,{"$f":"(1-VLOOKUP(S937,Start!$H$33:$I$40,2,FALSE)/100)*W937","v":43.064999999999998},{"$f":"VLOOKUP(R937,Start!$C$9:$D$15,2,FALSE)+VLOOKUP(R937,Start!$C$23:$D$29,2,FALSE)","v":128.9},{"$f":"(Y937/T937)+Start!$D$19*(VLOOKUP(R937,Start!$M$33:$N$39,2,FALSE)/T937)+VLOOKUP(S937,Start!$C$33:$D$40,2,FALSE)","v":364.53792499999997}]
[null,null,"Ja","SEE979811488683",null,"K+S Minerals and Agriculture GmbH","Kraftwerk SI GT1",31515,"Wunstorf","Schachtstraße 10","Niedersachsen","1993-07-02","Erdgas","Erdgas, Erdölgas","Erdgas","Ja","Gasturbinen mit Abhitzekessel","Erdgas","GuD",0.38,"eigene Annahme",5.577,5.5,{"$f":"(1-VLOOKUP(S938,Start!$H$33:$I$40,2,FALSE)/100)*W938","v":4.7850000000000001},{"$f":"VLOOKUP(R938,Start!$C$9:$D$15,2,FALSE)+VLOOKUP(R938,Start!$C$23:$D$29,2,FALSE)","v":128.9},{"$f":"(Y938/T938)+Start!$D$19*(VLOOKUP(R938,Start!$M$33:$N$39,2,FALSE)/T938)+VLOOKUP(S938,Start!$C$33:$D$40,2,FALSE)","v":383.64518421052634}]
[null,null,"Ja","SEE979861364876","BNA0444","K+S Minerals and Agriculture GmbH","Kraftwerk WI DT 2.1",36266,"Heringen","In der Aue 1","Hessen","2009-07-02","Erdgas","Erdgas, Erdölgas","Erdgas","Ja","Gasturbinen mit Abhitzekessel","Erdgas","GuD",0.58050000000000002,"OPSD (2020)",53.548999999999999,52.7,{"$f":"(1-VLOOKUP(S939,Start!$H$33:$I$40,2,FALSE)/100)*W939","v":45.849000000000004},{"$f":"VLOOKUP(R939,Start!$C$9:$D$15,2,FALSE)+VLOOKUP(R939,Start!$C$23:$D$29,2,FALSE)","v":128.9},{"$f":"(Y939/T939)+Start!$D$19*(VLOOKUP(R939,Start!$M$33:$N$39,2,FALSE)/T939)+VLOOKUP(S939,Start!$C$33:$D$40,2,FALSE)","v":251.65533161068043}]
[null,null,"Ja","SEE979899728817","BNA1502","SWK ENERGIE GmbH","KWK006-3",47804,"Krefeld","St. Töniser Straße 270","Nordrhein-Westfalen","2013-02-06","Erdgas","Erdgas, Erdölgas","Erdgas","Ja","Verbrennungsmotor","Erdgas","GuD",0.39710000000000001,"OPSD (2020)",4.3,4.2409999999999997,{"$f":"(1-VLOOKUP(S940,Start!$H$33:$I$40,2,FALSE)/100)*W940","v":3.6896699999999996},{"$f":"VLOOKUP(R940,Start!$C$9:$D$15,2,FALSE)+VLOOKUP(R940,Start!$C$23:$D$29,2,FALSE)","v":128.9},{"$f":"(Y940/T940)+Start!$D$19*(VLOOKUP(R940,Start!$M$33:$N$39,2,FALSE)/T940)+VLOOKUP(S940,Start!$C$33:$D$40,2,FALSE)","v":367.18917149332663}]
[null,null,"Ja","SEE979958390276","BNA0606","RWE Generation SE","Emsland D DT",49808,"Lingen","Schüttorfer Straße 100","Niedersachsen","2010-09-08","Erdgas","Erdgas, Erdölgas","Erdgas","Ja","Kondensationsmaschine mit Entnahme","Erdgas","GuD",0.59199999999999997,"OPSD (2020)",345.13499999999999,340,{"$f":"(1-VLOOKUP(S941,Start!$H$33:$I$40,2,FALSE)/100)*W941","v":295.8},{"$f":"VLOOKUP(R941,Start!$C$9:$D$15,2,FALSE)+VLOOKUP(R941,Start!$C$23:$D$29,2,FALSE)","v":128.9},{"$f":"(Y941/T941)+Start!$D$19*(VLOOKUP(R941,Start!$M$33:$N$39,2,FALSE)/T941)+VLOOKUP(S941,Start!$C$33:$D$40,2,FALSE)","v":246.79589527027031}]
[null,null,"Ja","SEE980016033738","BNA0518a","EnBW Energie Baden-Württemberg AG","Rheinhafen-Dampfkraftwerk RDK 7",76189,"Karlsruhe","Fettweisstraße 42","Baden-Württemberg","1985-06-21","Steinkohle","Steinkohlen","Steinkohle","Ja","Kondensationsmaschine mit Entnahme","Steinkohle","Steinkohle",0.4375,"OPSD (2020)",536,517,{"$f":"(1-VLOOKUP(S942,Start!$H$33:$I$40,2,FALSE)/100)*W942","v":413.6},{"$f":"VLOOKUP(R942,Start!$C$9:$D$15,2,FALSE)+VLOOKUP(R942,Start!$C$23:$D$29,2,FALSE)","v":42.45},{"$f":"(Y942/T942)+Start!$D$19*(VLOOKUP(R942,Start!$M$33:$N$39,2,FALSE)/T942)+VLOOKUP(S942,Start!$C$33:$D$40,2,FALSE)","v":160.85266285714289}]
[null,null,"Ja","SEE980130244065","BNA1678","Flughafen München GmbH","BHKW 2 - GOM 1",85356,"München-Flughafen","Nordallee 18","Bayern","2014-12-03","Erdgas","Erdgas, Erdölgas","Erdgas","Ja","Verbrennungsmotor","Erdgas","GuD",0.40039999999999998,"OPSD (2020)",4.3,4.2069999999999999,{"$f":"(1-VLOOKUP(S943,Start!$H$33:$I$40,2,FALSE)/100)*W943","v":3.6600899999999998},{"$f":"VLOOKUP(R943,Start!$C$9:$D$15,2,FALSE)+VLOOKUP(R943,Start!$C$23:$D$29,2,FALSE)","v":128.9},{"$f":"(Y943/T943)+Start!$D$19*(VLOOKUP(R943,Start!$M$33:$N$39,2,FALSE)/T943)+VLOOKUP(S943,Start!$C$33:$D$40,2,FALSE)","v":364.1752497502498}]
[null,null,"Ja","SEE980327120226","BNA0684a","SWM Services GmbH","SWM HKW Sued GuD2 GT61",81371,"München","Schäftlarnstraße 15","Bayern","2004-11-17","Erdgas","Erdgas, Erdölgas","Erdgas","Ja","Gasturbinen mit nachgeschalteter Dampfturbine","Erdgas","GuD",0.55800000000000005,"OPSD (2020)",145,144.80000000000001,{"$f":"(1-VLOOKUP(S944,Start!$H$33:$I$40,2,FALSE)/100)*W944","v":125.97600000000001},{"$f":"VLOOKUP(R944,Start!$C$9:$D$15,2,FALSE)+VLOOKUP(R944,Start!$C$23:$D$29,2,FALSE)","v":128.9},{"$f":"(Y944/T944)+Start!$D$19*(VLOOKUP(R944,Start!$M$33:$N$39,2,FALSE)/T944)+VLOOKUP(S944,Start!$C$33:$D$40,2,FALSE)","v":261.74224014336914}]
[null,null,"Ja","SEE980331579218","BNA0518b","EnBW Energie Baden-Württemberg AG","Rheinhafen-Dampfkraftwerk RDK 8",76189,"Karlsruhe","Fettweisstraße 42","Baden-Württemberg","2014-07-01","Steinkohle","Steinkohlen","Steinkohle","Ja","Gegendruckmaschine mit Entnahme","Steinkohle","Steinkohle",0.46,"OPSD (2020)",912,834,{"$f":"(1-VLOOKUP(S945,Start!$H$33:$I$40,2,FALSE)/100)*W945","v":667.2},{"$f":"VLOOKUP(R945,Start!$C$9:$D$15,2,FALSE)+VLOOKUP(R945,Start!$C$23:$D$29,2,FALSE)","v":42.45},{"$f":"(Y945/T945)+Start!$D$19*(VLOOKUP(R945,Start!$M$33:$N$39,2,FALSE)/T945)+VLOOKUP(S945,Start!$C$33:$D$40,2,FALSE)","v":153.04845652173913}]
[null,null,"Ja","SEE980525088564","BNA0557b","Currenta GmbH & Co. OHG","UER N230 NST3",47829,"Krefeld","Rheinuferstraße 7","Nordrhein-Westfalen","1971-01-15","Erdgas","Erdgas, Erdölgas","Erdgas","Ja","Gegendruckmaschine mit Entnahme","Erdgas","GuD",0.35249999999999998,"OPSD (2020)",33,32.200000000000003,{"$f":"(1-VLOOKUP(S946,Start!$H$33:$I$40,2,FALSE)/100)*W946","v":28.014000000000003},{"$f":"VLOOKUP(R946,Start!$C$9:$D$15,2,FALSE)+VLOOKUP(R946,Start!$C$23:$D$29,2,FALSE)","v":128.9},{"$f":"(Y946/T946)+Start!$D$19*(VLOOKUP(R946,Start!$M$33:$N$39,2,FALSE)/T946)+VLOOKUP(S946,Start!$C$33:$D$40,2,FALSE)","v":413.45792907801422}]
[null,null,"Ja","SEE980608407671",null,"N-ERGIE Kraftwerke GmbH","HKW Sandreuth (DT1)",90441,"Nürnberg","Sandreuthstraße 55a","Bayern","2010-01-05","Erdgas","Erdgas, Erdölgas","Erdgas","Ja","Gegendruckmaschine ohne Entnahme","Erdgas","GuD",0.37,"eigene Annahme",20.867000000000001,16.076000000000001,{"$f":"(1-VLOOKUP(S947,Start!$H$33:$I$40,2,FALSE)/100)*W947","v":13.98612},{"$f":"VLOOKUP(R947,Start!$C$9:$D$15,2,FALSE)+VLOOKUP(R947,Start!$C$23:$D$29,2,FALSE)","v":128.9},{"$f":"(Y947/T947)+Start!$D$19*(VLOOKUP(R947,Start!$M$33:$N$39,2,FALSE)/T947)+VLOOKUP(S947,Start!$C$33:$D$40,2,FALSE)","v":393.97343243243245}]
[null,null,"Ja","SEE980794086872",null,"Nordzucker AG Werk Schladen","Generator 4",38315,"Schladen","Bahnhofstraße 13","Niedersachsen","1978-09-01","Erdgas","Erdgas, Erdölgas","Erdgas","Ja","Gegendruckmaschine ohne Entnahme","Erdgas","GuD",0.35,"eigene Annahme",9,8.5,{"$f":"(1-VLOOKUP(S948,Start!$H$33:$I$40,2,FALSE)/100)*W948","v":7.3949999999999996},{"$f":"VLOOKUP(R948,Start!$C$9:$D$15,2,FALSE)+VLOOKUP(R948,Start!$C$23:$D$29,2,FALSE)","v":128.9},{"$f":"(Y948/T948)+Start!$D$19*(VLOOKUP(R948,Start!$M$33:$N$39,2,FALSE)/T948)+VLOOKUP(S948,Start!$C$33:$D$40,2,FALSE)","v":416.40048571428576}]
[null,null,"Ja","SEE980823248912",null,"Kelheim Fibres GmbH","Turbine 7",93309,"Kelheim","Regensburger Straße 109","Bayern","2014-08-05","Erdgas","Erdgas, Erdölgas","Erdgas","Ja","Gegendruckmaschine mit Entnahme","Erdgas","GuD",0.4,"eigene Annahme",28.027999999999999,25.928999999999998,{"$f":"(1-VLOOKUP(S949,Start!$H$33:$I$40,2,FALSE)/100)*W949","v":22.558229999999998},{"$f":"VLOOKUP(R949,Start!$C$9:$D$15,2,FALSE)+VLOOKUP(R949,Start!$C$23:$D$29,2,FALSE)","v":128.9},{"$f":"(Y949/T949)+Start!$D$19*(VLOOKUP(R949,Start!$M$33:$N$39,2,FALSE)/T949)+VLOOKUP(S949,Start!$C$33:$D$40,2,FALSE)","v":364.53792499999997}]
[null,null,"Ja","SEE980976424690","BNA1335a","Papier- u. Kartonfabrik Varel GmbH & Co. KG","PKV Dampfsammelschienen-KWK-Anlage Generator/ Turbine GT 6",26316,"Varel","Dangaster Straße 38","Niedersachsen","2003-06-01","Erdgas","Erdgas, Erdölgas","Erdgas","Ja","Gasturbinen mit nachgeschalteter Dampfturbine","Erdgas","GuD",0.37290000000000001,"OPSD (2020)",7.9,7.6619999999999999,{"$f":"(1-VLOOKUP(S950,Start!$H$33:$I$40,2,FALSE)/100)*W950","v":6.66594},{"$f":"VLOOKUP(R950,Start!$C$9:$D$15,2,FALSE)+VLOOKUP(R950,Start!$C$23:$D$29,2,FALSE)","v":128.9},{"$f":"(Y950/T950)+Start!$D$19*(VLOOKUP(R950,Start!$M$33:$N$39,2,FALSE)/T950)+VLOOKUP(S950,Start!$C$33:$D$40,2,FALSE)","v":390.92121212121214}]
[null,null,"Ja","SEE981003349412","BNA0693","SWN Stadtwerke Neumünster GmbH","T6",24534,"Neumünster","Bismarckstraße 51","Schleswig-Holstein","2014-07-10","nicht biogener Abfall","nicht biogener Abfall (Hausmüll, Siedlungsabfälle)","Abfall","Ja","Kondensationsmaschine mit Entnahme","Abfall","Abfall",0.33,"OPSD (2020)",23.02,14.44,{"$f":"(1-VLOOKUP(S951,Start!$H$33:$I$40,2,FALSE)/100)*W951","v":12.273999999999999},{"$f":"VLOOKUP(R951,Start!$C$9:$D$15,2,FALSE)+VLOOKUP(R951,Start!$C$23:$D$29,2,FALSE)","v":0},{"$f":"(Y951/T951)+Start!$D$19*(VLOOKUP(R951,Start!$M$33:$N$39,2,FALSE)/T951)+VLOOKUP(S951,Start!$C$33:$D$40,2,FALSE)","v":1}]
[null,null,"Ja","SEE981109871657","BNA0085a","Vattenfall Wärme Berlin AG","HKW Moabit Dampfturbine",13353,"Berlin","Friedrich-Krause-Ufer 42278","Berlin","1990-02-27","Steinkohle","Steinkohlen","Steinkohle","Ja","Kondensationsmaschine mit Entnahme","Steinkohle","Steinkohle",0.4,"OPSD (2020)",100,89,{"$f":"(1-VLOOKUP(S952,Start!$H$33:$I$40,2,FALSE)/100)*W952","v":71.2},{"$f":"VLOOKUP(R952,Start!$C$9:$D$15,2,FALSE)+VLOOKUP(R952,Start!$C$23:$D$29,2,FALSE)","v":42.45},{"$f":"(Y952/T952)+Start!$D$19*(VLOOKUP(R952,Start!$M$33:$N$39,2,FALSE)/T952)+VLOOKUP(S952,Start!$C$33:$D$40,2,FALSE)","v":175.81072500000002}]
[null,null,"Ja","SEE981220191160","BNA1467","Koehler Oberkirch GmbH","HKW Oberkirch",77704,"Oberkirch","Hauptstraße 2","Baden-Württemberg","1987-05-26","Steinkohle","Steinkohlen","Steinkohle","Ja","Kondensationsmaschine mit Entnahme","Steinkohle","Steinkohle",0.375,"Annahme basierend auf DIW (2014)",20,18.5,{"$f":"(1-VLOOKUP(S953,Start!$H$33:$I$40,2,FALSE)/100)*W953","v":14.8},{"$f":"VLOOKUP(R953,Start!$C$9:$D$15,2,FALSE)+VLOOKUP(R953,Start!$C$23:$D$29,2,FALSE)","v":42.45},{"$f":"(Y953/T953)+Start!$D$19*(VLOOKUP(R953,Start!$M$33:$N$39,2,FALSE)/T953)+VLOOKUP(S953,Start!$C$33:$D$40,2,FALSE)","v":187.44477333333336}]
[null,null,"Ja","SEE981258814888","BNA1526","Raffinerie Heide GmbH","Kraftwerk Raffinerie Heide GmbH",25770,"Hemmingstedt","Meldorfer Straße 43","Schleswig-Holstein","1962-05-28","Mineralölprodukte","Heizöl, schwer","Mineralölprodukte","Ja","Kondensationsmaschine mit Entnahme","Öl","Öl",0.34320000000000001,"OPSD (2018)",47.2,45.2,{"$f":"(1-VLOOKUP(S954,Start!$H$33:$I$40,2,FALSE)/100)*W954","v":38.42},{"$f":"VLOOKUP(R954,Start!$C$9:$D$15,2,FALSE)+VLOOKUP(R954,Start!$C$23:$D$29,2,FALSE)","v":58.769999999999996},{"$f":"(Y954/T954)+Start!$D$19*(VLOOKUP(R954,Start!$M$33:$N$39,2,FALSE)/T954)+VLOOKUP(S954,Start!$C$33:$D$40,2,FALSE)","v":238.46386946386946}]
[null,null,"Ja","SEE981577567892",null,"Julius Glatz","Turbine 2",67468,"Neidenfels"," ","Rheinland-Pfalz","1955-01-01","Erdgas","Erdgas, Erdölgas","Erdgas","Ja","Kondensationsmaschine mit Entnahme","Erdgas","GuD",0.4,"eigene Annahme",7.2,6.92,{"$f":"(1-VLOOKUP(S955,Start!$H$33:$I$40,2,FALSE)/100)*W955","v":6.0203999999999995},{"$f":"VLOOKUP(R955,Start!$C$9:$D$15,2,FALSE)+VLOOKUP(R955,Start!$C$23:$D$29,2,FALSE)","v":128.9},{"$f":"(Y955/T955)+Start!$D$19*(VLOOKUP(R955,Start!$M$33:$N$39,2,FALSE)/T955)+VLOOKUP(S955,Start!$C$33:$D$40,2,FALSE)","v":364.53792499999997}]
[null,null,"Ja","SEE981673107183",null,"Stadtwerke Bernburg GmbH","BHKW Paul-Schneider-Straße",6406,"Bernburg"," ","Sachsen-Anhalt","2011-01-17","Erdgas","Erdgas, Erdölgas","Erdgas","Ja","Verbrennungsmotor","Erdgas","GuD",0.4,"eigene Annahme",1.99,1.9590000000000001,{"$f":"(1-VLOOKUP(S956,Start!$H$33:$I$40,2,FALSE)/100)*W956","v":1.7043300000000001},{"$f":"VLOOKUP(R956,Start!$C$9:$D$15,2,FALSE)+VLOOKUP(R956,Start!$C$23:$D$29,2,FALSE)","v":128.9},{"$f":"(Y956/T956)+Start!$D$19*(VLOOKUP(R956,Start!$M$33:$N$39,2,FALSE)/T956)+VLOOKUP(S956,Start!$C$33:$D$40,2,FALSE)","v":364.53792499999997}]
[null,null,"Ja","SEE981876305560","BNA0590","MVV Umwelt Asset GmbH","TREA Leuna 1",6237,"Leuna","An der B 91 Tor 12","Sachsen-Anhalt","2005-08-26","nicht biogener Abfall","nicht biogener Abfall (Hausmüll, Siedlungsabfälle)","Abfall","Nein","Kondensationsmaschine ohne Entnahme","Abfall","Abfall",0.33,"OPSD (2020)",18.545000000000002,16.245000000000001,{"$f":"(1-VLOOKUP(S957,Start!$H$33:$I$40,2,FALSE)/100)*W957","v":13.808250000000001},{"$f":"VLOOKUP(R957,Start!$C$9:$D$15,2,FALSE)+VLOOKUP(R957,Start!$C$23:$D$29,2,FALSE)","v":0},{"$f":"(Y957/T957)+Start!$D$19*(VLOOKUP(R957,Start!$M$33:$N$39,2,FALSE)/T957)+VLOOKUP(S957,Start!$C$33:$D$40,2,FALSE)","v":1}]
[null,null,"Ja","SEE981924913907","BNA0429","Peissenberger Kraftwerksgesellschaft","GT 3",83734,"Hausham","Brentenstraße 3","Bayern","1982-11-01","Mineralölprodukte","Heizöl, leicht","Mineralölprodukte","Nein","Gasturbinen ohne Abhitzekessel","Öl","Öl",0.3332,"OPSD (2020)",23.2,23.2,{"$f":"(1-VLOOKUP(S958,Start!$H$33:$I$40,2,FALSE)/100)*W958","v":19.72},{"$f":"VLOOKUP(R958,Start!$C$9:$D$15,2,FALSE)+VLOOKUP(R958,Start!$C$23:$D$29,2,FALSE)","v":58.769999999999996},{"$f":"(Y958/T958)+Start!$D$19*(VLOOKUP(R958,Start!$M$33:$N$39,2,FALSE)/T958)+VLOOKUP(S958,Start!$C$33:$D$40,2,FALSE)","v":245.59063625450182}]
[null,null,"Ja","SEE982064018118","BNA1523b","Moritz J. Weig GmbH & Co. KG","Gasturbine 2",56727,"Mayen","Polcher Straße 113","Rheinland-Pfalz","2015-10-01","Erdgas","Erdgas, Erdölgas","Erdgas","Ja","Gasturbinen mit Abhitzekessel","Erdgas","GuD",0.59850000000000003,"OPSD (2020)",16.649999999999999,16.649999999999999,{"$f":"(1-VLOOKUP(S959,Start!$H$33:$I$40,2,FALSE)/100)*W959","v":14.485499999999998},{"$f":"VLOOKUP(R959,Start!$C$9:$D$15,2,FALSE)+VLOOKUP(R959,Start!$C$23:$D$29,2,FALSE)","v":128.9},{"$f":"(Y959/T959)+Start!$D$19*(VLOOKUP(R959,Start!$M$33:$N$39,2,FALSE)/T959)+VLOOKUP(S959,Start!$C$33:$D$40,2,FALSE)","v":244.13186299081036}]
[null,null,"Ja","SEE982082292286",null,"Salzgitter Flachstahl GmbH","SSD3",38239,"Salzgitter","Eisenhüttenstraße 99","Niedersachsen","2013-11-20","Mineralölprodukte","Heizöl, leicht","Mineralölprodukte","Nein","Verbrennungsmotor","Öl","Öl",0.4,"eigene Annahme",2.48,2.4780000000000002,{"$f":"(1-VLOOKUP(S960,Start!$H$33:$I$40,2,FALSE)/100)*W960","v":2.1063000000000001},{"$f":"VLOOKUP(R960,Start!$C$9:$D$15,2,FALSE)+VLOOKUP(R960,Start!$C$23:$D$29,2,FALSE)","v":58.769999999999996},{"$f":"(Y960/T960)+Start!$D$19*(VLOOKUP(R960,Start!$M$33:$N$39,2,FALSE)/T960)+VLOOKUP(S960,Start!$C$33:$D$40,2,FALSE)","v":204.744}]
[null,null,"Ja","SEE982109200867",null,"Schwarz IT KG","RZ-Parkhaus-Stiftsberg-DC01 Modul 1",74172,"Neckarsulm","Stiftsbergstraße 1","Baden-Württemberg","2010-10-01","Mineralölprodukte","Dieselkraftstoff","Mineralölprodukte","Nein","Verbrennungsmotor","Öl","Öl",0.4,"eigene Annahme",3.4649999999999999,3.4649999999999999,{"$f":"(1-VLOOKUP(S961,Start!$H$33:$I$40,2,FALSE)/100)*W961","v":2.9452499999999997},{"$f":"VLOOKUP(R961,Start!$C$9:$D$15,2,FALSE)+VLOOKUP(R961,Start!$C$23:$D$29,2,FALSE)","v":58.769999999999996},{"$f":"(Y961/T961)+Start!$D$19*(VLOOKUP(R961,Start!$M$33:$N$39,2,FALSE)/T961)+VLOOKUP(S961,Start!$C$33:$D$40,2,FALSE)","v":204.744}]
[null,null,"Ja","SEE982127973149","BNA0521","Städtische Werke Energie + Wärme GmbH","Kombi-HKW GT2",34134,"Kassel","Dennhäuser Straße 122","Hessen","2005-12-05","Erdgas","Erdgas, Erdölgas","Erdgas","Ja","Gasturbinen mit nachgeschalteter Dampfturbine","Erdgas","GuD",0.37180000000000002,"OPSD (2020)",35.799999999999997,35.029000000000003,{"$f":"(1-VLOOKUP(S962,Start!$H$33:$I$40,2,FALSE)/100)*W962","v":30.475230000000003},{"$f":"VLOOKUP(R962,Start!$C$9:$D$15,2,FALSE)+VLOOKUP(R962,Start!$C$23:$D$29,2,FALSE)","v":128.9},{"$f":"(Y962/T962)+Start!$D$19*(VLOOKUP(R962,Start!$M$33:$N$39,2,FALSE)/T962)+VLOOKUP(S962,Start!$C$33:$D$40,2,FALSE)","v":392.07334588488436}]
[null,null,"Ja","SEE982138852266",null,"Stadtwerke Greifswald GmbH","BHKW-Süd",17489,"Greifswald","An der Jungfernwiese 8","Mecklenburg-Vorpommern","2020-12-16","Erdgas","Erdgas, Erdölgas","Erdgas","Ja","Verbrennungsmotor","Erdgas","GuD",0.4,"eigene Annahme",4.1849999999999996,4.0999999999999996,{"$f":"(1-VLOOKUP(S963,Start!$H$33:$I$40,2,FALSE)/100)*W963","v":3.5669999999999997},{"$f":"VLOOKUP(R963,Start!$C$9:$D$15,2,FALSE)+VLOOKUP(R963,Start!$C$23:$D$29,2,FALSE)","v":128.9},{"$f":"(Y963/T963)+Start!$D$19*(VLOOKUP(R963,Start!$M$33:$N$39,2,FALSE)/T963)+VLOOKUP(S963,Start!$C$33:$D$40,2,FALSE)","v":364.53792499999997}]
[null,null,"Ja","SEE982248430859","BNA0318","RhönEnergie Fulda GmbH","Kraftwerk Fulda Aggregat 5",36043,"Fulda","Frankfurter Straße 4","Hessen","2010-01-01","Mineralölprodukte","Dieselkraftstoff","Mineralölprodukte","Nein","Verbrennungsmotor","Öl","Öl",0.39710000000000001,"OPSD (2020)",1.2,1.1200000000000001,{"$f":"(1-VLOOKUP(S964,Start!$H$33:$I$40,2,FALSE)/100)*W964","v":0.95200000000000007},{"$f":"VLOOKUP(R964,Start!$C$9:$D$15,2,FALSE)+VLOOKUP(R964,Start!$C$23:$D$29,2,FALSE)","v":58.769999999999996},{"$f":"(Y964/T964)+Start!$D$19*(VLOOKUP(R964,Start!$M$33:$N$39,2,FALSE)/T964)+VLOOKUP(S964,Start!$C$33:$D$40,2,FALSE)","v":206.23193150339964}]
[null,null,"Ja","SEE982350358232","BNA0261c","Erlanger Stadtwerke AG","HKW - GuD2",91052,"Erlangen","Äußere Brucker Straße 33","Bayern","2014-02-10","Erdgas","Erdgas, Erdölgas","Erdgas","Ja","Gasturbinen mit nachgeschalteter Dampfturbine","Erdgas","GuD",0.60299999999999998,"OPSD (2020)",7,6.7,{"$f":"(1-VLOOKUP(S965,Start!$H$33:$I$40,2,FALSE)/100)*W965","v":5.8289999999999997},{"$f":"VLOOKUP(R965,Start!$C$9:$D$15,2,FALSE)+VLOOKUP(R965,Start!$C$23:$D$29,2,FALSE)","v":128.9},{"$f":"(Y965/T965)+Start!$D$19*(VLOOKUP(R965,Start!$M$33:$N$39,2,FALSE)/T965)+VLOOKUP(S965,Start!$C$33:$D$40,2,FALSE)","v":242.32117744610284}]
[null,null,"Ja","SEE982367992610","BNA0745","Uniper Kraftwerke GmbH","Franken GT2",90449,"Nürnberg","Felsenstraße 14","Bayern","1975-01-01","Erdgas","Erdgas, Erdölgas","Erdgas","Nein","Gasturbinen mit nachgeschalteter Dampfturbine","Erdgas","GuD",0.432,"OPSD (2020)",395,387,{"$f":"(1-VLOOKUP(S966,Start!$H$33:$I$40,2,FALSE)/100)*W966","v":336.69},{"$f":"VLOOKUP(R966,Start!$C$9:$D$15,2,FALSE)+VLOOKUP(R966,Start!$C$23:$D$29,2,FALSE)","v":128.9},{"$f":"(Y966/T966)+Start!$D$19*(VLOOKUP(R966,Start!$M$33:$N$39,2,FALSE)/T966)+VLOOKUP(S966,Start!$C$33:$D$40,2,FALSE)","v":337.64622685185185}]
[null,null,"Ja","SEE982412379564",null,"Jäckering Mühlen- und Nährmittelwerke GmbH","BHKW Hafen - Modul 6",59067,"Hamm","Speicherstraße 15","Nordrhein-Westfalen","2017-12-28","Erdgas","Erdgas, Erdölgas","Erdgas","Ja","Verbrennungsmotor","Erdgas","GuD",0.4,"eigene Annahme",1.415,1.3979999999999999,{"$f":"(1-VLOOKUP(S967,Start!$H$33:$I$40,2,FALSE)/100)*W967","v":1.2162599999999999},{"$f":"VLOOKUP(R967,Start!$C$9:$D$15,2,FALSE)+VLOOKUP(R967,Start!$C$23:$D$29,2,FALSE)","v":128.9},{"$f":"(Y967/T967)+Start!$D$19*(VLOOKUP(R967,Start!$M$33:$N$39,2,FALSE)/T967)+VLOOKUP(S967,Start!$C$33:$D$40,2,FALSE)","v":364.53792499999997}]
[null,null,"Ja","SEE982512881400","BNA1104","Stadtwerke Augsburg Energie GmbH","HKW, Dampfturbine 2",86152,"Augsburg","Franziskanergasse 9","Bayern","1976-12-15","Erdgas","Erdgas, Erdölgas","Erdgas","Ja","Gegendruckmaschine mit Entnahme","Erdgas","GuD",0.35859999999999997,"OPSD (2020)",20.9,20.399999999999999,{"$f":"(1-VLOOKUP(S968,Start!$H$33:$I$40,2,FALSE)/100)*W968","v":17.747999999999998},{"$f":"VLOOKUP(R968,Start!$C$9:$D$15,2,FALSE)+VLOOKUP(R968,Start!$C$23:$D$29,2,FALSE)","v":128.9},{"$f":"(Y968/T968)+Start!$D$19*(VLOOKUP(R968,Start!$M$33:$N$39,2,FALSE)/T968)+VLOOKUP(S968,Start!$C$33:$D$40,2,FALSE)","v":406.4502788622421}]
[null,null,"Ja","SEE982556430190","BNA0596","TotalEnergies Raffinerie Mitteldeutschland GmbH","Raffineriekraftwerk Leuna HDT",6237,"Leuna","Am Haupttor 3691","Sachsen-Anhalt","1997-01-01","Mineralölprodukte","Andere Mineralölprodukte","Mineralölprodukte","Ja","Gegendruckmaschine ohne Entnahme","Öl","Öl",0.38,"OPSD (2020)",33.6,29.3,{"$f":"(1-VLOOKUP(S969,Start!$H$33:$I$40,2,FALSE)/100)*W969","v":24.905000000000001},{"$f":"VLOOKUP(R969,Start!$C$9:$D$15,2,FALSE)+VLOOKUP(R969,Start!$C$23:$D$29,2,FALSE)","v":58.769999999999996},{"$f":"(Y969/T969)+Start!$D$19*(VLOOKUP(R969,Start!$M$33:$N$39,2,FALSE)/T969)+VLOOKUP(S969,Start!$C$33:$D$40,2,FALSE)","v":215.46736842105261}]
[null,null,"Ja","SEE982563254987","BNA0627","Kraftwerke Mainz-Wiesbaden AG","KW2 GT26",55120,"Mainz","Kraftwerkallee 1","Rheinland-Pfalz","1977-01-01","Erdgas","Erdgas, Erdölgas","Erdgas","Nein","Gasturbinen ohne Abhitzekessel","Erdgas","GuD",0.432,"OPSD (2020)",95,90,{"$f":"(1-VLOOKUP(S970,Start!$H$33:$I$40,2,FALSE)/100)*W970","v":78.3},{"$f":"VLOOKUP(R970,Start!$C$9:$D$15,2,FALSE)+VLOOKUP(R970,Start!$C$23:$D$29,2,FALSE)","v":128.9},{"$f":"(Y970/T970)+Start!$D$19*(VLOOKUP(R970,Start!$M$33:$N$39,2,FALSE)/T970)+VLOOKUP(S970,Start!$C$33:$D$40,2,FALSE)","v":337.64622685185185}]
[null,null,"Ja","SEE982694984074","BNA1315","Universitätsklinikum Freiburg","BHKW 1",79106,"Freiburg","Hartmannstraße 1","Baden-Württemberg","2015-12-15","Erdgas","Erdgas, Erdölgas","Erdgas","Ja","Verbrennungsmotor","Erdgas","GuD",0.3861,"OPSD (2020)",2.028,1.9990000000000001,{"$f":"(1-VLOOKUP(S971,Start!$H$33:$I$40,2,FALSE)/100)*W971","v":1.7391300000000001},{"$f":"VLOOKUP(R971,Start!$C$9:$D$15,2,FALSE)+VLOOKUP(R971,Start!$C$23:$D$29,2,FALSE)","v":128.9},{"$f":"(Y971/T971)+Start!$D$19*(VLOOKUP(R971,Start!$M$33:$N$39,2,FALSE)/T971)+VLOOKUP(S971,Start!$C$33:$D$40,2,FALSE)","v":377.60766640766644}]
[null,null,"Ja","SEE982889459141","BNA1947","BMW AG Niederlassung Stuttgart","Werk 1.5 KWK 3",80937,"München","Knorrstraße 147","Bayern","2019-04-30","Erdgas","Erdgas, Erdölgas","Erdgas","Ja","Verbrennungsmotor","Erdgas","GuD",0.40589999999999998,"eigene Annahme",3.431,3.36,{"$f":"(1-VLOOKUP(S972,Start!$H$33:$I$40,2,FALSE)/100)*W972","v":2.9232},{"$f":"VLOOKUP(R972,Start!$C$9:$D$15,2,FALSE)+VLOOKUP(R972,Start!$C$23:$D$29,2,FALSE)","v":128.9},{"$f":"(Y972/T972)+Start!$D$19*(VLOOKUP(R972,Start!$M$33:$N$39,2,FALSE)/T972)+VLOOKUP(S972,Start!$C$33:$D$40,2,FALSE)","v":359.26095097314612}]
[null,null,"Ja","SEE982892019516","BNA1193","Stadtwerke Lemgo GmbH","KWK-0003",32657,"Lemgo","Liemer Weg 71","Nordrhein-Westfalen","1995-09-01","Erdgas","Erdgas, Erdölgas","Erdgas","Ja","Gasturbinen mit Abhitzekessel","Erdgas","GuD",0.3861,"OPSD (2020)",5.16,5.07,{"$f":"(1-VLOOKUP(S973,Start!$H$33:$I$40,2,FALSE)/100)*W973","v":4.4108999999999998},{"$f":"VLOOKUP(R973,Start!$C$9:$D$15,2,FALSE)+VLOOKUP(R973,Start!$C$23:$D$29,2,FALSE)","v":128.9},{"$f":"(Y973/T973)+Start!$D$19*(VLOOKUP(R973,Start!$M$33:$N$39,2,FALSE)/T973)+VLOOKUP(S973,Start!$C$33:$D$40,2,FALSE)","v":377.60766640766644}]
[null,null,"Ja","SEE982928435068",null,"Vattenfall Wärme Berlin AG","GuD Marzahn Dampfturbine",12681,"Berlin","Allee der Kosmonauten 26 B","Berlin","2020-05-07","Wärme","Prozessdampf","Wärme","Ja","Kondensationsmaschine mit Entnahme","Sonstige","Sonstige",0.36499999999999999,"https://www.siemens-energy.com/global/en/offerings/power-generation/gas-turbines/sgt5-2000e.html",70.5,69.3,{"$f":"(1-VLOOKUP(S974,Start!$H$33:$I$40,2,FALSE)/100)*W974","v":58.904999999999994},{"$f":"VLOOKUP(R974,Start!$C$9:$D$15,2,FALSE)+VLOOKUP(R974,Start!$C$23:$D$29,2,FALSE)","v":58.47},{"$f":"(Y974/T974)+Start!$D$19*(VLOOKUP(R974,Start!$M$33:$N$39,2,FALSE)/T974)+VLOOKUP(S974,Start!$C$33:$D$40,2,FALSE)","v":208.78186301369863}]
[null,null,"Ja","SEE983138549866","BNA0238b","ArcelorMittal Eisenhüttenstadt GmbH","IKW Block 7",15890,"Eisenhüttenstadt","Jugendstraße 1","Brandenburg","2013-05-08","andere Gase","Hochofengas, Konvertergas","Sonstige Energieträger (nicht erneuerbar)","Ja","Kondensationsmaschine mit Entnahme","Erdgas","GuD",0.39600000000000002,"Annahme basierend auf DIW (2014)",56,53.9,{"$f":"(1-VLOOKUP(S975,Start!$H$33:$I$40,2,FALSE)/100)*W975","v":46.893000000000001},{"$f":"VLOOKUP(R975,Start!$C$9:$D$15,2,FALSE)+VLOOKUP(R975,Start!$C$23:$D$29,2,FALSE)","v":128.9},{"$f":"(Y975/T975)+Start!$D$19*(VLOOKUP(R975,Start!$M$33:$N$39,2,FALSE)/T975)+VLOOKUP(S975,Start!$C$33:$D$40,2,FALSE)","v":368.20497474747475}]
[null,null,"Ja","SEE983252937631","BNA0709","RWE Power AG","Niederaußem K",50129,"Bergheim","Werkstr. ","Nordrhein-Westfalen","2003-01-28","Braunkohle","Rohbraunkohlen","Braunkohle","Ja","Kondensationsmaschine mit Entnahme","Braunkohle","Braunkohle",0.43,"OPSD (2020)",998,944,{"$f":"(1-VLOOKUP(S976,Start!$H$33:$I$40,2,FALSE)/100)*W976","v":821.28},{"$f":"VLOOKUP(R976,Start!$C$9:$D$15,2,FALSE)+VLOOKUP(R976,Start!$C$23:$D$29,2,FALSE)","v":3.1},{"$f":"(Y976/T976)+Start!$D$19*(VLOOKUP(R976,Start!$M$33:$N$39,2,FALSE)/T976)+VLOOKUP(S976,Start!$C$33:$D$40,2,FALSE)","v":85.171348837209308}]
[null,null,"Ja","SEE983509659989","BNA1948","Kraftwerke Mainz-Wiesbaden AG","BHKW KW5 52",55120,"Mainz","Kraftwerkallee 1","Rheinland-Pfalz","2020-12-23","Erdgas","Erdgas, Erdölgas","Erdgas","Ja","Verbrennungsmotor","Erdgas","GuD",0.45,"https://www.kmw-ag.de/anlagen/blockheizkraftwerk/",10.02,9.93,{"$f":"(1-VLOOKUP(S977,Start!$H$33:$I$40,2,FALSE)/100)*W977","v":8.6390999999999991},{"$f":"VLOOKUP(R977,Start!$C$9:$D$15,2,FALSE)+VLOOKUP(R977,Start!$C$23:$D$29,2,FALSE)","v":128.9},{"$f":"(Y977/T977)+Start!$D$19*(VLOOKUP(R977,Start!$M$33:$N$39,2,FALSE)/T977)+VLOOKUP(S977,Start!$C$33:$D$40,2,FALSE)","v":324.20037777777782}]
[null,null,"Ja","SEE983807255883","BNA1458","Buchmann Karton","KWK Anlage",76855,"Annweiler","Wasgaustraße 5","Rheinland-Pfalz","1976-01-24","Erdgas","Erdgas, Erdölgas","Erdgas","Ja","Gasturbinen mit nachgeschalteter Dampfturbine","Erdgas","GuD",0.36299999999999999,"Annahme basierend auf DIW (2014)",24.6,23.8,{"$f":"(1-VLOOKUP(S978,Start!$H$33:$I$40,2,FALSE)/100)*W978","v":20.706},{"$f":"VLOOKUP(R978,Start!$C$9:$D$15,2,FALSE)+VLOOKUP(R978,Start!$C$23:$D$29,2,FALSE)","v":128.9},{"$f":"(Y978/T978)+Start!$D$19*(VLOOKUP(R978,Start!$M$33:$N$39,2,FALSE)/T978)+VLOOKUP(S978,Start!$C$33:$D$40,2,FALSE)","v":401.54179063360885}]
[null,null,"Ja","SEE983959934148","BNA0418","enercity AG","HKW Linden DT",30449,"Hannover","Spinnereistraße 9","Niedersachsen","1996-06-20","Erdgas","Erdgas, Erdölgas","Erdgas","Nein","Gasturbinen mit Abhitzekessel","Erdgas","GuD",0.55000000000000004,"OPSD (2020)",79.400000000000006,78,{"$f":"(1-VLOOKUP(S979,Start!$H$33:$I$40,2,FALSE)/100)*W979","v":67.86},{"$f":"VLOOKUP(R979,Start!$C$9:$D$15,2,FALSE)+VLOOKUP(R979,Start!$C$23:$D$29,2,FALSE)","v":128.9},{"$f":"(Y979/T979)+Start!$D$19*(VLOOKUP(R979,Start!$M$33:$N$39,2,FALSE)/T979)+VLOOKUP(S979,Start!$C$33:$D$40,2,FALSE)","v":265.52758181818177}]
[null,null,"Ja","SEE984037976906","BNA0658","Evonik Operations GmbH","Kraftwerk III, GT311",45772,"Marl","Paul-Baumann-Straße 1","Nordrhein-Westfalen","1973-11-22","Erdgas","Erdgas, Erdölgas","Erdgas","Ja","Gasturbinen mit nachgeschalteter Dampfturbine","Erdgas","GuD",0.55349999999999999,"OPSD (2020)",62.56,61.127000000000002,{"$f":"(1-VLOOKUP(S980,Start!$H$33:$I$40,2,FALSE)/100)*W980","v":53.180489999999999},{"$f":"VLOOKUP(R980,Start!$C$9:$D$15,2,FALSE)+VLOOKUP(R980,Start!$C$23:$D$29,2,FALSE)","v":128.9},{"$f":"(Y980/T980)+Start!$D$19*(VLOOKUP(R980,Start!$M$33:$N$39,2,FALSE)/T980)+VLOOKUP(S980,Start!$C$33:$D$40,2,FALSE)","v":263.85803071364046}]
[null,null,"Ja","SEE984068604342","BNA1926","ENGIE Deutschland AG","70001313.01",7546,"Gera","Siemensstraße 43","Thüringen","2018-12-05","Erdgas","Erdgas, Erdölgas","Erdgas","Ja","Verbrennungsmotor","Erdgas","GuD",0.40479999999999999,"OPSD (2020)",4.5,4.4720000000000004,{"$f":"(1-VLOOKUP(S981,Start!$H$33:$I$40,2,FALSE)/100)*W981","v":3.8906400000000003},{"$f":"VLOOKUP(R981,Start!$C$9:$D$15,2,FALSE)+VLOOKUP(R981,Start!$C$23:$D$29,2,FALSE)","v":128.9},{"$f":"(Y981/T981)+Start!$D$19*(VLOOKUP(R981,Start!$M$33:$N$39,2,FALSE)/T981)+VLOOKUP(S981,Start!$C$33:$D$40,2,FALSE)","v":360.23312747035578}]
[null,null,"Ja","SEE984196895179",null,"Volkswagen AG","GT32 GuD Süd Wolfsburg",38440,"Wolfsburg","Berliner Ring 2","Niedersachsen","2021-12-27","Erdgas","Erdgas, Erdölgas","Erdgas","Ja","Gasturbinen mit nachgeschalteter Dampfturbine","Erdgas","GuD",0.40699999999999997,"Annahme basierend auf DIW (2014)",49.5,49.4,{"$f":"(1-VLOOKUP(S982,Start!$H$33:$I$40,2,FALSE)/100)*W982","v":42.978000000000002},{"$f":"VLOOKUP(R982,Start!$C$9:$D$15,2,FALSE)+VLOOKUP(R982,Start!$C$23:$D$29,2,FALSE)","v":128.9},{"$f":"(Y982/T982)+Start!$D$19*(VLOOKUP(R982,Start!$M$33:$N$39,2,FALSE)/T982)+VLOOKUP(S982,Start!$C$33:$D$40,2,FALSE)","v":358.29402948402952}]
[null,null,"Ja","SEE984335626152","BNA0545","RheinEnergie AG","GT Niehl 2 RheinEnergie",50735,"Köln","Am Molenkopf 3","Nordrhein-Westfalen","2005-03-26","Erdgas","Erdgas, Erdölgas","Erdgas","Ja","Gasturbinen mit Abhitzekessel","Erdgas","GuD",0.57999999999999996,"OPSD (2020)",274,266,{"$f":"(1-VLOOKUP(S983,Start!$H$33:$I$40,2,FALSE)/100)*W983","v":231.42},{"$f":"VLOOKUP(R983,Start!$C$9:$D$15,2,FALSE)+VLOOKUP(R983,Start!$C$23:$D$29,2,FALSE)","v":128.9},{"$f":"(Y983/T983)+Start!$D$19*(VLOOKUP(R983,Start!$M$33:$N$39,2,FALSE)/T983)+VLOOKUP(S983,Start!$C$33:$D$40,2,FALSE)","v":251.87098275862073}]
[null,null,"Ja","SEE984352856976",null,"BMW AG Niederlassung Stuttgart","Leipzig KWK 1",4349,"Leipzig","BMW Allee 1","Sachsen","2009-03-09","Erdgas","Erdgas, Erdölgas","Erdgas","Ja","Verbrennungsmotor","Erdgas","GuD",0.4,"eigene Annahme",3.1190000000000002,0.79734000000000005,{"$f":"(1-VLOOKUP(S984,Start!$H$33:$I$40,2,FALSE)/100)*W984","v":0.69368580000000002},{"$f":"VLOOKUP(R984,Start!$C$9:$D$15,2,FALSE)+VLOOKUP(R984,Start!$C$23:$D$29,2,FALSE)","v":128.9},{"$f":"(Y984/T984)+Start!$D$19*(VLOOKUP(R984,Start!$M$33:$N$39,2,FALSE)/T984)+VLOOKUP(S984,Start!$C$33:$D$40,2,FALSE)","v":364.53792499999997}]
[null,null,"Ja","SEE984460499508",null,"Volkswagen AG","011_CS09_USV-B-1",38440,"Wolfsburg","Berliner Ring 2","Niedersachsen","2016-12-01","Mineralölprodukte","Dieselkraftstoff","Mineralölprodukte","Nein","Verbrennungsmotor","Öl","Öl",0.4,"eigene Annahme",2.2000000000000002,2,{"$f":"(1-VLOOKUP(S985,Start!$H$33:$I$40,2,FALSE)/100)*W985","v":1.7},{"$f":"VLOOKUP(R985,Start!$C$9:$D$15,2,FALSE)+VLOOKUP(R985,Start!$C$23:$D$29,2,FALSE)","v":58.769999999999996},{"$f":"(Y985/T985)+Start!$D$19*(VLOOKUP(R985,Start!$M$33:$N$39,2,FALSE)/T985)+VLOOKUP(S985,Start!$C$33:$D$40,2,FALSE)","v":204.744}]
[null,null,"Ja","SEE985036646654",null,"DREWAG - Stadtwerke Dresden GmbH","Gasmotoren-Heizkraftwerk Dresden-Reick - Aggregat II",1277,"Dresden","Liebstädter Straße 1","Sachsen","2022-02-12","Erdgas","Erdgas, Erdölgas","Erdgas","Nein","Gasturbinen mit Abhitzekessel","Erdgas","GuD",0.47,"Annahme basierend auf DIW (2014)",11.76,11.3,{"$f":"(1-VLOOKUP(S986,Start!$H$33:$I$40,2,FALSE)/100)*W986","v":9.8310000000000013},{"$f":"VLOOKUP(R986,Start!$C$9:$D$15,2,FALSE)+VLOOKUP(R986,Start!$C$23:$D$29,2,FALSE)","v":128.9},{"$f":"(Y986/T986)+Start!$D$19*(VLOOKUP(R986,Start!$M$33:$N$39,2,FALSE)/T986)+VLOOKUP(S986,Start!$C$33:$D$40,2,FALSE)","v":310.46844680851069}]
[null,null,"Ja","SEE985117126280","BNA0926b","Sappi Stockstadt GmbH","ST_HKW_T4",63811,"Stockstadt","Obernburger Straße 44805","Bayern","1962-12-01","Steinkohle","Steinkohlen","Steinkohle","Ja","Gegendruckmaschine ohne Entnahme","Steinkohle","Steinkohle",0.35,"OPSD (2020)",6.4,5.76,{"$f":"(1-VLOOKUP(S987,Start!$H$33:$I$40,2,FALSE)/100)*W987","v":4.6079999999999997},{"$f":"VLOOKUP(R987,Start!$C$9:$D$15,2,FALSE)+VLOOKUP(R987,Start!$C$23:$D$29,2,FALSE)","v":42.45},{"$f":"(Y987/T987)+Start!$D$19*(VLOOKUP(R987,Start!$M$33:$N$39,2,FALSE)/T987)+VLOOKUP(S987,Start!$C$33:$D$40,2,FALSE)","v":200.74082857142861}]
[null,null,"Ja","SEE985143270643",null,"SWU Energie GmbH","BHKW Neu-Ulm M1",89231,"Neu-Ulm","Bradleystraße 32,5","Bayern","2021-12-14","Erdgas","Erdgas, Erdölgas","Erdgas","Ja","Verbrennungsmotor","Erdgas","GuD",0.47,"Annahme basierend auf DIW (2014)",2.6760000000000002,2.6219999999999999,{"$f":"(1-VLOOKUP(S988,Start!$H$33:$I$40,2,FALSE)/100)*W988","v":2.2811399999999997},{"$f":"VLOOKUP(R988,Start!$C$9:$D$15,2,FALSE)+VLOOKUP(R988,Start!$C$23:$D$29,2,FALSE)","v":128.9},{"$f":"(Y988/T988)+Start!$D$19*(VLOOKUP(R988,Start!$M$33:$N$39,2,FALSE)/T988)+VLOOKUP(S988,Start!$C$33:$D$40,2,FALSE)","v":310.46844680851069}]
[null,null,"Ja","SEE985205009518",null,"Südzucker AG","Dampfturbine I Südzucker Offenau",74254,"Offenau","Ludwig-Kayser Straße 1","Baden-Württemberg","1971-09-20","Wärme","Prozessdampf","Wärme","Ja","Gegendruckmaschine ohne Entnahme","Sonstige","Sonstige",0.35,"eigene Annahme",8.64,7.3440000000000003,{"$f":"(1-VLOOKUP(S989,Start!$H$33:$I$40,2,FALSE)/100)*W989","v":6.2423999999999999},{"$f":"VLOOKUP(R989,Start!$C$9:$D$15,2,FALSE)+VLOOKUP(R989,Start!$C$23:$D$29,2,FALSE)","v":58.47},{"$f":"(Y989/T989)+Start!$D$19*(VLOOKUP(R989,Start!$M$33:$N$39,2,FALSE)/T989)+VLOOKUP(S989,Start!$C$33:$D$40,2,FALSE)","v":217.68680000000001}]
[null,null,"Ja","SEE985206646330","BNA1945","Stadtwerke Kiel AG","Küstenkraftwerk K.I.E.L Motor 10",24149,"Kiel","Hasselfelde 30","Schleswig-Holstein","2018-10-05","Erdgas","Erdgas, Erdölgas","Erdgas","Ja","Verbrennungsmotor","Erdgas","GuD",0.40589999999999998,"OPSD (2020)",9.5709999999999997,9.4559999999999995,{"$f":"(1-VLOOKUP(S990,Start!$H$33:$I$40,2,FALSE)/100)*W990","v":8.2267200000000003},{"$f":"VLOOKUP(R990,Start!$C$9:$D$15,2,FALSE)+VLOOKUP(R990,Start!$C$23:$D$29,2,FALSE)","v":128.9},{"$f":"(Y990/T990)+Start!$D$19*(VLOOKUP(R990,Start!$M$33:$N$39,2,FALSE)/T990)+VLOOKUP(S990,Start!$C$33:$D$40,2,FALSE)","v":359.26095097314612}]
[null,null,"Ja","SEE985220684011",null,"K+S Minerals and Agriculture GmbH","Kraftwerk SI DT2",31515,"Wunstorf","Schachtstraße 10","Niedersachsen","1973-07-02","Wärme","Prozessdampf","Wärme","Ja","Gegendruckmaschine ohne Entnahme","Sonstige","Sonstige",0.35,"eigene Annahme",9.4390000000000001,9.3000000000000007,{"$f":"(1-VLOOKUP(S991,Start!$H$33:$I$40,2,FALSE)/100)*W991","v":7.9050000000000002},{"$f":"VLOOKUP(R991,Start!$C$9:$D$15,2,FALSE)+VLOOKUP(R991,Start!$C$23:$D$29,2,FALSE)","v":58.47},{"$f":"(Y991/T991)+Start!$D$19*(VLOOKUP(R991,Start!$M$33:$N$39,2,FALSE)/T991)+VLOOKUP(S991,Start!$C$33:$D$40,2,FALSE)","v":217.68680000000001}]
[null,null,"Ja","SEE985288285472","BNA0386","Mohn Media Mohndruck GmbH","GM 2",33332,"Gütersloh"," ","Nordrhein-Westfalen","2017-11-24","Erdgas","Erdgas, Erdölgas","Erdgas","Ja","Verbrennungsmotor","Erdgas","GuD",0.37840000000000001,"OPSD (2020)",1.56,1.532,{"$f":"(1-VLOOKUP(S992,Start!$H$33:$I$40,2,FALSE)/100)*W992","v":1.33284},{"$f":"VLOOKUP(R992,Start!$C$9:$D$15,2,FALSE)+VLOOKUP(R992,Start!$C$23:$D$29,2,FALSE)","v":128.9},{"$f":"(Y992/T992)+Start!$D$19*(VLOOKUP(R992,Start!$M$33:$N$39,2,FALSE)/T992)+VLOOKUP(S992,Start!$C$33:$D$40,2,FALSE)","v":385.26102008456661}]
[null,null,"Ja","SEE985331675700","BNA1405a","Fernwärme Ulm GmbH","HKW Magirusstraße",89077,"Ulm","Magirusstraße 21","Baden-Württemberg","1992-11-09","Erdgas","Erdgas, Erdölgas","Erdgas","Ja","Gegendruckmaschine mit Entnahme","Erdgas","GuD",0.40500000000000003,"OPSD (2020)",15.6,12.6,{"$f":"(1-VLOOKUP(S993,Start!$H$33:$I$40,2,FALSE)/100)*W993","v":10.962},{"$f":"VLOOKUP(R993,Start!$C$9:$D$15,2,FALSE)+VLOOKUP(R993,Start!$C$23:$D$29,2,FALSE)","v":128.9},{"$f":"(Y993/T993)+Start!$D$19*(VLOOKUP(R993,Start!$M$33:$N$39,2,FALSE)/T993)+VLOOKUP(S993,Start!$C$33:$D$40,2,FALSE)","v":360.05597530864196}]
[null,null,"Ja","SEE985412461604",null,"Crespel & Deiters GmbH ＆ Co. KG","GTS2",49479,"Ibbenbüren","Groner Allee 76","Nordrhein-Westfalen","1994-08-15","Erdgas","Erdgas, Erdölgas","Erdgas","Ja","Gasturbinen ohne Abhitzekessel","Erdgas","Gasturbine",0.38,"eigene Annahme",1.1399999999999999,1.1399999999999999,{"$f":"(1-VLOOKUP(S994,Start!$H$33:$I$40,2,FALSE)/100)*W994","v":0.9917999999999999},{"$f":"VLOOKUP(R994,Start!$C$9:$D$15,2,FALSE)+VLOOKUP(R994,Start!$C$23:$D$29,2,FALSE)","v":128.9},{"$f":"(Y994/T994)+Start!$D$19*(VLOOKUP(R994,Start!$M$33:$N$39,2,FALSE)/T994)+VLOOKUP(S994,Start!$C$33:$D$40,2,FALSE)","v":383.14518421052634}]
[null,null,"Ja","SEE985453029962","BNA1185","Pfeifer & Langen GmbH ＆ Co. KG","Könnern Generator 1",6420,"Könnern","An den Sieben Stücken ","Sachsen-Anhalt","1973-01-01","Braunkohle","Braunkohlenbriketts","Braunkohle","Ja","Gegendruckmaschine ohne Entnahme","Braunkohle","Braunkohle",0.43359999999999999,"OPSD (2020)",9,8.35,{"$f":"(1-VLOOKUP(S995,Start!$H$33:$I$40,2,FALSE)/100)*W995","v":7.2645},{"$f":"VLOOKUP(R995,Start!$C$9:$D$15,2,FALSE)+VLOOKUP(R995,Start!$C$23:$D$29,2,FALSE)","v":3.1},{"$f":"(Y995/T995)+Start!$D$19*(VLOOKUP(R995,Start!$M$33:$N$39,2,FALSE)/T995)+VLOOKUP(S995,Start!$C$33:$D$40,2,FALSE)","v":84.478321033210335}]
[null,null,"Ja","SEE985577062814","BNA0686","EnBW Energie Baden-Württemberg AG","GKN II",74382,"Neckarwestheim","Im Steinbruch ","Baden-Württemberg","1989-04-15","Kernenergie","","Kernenergie","Nein","Druckwasserreaktor","Kernenergie","Kernenergie",0.33,"OPSD (2020)",1400,1310,{"$f":"(1-VLOOKUP(S996,Start!$H$33:$I$40,2,FALSE)/100)*W996","v":1218.3},{"$f":"VLOOKUP(R996,Start!$C$9:$D$15,2,FALSE)+VLOOKUP(R996,Start!$C$23:$D$29,2,FALSE)","v":5.5},{"$f":"(Y996/T996)+Start!$D$19*(VLOOKUP(R996,Start!$M$33:$N$39,2,FALSE)/T996)+VLOOKUP(S996,Start!$C$33:$D$40,2,FALSE)","v":17.866666666666664}]
[null,null,"Ja","SEE985585573104","BNA0683b","SWM Services GmbH","SWM HKW Sued GuD1 GT3",81371,"München","Schäftlarnstraße 15","Bayern","1980-10-01","Erdgas","Erdgas, Erdölgas","Erdgas","Ja","Gasturbinen mit Abhitzekessel","Erdgas","GuD",0.45,"OPSD (2020)",98.9,97.9,{"$f":"(1-VLOOKUP(S997,Start!$H$33:$I$40,2,FALSE)/100)*W997","v":85.173000000000002},{"$f":"VLOOKUP(R997,Start!$C$9:$D$15,2,FALSE)+VLOOKUP(R997,Start!$C$23:$D$29,2,FALSE)","v":128.9},{"$f":"(Y997/T997)+Start!$D$19*(VLOOKUP(R997,Start!$M$33:$N$39,2,FALSE)/T997)+VLOOKUP(S997,Start!$C$33:$D$40,2,FALSE)","v":324.20037777777782}]
[null,null,"Ja","SEE985796237000","BNA0098","Stadtwerke Bielefeld","HKW Schildescher Str GT",33611,"Bielefeld","Schildescher Straße 16","Nordrhein-Westfalen","1977-05-20","Erdgas","Erdgas, Erdölgas","Erdgas","Ja","Gasturbinen mit Abhitzekessel","Erdgas","GuD",0.35970000000000002,"OPSD (2020)",24,23.5,{"$f":"(1-VLOOKUP(S998,Start!$H$33:$I$40,2,FALSE)/100)*W998","v":20.445},{"$f":"VLOOKUP(R998,Start!$C$9:$D$15,2,FALSE)+VLOOKUP(R998,Start!$C$23:$D$29,2,FALSE)","v":128.9},{"$f":"(Y998/T998)+Start!$D$19*(VLOOKUP(R998,Start!$M$33:$N$39,2,FALSE)/T998)+VLOOKUP(S998,Start!$C$33:$D$40,2,FALSE)","v":405.21189880455933}]
[null,null,"Ja","SEE985842749525","BNA0122","Lausitz Energie Kraftwerke AG","Boxberg Block N",2943,"Boxberg","Am Kraftwerk 1","Sachsen","1979-01-01","Braunkohle","Rohbraunkohlen","Braunkohle","Ja","Kondensationsmaschine mit Entnahme","Braunkohle","Braunkohle",0.35,"OPSD (2020)",540,500,{"$f":"(1-VLOOKUP(S999,Start!$H$33:$I$40,2,FALSE)/100)*W999","v":435},{"$f":"VLOOKUP(R999,Start!$C$9:$D$15,2,FALSE)+VLOOKUP(R999,Start!$C$23:$D$29,2,FALSE)","v":3.1},{"$f":"(Y999/T999)+Start!$D$19*(VLOOKUP(R999,Start!$M$33:$N$39,2,FALSE)/T999)+VLOOKUP(S999,Start!$C$33:$D$40,2,FALSE)","v":104.2505142857143}]
[null,null,"Ja","SEE985887784048","BNA0939b","EnBW Energie Baden-Württemberg AG","Heizkraftwerk Stuttgart-Münster GT 18",70376,"Stuttgart","Voltastraße 45","Baden-Württemberg","1974-01-01","Mineralölprodukte","Heizöl, leicht","Mineralölprodukte","Nein","Gasturbinen ohne Abhitzekessel","Öl","Öl",0.23,"OPSD (2020)",23.4,23.4,{"$f":"(1-VLOOKUP(S1000,Start!$H$33:$I$40,2,FALSE)/100)*W1000","v":19.889999999999997},{"$f":"VLOOKUP(R1000,Start!$C$9:$D$15,2,FALSE)+VLOOKUP(R1000,Start!$C$23:$D$29,2,FALSE)","v":58.769999999999996},{"$f":"(Y1000/T1000)+Start!$D$19*(VLOOKUP(R1000,Start!$M$33:$N$39,2,FALSE)/T1000)+VLOOKUP(S1000,Start!$C$33:$D$40,2,FALSE)","v":355.33739130434782}]
[null,null,"Ja","SEE985908351792","BNA0604","RWE Generation SE","Emsland B DT",49808,"Lingen","Schüttorfer Straße 100","Niedersachsen","1974-01-01","Erdgas","Erdgas, Erdölgas","Erdgas","Nein","Sonstige","Erdgas","GuD",0.46,"OPSD (2020)",372.6,359,{"$f":"(1-VLOOKUP(S1001,Start!$H$33:$I$40,2,FALSE)/100)*W1001","v":312.33},{"$f":"VLOOKUP(R1001,Start!$C$9:$D$15,2,FALSE)+VLOOKUP(R1001,Start!$C$23:$D$29,2,FALSE)","v":128.9},{"$f":"(Y1001/T1001)+Start!$D$19*(VLOOKUP(R1001,Start!$M$33:$N$39,2,FALSE)/T1001)+VLOOKUP(S1001,Start!$C$33:$D$40,2,FALSE)","v":317.18515217391302}]
[null,null,"Ja","SEE986027519575",null,"Stadtwerke Bernburg GmbH","BHKW Friedenshall M2",6406,"Bernburg","Schachtstraße 40","Sachsen-Anhalt","2018-10-16","Erdgas","Erdgas, Erdölgas","Erdgas","Ja","Verbrennungsmotor","Erdgas","GuD",0.4,"eigene Annahme",2,1.9550000000000001,{"$f":"(1-VLOOKUP(S1002,Start!$H$33:$I$40,2,FALSE)/100)*W1002","v":1.70085},{"$f":"VLOOKUP(R1002,Start!$C$9:$D$15,2,FALSE)+VLOOKUP(R1002,Start!$C$23:$D$29,2,FALSE)","v":128.9},{"$f":"(Y1002/T1002)+Start!$D$19*(VLOOKUP(R1002,Start!$M$33:$N$39,2,FALSE)/T1002)+VLOOKUP(S1002,Start!$C$33:$D$40,2,FALSE)","v":364.53792499999997}]
[null,null,"Ja","SEE986030306643","BNA1199","Entsorgungsgesellschaft Mainz mbH","MHKW DTS",55120,"Mainz","Kraftwerkallee 1","Rheinland-Pfalz","2009-06-01","nicht biogener Abfall","nicht biogener Abfall (Hausmüll, Siedlungsabfälle)","Abfall","Ja","Kondensationsmaschine mit Entnahme","Abfall","Abfall",0.33,"OPSD (2020)",20,15,{"$f":"(1-VLOOKUP(S1003,Start!$H$33:$I$40,2,FALSE)/100)*W1003","v":12.75},{"$f":"VLOOKUP(R1003,Start!$C$9:$D$15,2,FALSE)+VLOOKUP(R1003,Start!$C$23:$D$29,2,FALSE)","v":0},{"$f":"(Y1003/T1003)+Start!$D$19*(VLOOKUP(R1003,Start!$M$33:$N$39,2,FALSE)/T1003)+VLOOKUP(S1003,Start!$C$33:$D$40,2,FALSE)","v":1}]
[null,null,"Ja","SEE986097297199","BNA0922","CIECH Energy Deutschland","CED_GuD_Staßfurt",39418,"Staßfurt","Athenslebener Weg (Staßfurt) 57","Sachsen-Anhalt","1997-08-08","Erdgas","Erdgas, Erdölgas","Erdgas","Ja","Gasturbinen mit Abhitzekessel","Erdgas","GuD",0.60750000000000004,"OPSD (2020)",125,100,{"$f":"(1-VLOOKUP(S1004,Start!$H$33:$I$40,2,FALSE)/100)*W1004","v":87},{"$f":"VLOOKUP(R1004,Start!$C$9:$D$15,2,FALSE)+VLOOKUP(R1004,Start!$C$23:$D$29,2,FALSE)","v":128.9},{"$f":"(Y1004/T1004)+Start!$D$19*(VLOOKUP(R1004,Start!$M$33:$N$39,2,FALSE)/T1004)+VLOOKUP(S1004,Start!$C$33:$D$40,2,FALSE)","v":240.53731687242799}]
[null,null,"Ja","SEE986145450682","BNA1166","Kreis Weseler Abfallgesellschaft mbH & Co.KG","Notstromdiesel",47475,"Kamp-Lintfort","Graftstr. 25","Nordrhein-Westfalen","1997-01-01","Mineralölprodukte","Heizöl, leicht","Mineralölprodukte","Nein","Verbrennungsmotor","Öl","Öl",0.38169999999999998,"OPSD (2020)",4.8,4.8,{"$f":"(1-VLOOKUP(S1005,Start!$H$33:$I$40,2,FALSE)/100)*W1005","v":4.08},{"$f":"VLOOKUP(R1005,Start!$C$9:$D$15,2,FALSE)+VLOOKUP(R1005,Start!$C$23:$D$29,2,FALSE)","v":58.769999999999996},{"$f":"(Y1005/T1005)+Start!$D$19*(VLOOKUP(R1005,Start!$M$33:$N$39,2,FALSE)/T1005)+VLOOKUP(S1005,Start!$C$33:$D$40,2,FALSE)","v":214.51218234215352}]
[null,null,"Ja","SEE986331287955","BNA0491","RWE Power AG","Fab Berrenrath",50354,"Hürth","Bertrams-Jagdweg 10","Nordrhein-Westfalen","1992-02-28","Braunkohle","Rohbraunkohlen","Braunkohle","Ja","Gegendruckmaschine mit Entnahme","Braunkohle","Braunkohle",0.20080000000000001,"OPSD (2020)",107,98,{"$f":"(1-VLOOKUP(S1006,Start!$H$33:$I$40,2,FALSE)/100)*W1006","v":85.26},{"$f":"VLOOKUP(R1006,Start!$C$9:$D$15,2,FALSE)+VLOOKUP(R1006,Start!$C$23:$D$29,2,FALSE)","v":3.1},{"$f":"(Y1006/T1006)+Start!$D$19*(VLOOKUP(R1006,Start!$M$33:$N$39,2,FALSE)/T1006)+VLOOKUP(S1006,Start!$C$33:$D$40,2,FALSE)","v":180.44840637450199}]
[null,null,"Ja","SEE986400818790",null,"Airbus Operations","BHKW 2 Hamburg",21129,"Hamburg","Kreetslag 10","Hamburg","2013-02-28","Erdgas","Erdgas, Erdölgas","Erdgas","Ja","Verbrennungsmotor","Erdgas","GuD",0.4,"eigene Annahme",8.6300000000000008,8.2370000000000001,{"$f":"(1-VLOOKUP(S1007,Start!$H$33:$I$40,2,FALSE)/100)*W1007","v":7.1661900000000003},{"$f":"VLOOKUP(R1007,Start!$C$9:$D$15,2,FALSE)+VLOOKUP(R1007,Start!$C$23:$D$29,2,FALSE)","v":128.9},{"$f":"(Y1007/T1007)+Start!$D$19*(VLOOKUP(R1007,Start!$M$33:$N$39,2,FALSE)/T1007)+VLOOKUP(S1007,Start!$C$33:$D$40,2,FALSE)","v":364.53792499999997}]
[null,null,"Ja","SEE986413873564","BNA1114","swb Entsorgung GmbH&Co. KG","MHKW_Gen2",28219,"Bremen","Oken 2","Bremen","2004-01-01","nicht biogener Abfall","nicht biogener Abfall (Hausmüll, Siedlungsabfälle)","Abfall","Ja","Gegendruckmaschine ohne Entnahme","Abfall","Abfall",0.33,"OPSD (2020)",13.7,13.3,{"$f":"(1-VLOOKUP(S1008,Start!$H$33:$I$40,2,FALSE)/100)*W1008","v":11.305},{"$f":"VLOOKUP(R1008,Start!$C$9:$D$15,2,FALSE)+VLOOKUP(R1008,Start!$C$23:$D$29,2,FALSE)","v":0},{"$f":"(Y1008/T1008)+Start!$D$19*(VLOOKUP(R1008,Start!$M$33:$N$39,2,FALSE)/T1008)+VLOOKUP(S1008,Start!$C$33:$D$40,2,FALSE)","v":1}]
[null,null,"Ja","SEE986520256656","BNA0834","Solvay Chemicals GmbH","Solvay Rb TA7",47495,"Rheinberg","Xantener Straße 237","Nordrhein-Westfalen","1989-01-01","Wärme","Prozessdampf","Steinkohle","Ja","Gegendruckmaschine mit Entnahme","Steinkohle","Steinkohle",0.34210000000000002,"OPSD (2020)",12.8,12.8,{"$f":"(1-VLOOKUP(S1009,Start!$H$33:$I$40,2,FALSE)/100)*W1009","v":10.240000000000002},{"$f":"VLOOKUP(R1009,Start!$C$9:$D$15,2,FALSE)+VLOOKUP(R1009,Start!$C$23:$D$29,2,FALSE)","v":42.45},{"$f":"(Y1009/T1009)+Start!$D$19*(VLOOKUP(R1009,Start!$M$33:$N$39,2,FALSE)/T1009)+VLOOKUP(S1009,Start!$C$33:$D$40,2,FALSE)","v":205.34644840689859}]
[null,null,"Ja","SEE986561991462",null,"Mark-E Aktiengesellschaft","Cuno Heizkraftwerk Herdecke BHKW2",58313,"Herdecke","Wetterstraße 111","Nordrhein-Westfalen","2005-01-01","Erdgas","Erdgas, Erdölgas","Erdgas","Ja","Sonstige","Erdgas","GuD",0.4,"eigene Annahme",1.988,1.95,{"$f":"(1-VLOOKUP(S1010,Start!$H$33:$I$40,2,FALSE)/100)*W1010","v":1.6964999999999999},{"$f":"VLOOKUP(R1010,Start!$C$9:$D$15,2,FALSE)+VLOOKUP(R1010,Start!$C$23:$D$29,2,FALSE)","v":128.9},{"$f":"(Y1010/T1010)+Start!$D$19*(VLOOKUP(R1010,Start!$M$33:$N$39,2,FALSE)/T1010)+VLOOKUP(S1010,Start!$C$33:$D$40,2,FALSE)","v":364.53792499999997}]
[null,null,"Ja","SEE986633590692",null,"Smurfit Kappa Hoya Papier und Karton GmbH","GT1 CTX",27318,"Hoya","Von-dem-Bussche-Straße 1","Niedersachsen","1996-01-01","Erdgas","Erdgas, Erdölgas","Erdgas","Ja","Gasturbinen mit nachgeschalteter Dampfturbine","Erdgas","GuD",0.5,"eigene Annahme",5.3696000000000002,5.1550000000000002,{"$f":"(1-VLOOKUP(S1011,Start!$H$33:$I$40,2,FALSE)/100)*W1011","v":4.4848499999999998},{"$f":"VLOOKUP(R1011,Start!$C$9:$D$15,2,FALSE)+VLOOKUP(R1011,Start!$C$23:$D$29,2,FALSE)","v":128.9},{"$f":"(Y1011/T1011)+Start!$D$19*(VLOOKUP(R1011,Start!$M$33:$N$39,2,FALSE)/T1011)+VLOOKUP(S1011,Start!$C$33:$D$40,2,FALSE)","v":291.93034}]
[null,null,"Ja","SEE986713152253","BNA1260","Mercedes-Benz AG","Mercedes-Benz Werk Sindelfingen HKW Turbine 4",71063,"Sindelfingen","Bela-Barenyi-Str. 1","Baden-Württemberg","1971-11-04","Erdgas","Erdgas, Erdölgas","Erdgas","Ja","Gegendruckmaschine mit Entnahme","Erdgas","GuD",0.39929999999999999,"OPSD (2020)",29.4,27.93,{"$f":"(1-VLOOKUP(S1012,Start!$H$33:$I$40,2,FALSE)/100)*W1012","v":24.299099999999999},{"$f":"VLOOKUP(R1012,Start!$C$9:$D$15,2,FALSE)+VLOOKUP(R1012,Start!$C$23:$D$29,2,FALSE)","v":128.9},{"$f":"(Y1012/T1012)+Start!$D$19*(VLOOKUP(R1012,Start!$M$33:$N$39,2,FALSE)/T1012)+VLOOKUP(S1012,Start!$C$33:$D$40,2,FALSE)","v":365.17435512146261}]
[null,null,"Ja","SEE986936308987","BNA1293a","Martinswerk GmbH","KWK-Anlage: Generator 1",50127,"Bergheim","Kölner Straße 110","Nordrhein-Westfalen","1961-01-01","Braunkohle","Rohbraunkohlen","Braunkohle","Ja","Gegendruckmaschine mit Entnahme","Braunkohle","Braunkohle",0.38800000000000001,"OPSD (2020)",11,9.9,{"$f":"(1-VLOOKUP(S1013,Start!$H$33:$I$40,2,FALSE)/100)*W1013","v":8.6129999999999995},{"$f":"VLOOKUP(R1013,Start!$C$9:$D$15,2,FALSE)+VLOOKUP(R1013,Start!$C$23:$D$29,2,FALSE)","v":3.1},{"$f":"(Y1013/T1013)+Start!$D$19*(VLOOKUP(R1013,Start!$M$33:$N$39,2,FALSE)/T1013)+VLOOKUP(S1013,Start!$C$33:$D$40,2,FALSE)","v":94.206907216494855}]
[null,null,"Ja","SEE986959633936","BNA1187","Pfeifer & Langen GmbH ＆ Co. KG","Lage Generator 1",32791,"Lage","Heidensche Straße 70","Nordrhein-Westfalen","1981-08-31","Erdgas","Erdgas, Erdölgas","Erdgas","Ja","Gegendruckmaschine ohne Entnahme","Erdgas","GuD",0.4037,"OPSD (2020)",9.76,8.8819999999999997,{"$f":"(1-VLOOKUP(S1014,Start!$H$33:$I$40,2,FALSE)/100)*W1014","v":7.7273399999999999},{"$f":"VLOOKUP(R1014,Start!$C$9:$D$15,2,FALSE)+VLOOKUP(R1014,Start!$C$23:$D$29,2,FALSE)","v":128.9},{"$f":"(Y1014/T1014)+Start!$D$19*(VLOOKUP(R1014,Start!$M$33:$N$39,2,FALSE)/T1014)+VLOOKUP(S1014,Start!$C$33:$D$40,2,FALSE)","v":361.21060193212782}]
[null,null,"Ja","SEE987007884447","BNA1027","RWE Power AG","Weißweiler G",52249,"Eschweiler","Zum Hagelkreuz 22","Nordrhein-Westfalen","1974-02-14","Braunkohle","Rohbraunkohlen","Braunkohle","Ja","Kondensationsmaschine mit Entnahme","Braunkohle","Braunkohle",0.36,"OPSD (2020)",703,663,{"$f":"(1-VLOOKUP(S1015,Start!$H$33:$I$40,2,FALSE)/100)*W1015","v":576.80999999999995},{"$f":"VLOOKUP(R1015,Start!$C$9:$D$15,2,FALSE)+VLOOKUP(R1015,Start!$C$23:$D$29,2,FALSE)","v":3.1},{"$f":"(Y1015/T1015)+Start!$D$19*(VLOOKUP(R1015,Start!$M$33:$N$39,2,FALSE)/T1015)+VLOOKUP(S1015,Start!$C$33:$D$40,2,FALSE)","v":101.40188888888889}]
[null,null,"Ja","SEE987197130805","BNA0402","Hamburger Energiewerke GmbH","HKW Tiefstack",22113,"Hamburg","Andreas-Meyer-Straße 8","Hamburg","1993-04-01","Steinkohle","Steinkohlen","Steinkohle","Ja","Kondensationsmaschine mit Entnahme","Steinkohle","Steinkohle",0.40749999999999997,"OPSD (2020)",210,194,{"$f":"(1-VLOOKUP(S1016,Start!$H$33:$I$40,2,FALSE)/100)*W1016","v":155.20000000000002},{"$f":"VLOOKUP(R1016,Start!$C$9:$D$15,2,FALSE)+VLOOKUP(R1016,Start!$C$23:$D$29,2,FALSE)","v":42.45},{"$f":"(Y1016/T1016)+Start!$D$19*(VLOOKUP(R1016,Start!$M$33:$N$39,2,FALSE)/T1016)+VLOOKUP(S1016,Start!$C$33:$D$40,2,FALSE)","v":172.5988711656442}]
[null,null,"Ja","SEE987252656561",null,"TWS Thüringer Wärme Service GmbH","HKW Schwarza Dampfturbosatz",7407,"Rudolstadt","Breitscheidstraße 160","Thüringen","2005-04-01","Wärme","Prozessdampf","Wärme","Ja","Gegendruckmaschine ohne Entnahme","Sonstige","Sonstige",0.38500000000000001,"eigene Annahme",9.65,9.51,{"$f":"(1-VLOOKUP(S1017,Start!$H$33:$I$40,2,FALSE)/100)*W1017","v":8.083499999999999},{"$f":"VLOOKUP(R1017,Start!$C$9:$D$15,2,FALSE)+VLOOKUP(R1017,Start!$C$23:$D$29,2,FALSE)","v":58.47},{"$f":"(Y1017/T1017)+Start!$D$19*(VLOOKUP(R1017,Start!$M$33:$N$39,2,FALSE)/T1017)+VLOOKUP(S1017,Start!$C$33:$D$40,2,FALSE)","v":197.988}]
[null,null,"Ja","SEE987257004671",null,"Stadtwerke Lemgo GmbH","KWK-0009",32657,"Lemgo","Liemer Weg 85","Nordrhein-Westfalen","2011-12-20","Erdgas","Erdgas, Erdölgas","Erdgas","Ja","Verbrennungsmotor","Erdgas","GuD",0.4,"eigene Annahme",1.9990000000000001,1.96,{"$f":"(1-VLOOKUP(S1018,Start!$H$33:$I$40,2,FALSE)/100)*W1018","v":1.7052},{"$f":"VLOOKUP(R1018,Start!$C$9:$D$15,2,FALSE)+VLOOKUP(R1018,Start!$C$23:$D$29,2,FALSE)","v":128.9},{"$f":"(Y1018/T1018)+Start!$D$19*(VLOOKUP(R1018,Start!$M$33:$N$39,2,FALSE)/T1018)+VLOOKUP(S1018,Start!$C$33:$D$40,2,FALSE)","v":364.53792499999997}]
[null,null,"Ja","SEE987278903410",null,"Salzgitter Flachstahl GmbH","Ma 4",38239,"Salzgitter","Eisenhüttenstraße 99","Niedersachsen","2022-04-12","andere Gase","Hochofengas, Konvertergas","Sonstige Energieträger (nicht erneuerbar)","Ja","Kondensationsmaschine mit Entnahme","Erdgas","GuD",0.4,"https://www.salzgitter-flachstahl.de/de/news/details/energie-der-zukunft-12924.html",35,31.5,{"$f":"(1-VLOOKUP(S1019,Start!$H$33:$I$40,2,FALSE)/100)*W1019","v":27.405000000000001},{"$f":"VLOOKUP(R1019,Start!$C$9:$D$15,2,FALSE)+VLOOKUP(R1019,Start!$C$23:$D$29,2,FALSE)","v":128.9},{"$f":"(Y1019/T1019)+Start!$D$19*(VLOOKUP(R1019,Start!$M$33:$N$39,2,FALSE)/T1019)+VLOOKUP(S1019,Start!$C$33:$D$40,2,FALSE)","v":364.53792499999997}]
[null,null,"Ja","SEE987324322059","BNA1945","Stadtwerke Kiel AG","Küstenkraftwerk K.I.E.L Motor 20",24149,"Kiel","Hasselfelde 30","Schleswig-Holstein","2018-07-13","Erdgas","Erdgas, Erdölgas","Erdgas","Ja","Verbrennungsmotor","Erdgas","GuD",0.40589999999999998,"OPSD (2020)",9.5709999999999997,9.4559999999999995,{"$f":"(1-VLOOKUP(S1020,Start!$H$33:$I$40,2,FALSE)/100)*W1020","v":8.2267200000000003},{"$f":"VLOOKUP(R1020,Start!$C$9:$D$15,2,FALSE)+VLOOKUP(R1020,Start!$C$23:$D$29,2,FALSE)","v":128.9},{"$f":"(Y1020/T1020)+Start!$D$19*(VLOOKUP(R1020,Start!$M$33:$N$39,2,FALSE)/T1020)+VLOOKUP(S1020,Start!$C$33:$D$40,2,FALSE)","v":359.26095097314612}]
[null,null,"Ja","SEE987326760026","BNA1499","Nordzucker","Generator 1",31249,"Hohenhameln","Zuckerfabrik 3","Niedersachsen","2008-09-01","Erdgas","Erdgas, Erdölgas","Erdgas","Ja","Gegendruckmaschine mit Entnahme","Erdgas","GuD",0.38829999999999998,"OPSD (2020)",18.649999999999999,17.649999999999999,{"$f":"(1-VLOOKUP(S1021,Start!$H$33:$I$40,2,FALSE)/100)*W1021","v":15.355499999999999},{"$f":"VLOOKUP(R1021,Start!$C$9:$D$15,2,FALSE)+VLOOKUP(R1021,Start!$C$23:$D$29,2,FALSE)","v":128.9},{"$f":"(Y1021/T1021)+Start!$D$19*(VLOOKUP(R1021,Start!$M$33:$N$39,2,FALSE)/T1021)+VLOOKUP(S1021,Start!$C$33:$D$40,2,FALSE)","v":375.47674478496015}]
[null,null,"Ja","SEE987361570932","BNA0129","StWB Stadtwerke Brandenburg an der Havel","HKW BRB",14772,"Brandenburg","Upstallstraße 9","Brandenburg","1997-08-25","Erdgas","Erdgas, Erdölgas","Erdgas","Ja","Gasturbinen mit Abhitzekessel","Erdgas","GuD",0.38169999999999998,"OPSD (2020)",36.96,36.799999999999997,{"$f":"(1-VLOOKUP(S1022,Start!$H$33:$I$40,2,FALSE)/100)*W1022","v":32.015999999999998},{"$f":"VLOOKUP(R1022,Start!$C$9:$D$15,2,FALSE)+VLOOKUP(R1022,Start!$C$23:$D$29,2,FALSE)","v":128.9},{"$f":"(Y1022/T1022)+Start!$D$19*(VLOOKUP(R1022,Start!$M$33:$N$39,2,FALSE)/T1022)+VLOOKUP(S1022,Start!$C$33:$D$40,2,FALSE)","v":381.94320146712079}]
[null,null,"Ja","SEE987512757786","BNA0238a","ArcelorMittal Eisenhüttenstadt GmbH","IKW GuD Block",15890,"Eisenhüttenstadt","Jugendstraße 1","Brandenburg","1954-01-01","Erdgas","Erdgas, Erdölgas","Erdgas","Nein","Gasturbinen mit nachgeschalteter Dampfturbine","Erdgas","GuD",0.33,"Annahme basierend auf DIW (2014)",64,61.6,{"$f":"(1-VLOOKUP(S1023,Start!$H$33:$I$40,2,FALSE)/100)*W1023","v":53.591999999999999},{"$f":"VLOOKUP(R1023,Start!$C$9:$D$15,2,FALSE)+VLOOKUP(R1023,Start!$C$23:$D$29,2,FALSE)","v":128.9},{"$f":"(Y1023/T1023)+Start!$D$19*(VLOOKUP(R1023,Start!$M$33:$N$39,2,FALSE)/T1023)+VLOOKUP(S1023,Start!$C$33:$D$40,2,FALSE)","v":441.54596969696973}]
[null,null,"Ja","SEE987633796220","BNA0420","enercity AG","GKH 1",30419,"Hannover","Stelinger Straße 18","Niedersachsen","1989-01-26","Steinkohle","Steinkohlen","Steinkohle","Ja","Gegendruckmaschine mit Entnahme","Steinkohle","Steinkohle",0.39750000000000002,"OPSD (2020)",150,136,{"$f":"(1-VLOOKUP(S1024,Start!$H$33:$I$40,2,FALSE)/100)*W1024","v":108.80000000000001},{"$f":"VLOOKUP(R1024,Start!$C$9:$D$15,2,FALSE)+VLOOKUP(R1024,Start!$C$23:$D$29,2,FALSE)","v":42.45},{"$f":"(Y1024/T1024)+Start!$D$19*(VLOOKUP(R1024,Start!$M$33:$N$39,2,FALSE)/T1024)+VLOOKUP(S1024,Start!$C$33:$D$40,2,FALSE)","v":176.90827672955976}]
[null,null,"Ja","SEE987679030500","BNA1396","GLOBALFOUNDRIES Dresden Module Two LLC & Co. KG","Gasmotoren-Blockheizkraftwerk I (Generator 3)",1468,"Moritzburg","Ringstraße 3","Sachsen","1998-09-01","Erdgas","Erdgas, Erdölgas","Erdgas","Ja","Verbrennungsmotor","Erdgas","GuD",0.38279999999999997,"OPSD (2020)",3.8839999999999999,3.879,{"$f":"(1-VLOOKUP(S1025,Start!$H$33:$I$40,2,FALSE)/100)*W1025","v":3.37473},{"$f":"VLOOKUP(R1025,Start!$C$9:$D$15,2,FALSE)+VLOOKUP(R1025,Start!$C$23:$D$29,2,FALSE)","v":128.9},{"$f":"(Y1025/T1025)+Start!$D$19*(VLOOKUP(R1025,Start!$M$33:$N$39,2,FALSE)/T1025)+VLOOKUP(S1025,Start!$C$33:$D$40,2,FALSE)","v":380.84997387669807}]
[null,null,"Ja","SEE987729168146",null,"Ferrero OHG mbH","KWK 1 - Kesselhaus",35260,"Stadtallendorf","Michele-Ferrero-Straße 1","Hessen","2007-04-01","Erdgas","Erdgas, Erdölgas","Erdgas","Ja","Gasturbinen mit Abhitzekessel","Erdgas","GuD",0.4,"eigene Annahme",5.3,5,{"$f":"(1-VLOOKUP(S1026,Start!$H$33:$I$40,2,FALSE)/100)*W1026","v":4.3499999999999996},{"$f":"VLOOKUP(R1026,Start!$C$9:$D$15,2,FALSE)+VLOOKUP(R1026,Start!$C$23:$D$29,2,FALSE)","v":128.9},{"$f":"(Y1026/T1026)+Start!$D$19*(VLOOKUP(R1026,Start!$M$33:$N$39,2,FALSE)/T1026)+VLOOKUP(S1026,Start!$C$33:$D$40,2,FALSE)","v":364.53792499999997}]
[null,null,"Ja","SEE987736068934","BNA1227","Vereinigte Wertach Elektrizitätswerke GmbH","DKW Leinau Diesel 1",87666,"Pforzen","Am Kraftwerk 2","Bayern","1978-01-01","Mineralölprodukte","Heizöl, leicht","Mineralölprodukte","Nein","Verbrennungsmotor","Öl","Öl",0.36080000000000001,"OPSD (2020)",3.8,3.8,{"$f":"(1-VLOOKUP(S1027,Start!$H$33:$I$40,2,FALSE)/100)*W1027","v":3.23},{"$f":"VLOOKUP(R1027,Start!$C$9:$D$15,2,FALSE)+VLOOKUP(R1027,Start!$C$23:$D$29,2,FALSE)","v":58.769999999999996},{"$f":"(Y1027/T1027)+Start!$D$19*(VLOOKUP(R1027,Start!$M$33:$N$39,2,FALSE)/T1027)+VLOOKUP(S1027,Start!$C$33:$D$40,2,FALSE)","v":226.88026607538802}]
[null,null,"Ja","SEE987807988154","BNA0766","Uniper Kraftwerke GmbH","Audorf GT",24783,"Osterrönfeld","Schäferkatenweg 1","Schleswig-Holstein","1973-01-01","Mineralölprodukte","Heizöl, leicht","Mineralölprodukte","Nein","Gasturbinen ohne Abhitzekessel","Öl","Öl",0.3553,"OPSD (2020)",88,87,{"$f":"(1-VLOOKUP(S1028,Start!$H$33:$I$40,2,FALSE)/100)*W1028","v":73.95},{"$f":"VLOOKUP(R1028,Start!$C$9:$D$15,2,FALSE)+VLOOKUP(R1028,Start!$C$23:$D$29,2,FALSE)","v":58.769999999999996},{"$f":"(Y1028/T1028)+Start!$D$19*(VLOOKUP(R1028,Start!$M$33:$N$39,2,FALSE)/T1028)+VLOOKUP(S1028,Start!$C$33:$D$40,2,FALSE)","v":230.37686462144666}]
[null,null,"Ja","SEE987838157994","BNA0999","STEAG","Fenne HKV",66333,"Völklingen","Saarbrücker Straße 135","Saarland","1989-11-30","Steinkohle","Steinkohlen","Steinkohle","Ja","Kondensationsmaschine mit Entnahme","Steinkohle","Steinkohle",0.37,"OPSD (2020)",236,211,{"$f":"(1-VLOOKUP(S1029,Start!$H$33:$I$40,2,FALSE)/100)*W1029","v":168.8},{"$f":"VLOOKUP(R1029,Start!$C$9:$D$15,2,FALSE)+VLOOKUP(R1029,Start!$C$23:$D$29,2,FALSE)","v":42.45},{"$f":"(Y1029/T1029)+Start!$D$19*(VLOOKUP(R1029,Start!$M$33:$N$39,2,FALSE)/T1029)+VLOOKUP(S1029,Start!$C$33:$D$40,2,FALSE)","v":189.96024324324327}]
[null,null,"Ja","SEE987913244618","BNA1335a","Papier- u. Kartonfabrik Varel GmbH & Co. KG","PKV Dampfsammelschienen-KWK-Anlage Generator / Turbine DT 7",26316,"Varel","Dangaster Straße 38","Niedersachsen","2003-06-01","Wärme","","Erdgas","Ja","Gegendruckmaschine ohne Entnahme","Erdgas","GuD",0.37290000000000001,"OPSD (2020)",12.7,12.025,{"$f":"(1-VLOOKUP(S1030,Start!$H$33:$I$40,2,FALSE)/100)*W1030","v":10.46175},{"$f":"VLOOKUP(R1030,Start!$C$9:$D$15,2,FALSE)+VLOOKUP(R1030,Start!$C$23:$D$29,2,FALSE)","v":128.9},{"$f":"(Y1030/T1030)+Start!$D$19*(VLOOKUP(R1030,Start!$M$33:$N$39,2,FALSE)/T1030)+VLOOKUP(S1030,Start!$C$33:$D$40,2,FALSE)","v":390.92121212121214}]
[null,null,"Ja","SEE987970110314","BNA0410","Trianel Gaskraftwerk Hamm","Trianel Gaskraftwerk Hamm Block 10",59071,"Hamm","Trianelstraße 1","Nordrhein-Westfalen","2007-11-23","Erdgas","Erdgas, Erdölgas","Erdgas","Nein","Gasturbinen mit nachgeschalteter Dampfturbine","Erdgas","GuD",0.57699999999999996,"OPSD (2020)",415,407,{"$f":"(1-VLOOKUP(S1031,Start!$H$33:$I$40,2,FALSE)/100)*W1031","v":354.09},{"$f":"VLOOKUP(R1031,Start!$C$9:$D$15,2,FALSE)+VLOOKUP(R1031,Start!$C$23:$D$29,2,FALSE)","v":128.9},{"$f":"(Y1031/T1031)+Start!$D$19*(VLOOKUP(R1031,Start!$M$33:$N$39,2,FALSE)/T1031)+VLOOKUP(S1031,Start!$C$33:$D$40,2,FALSE)","v":253.17273830155983}]
[null,null,"Ja","SEE988040578546",null,"Boehringer Ingelheim Pharma GmbH&Co.KG","Boehringer Ingelheim - 2325 - NG2",55218,"Ingelheim","Binger Straße 173","Rheinland-Pfalz","1989-07-04","Mineralölprodukte","Heizöl, leicht","Mineralölprodukte","Nein","Verbrennungsmotor","Öl","Öl",0.38,"eigene Annahme",4.24,4.0999999999999996,{"$f":"(1-VLOOKUP(S1032,Start!$H$33:$I$40,2,FALSE)/100)*W1032","v":3.4849999999999994},{"$f":"VLOOKUP(R1032,Start!$C$9:$D$15,2,FALSE)+VLOOKUP(R1032,Start!$C$23:$D$29,2,FALSE)","v":58.769999999999996},{"$f":"(Y1032/T1032)+Start!$D$19*(VLOOKUP(R1032,Start!$M$33:$N$39,2,FALSE)/T1032)+VLOOKUP(S1032,Start!$C$33:$D$40,2,FALSE)","v":215.46736842105261}]
[null,null,"Ja","SEE988071059649",null,"BASF SE","V159 ET",67063,"Ludwigshafen","Carl-Bosch-Straße 38","Rheinland-Pfalz","2013-06-14","Druck aus Gasleitungen","","Sonstige Energieträger (nicht erneuerbar)","Nein","Sonstige","Sonstige","Sonstige",0.4,"eigene Annahme",2.2999999999999998,2.25,{"$f":"(1-VLOOKUP(S1033,Start!$H$33:$I$40,2,FALSE)/100)*W1033","v":1.9124999999999999},{"$f":"VLOOKUP(R1033,Start!$C$9:$D$15,2,FALSE)+VLOOKUP(R1033,Start!$C$23:$D$29,2,FALSE)","v":58.47},{"$f":"(Y1033/T1033)+Start!$D$19*(VLOOKUP(R1033,Start!$M$33:$N$39,2,FALSE)/T1033)+VLOOKUP(S1033,Start!$C$33:$D$40,2,FALSE)","v":190.60094999999998}]
[null,null,"Ja","SEE988178455061","BNA0088a","Solvay Chemicals GmbH","Gasturbine 02 Industriekraftwerk",6406,"Bernburg","Köthensche Straße 1A","Sachsen-Anhalt","1994-12-30","Erdgas","Erdgas, Erdölgas","Erdgas","Ja","Gasturbinen mit nachgeschalteter Dampfturbine","Erdgas","GuD",0.63,"OPSD (2020)",21.7,21.7,{"$f":"(1-VLOOKUP(S1034,Start!$H$33:$I$40,2,FALSE)/100)*W1034","v":18.878999999999998},{"$f":"VLOOKUP(R1034,Start!$C$9:$D$15,2,FALSE)+VLOOKUP(R1034,Start!$C$23:$D$29,2,FALSE)","v":128.9},{"$f":"(Y1034/T1034)+Start!$D$19*(VLOOKUP(R1034,Start!$M$33:$N$39,2,FALSE)/T1034)+VLOOKUP(S1034,Start!$C$33:$D$40,2,FALSE)","v":232.00026984126984}]
[null,null,"Ja","SEE988296656760",null,"Südzucker AG","Dampfturbine III Südzucker Plattling",94447,"Plattling","Dr.-Ludwig-Kayser-Straße 1","Bayern","2001-05-01","Wärme","Prozessdampf","Wärme","Ja","Gegendruckmaschine mit Entnahme","Sonstige","Sonstige",0.38500000000000001,"eigene Annahme",8.64,7.7249999999999996,{"$f":"(1-VLOOKUP(S1035,Start!$H$33:$I$40,2,FALSE)/100)*W1035","v":6.5662499999999993},{"$f":"VLOOKUP(R1035,Start!$C$9:$D$15,2,FALSE)+VLOOKUP(R1035,Start!$C$23:$D$29,2,FALSE)","v":58.47},{"$f":"(Y1035/T1035)+Start!$D$19*(VLOOKUP(R1035,Start!$M$33:$N$39,2,FALSE)/T1035)+VLOOKUP(S1035,Start!$C$33:$D$40,2,FALSE)","v":197.988}]
[null,null,"Ja","SEE988410265359",null,"Stadtwerke Bernburg GmbH","BHKW Serumwerk",6406,"Bernburg"," ","Sachsen-Anhalt","2009-01-08","Erdgas","Erdgas, Erdölgas","Erdgas","Ja","Verbrennungsmotor","Erdgas","GuD",0.4,"eigene Annahme",1.9990000000000001,1.9590000000000001,{"$f":"(1-VLOOKUP(S1036,Start!$H$33:$I$40,2,FALSE)/100)*W1036","v":1.7043300000000001},{"$f":"VLOOKUP(R1036,Start!$C$9:$D$15,2,FALSE)+VLOOKUP(R1036,Start!$C$23:$D$29,2,FALSE)","v":128.9},{"$f":"(Y1036/T1036)+Start!$D$19*(VLOOKUP(R1036,Start!$M$33:$N$39,2,FALSE)/T1036)+VLOOKUP(S1036,Start!$C$33:$D$40,2,FALSE)","v":364.53792499999997}]
[null,null,"Ja","SEE988421065542","BNA0557b","Currenta GmbH & Co. OHG","UER N230 NST2",47829,"Krefeld","Rheinuferstraße 7","Nordrhein-Westfalen","1964-03-02","Steinkohle","Steinkohlen","Steinkohle","Ja","Gegendruckmaschine mit Entnahme","Steinkohle","Steinkohle",0.35249999999999998,"OPSD (2020)",15.91,15.2,{"$f":"(1-VLOOKUP(S1037,Start!$H$33:$I$40,2,FALSE)/100)*W1037","v":12.16},{"$f":"VLOOKUP(R1037,Start!$C$9:$D$15,2,FALSE)+VLOOKUP(R1037,Start!$C$23:$D$29,2,FALSE)","v":42.45},{"$f":"(Y1037/T1037)+Start!$D$19*(VLOOKUP(R1037,Start!$M$33:$N$39,2,FALSE)/T1037)+VLOOKUP(S1037,Start!$C$33:$D$40,2,FALSE)","v":199.32635460992913}]
[null,null,"Ja","SEE988429673565","BNA1139","EEW Energy from Waste Saarbrücken GmbH","TREA Breisgau",79427,"Eschbach","Heitersheimer Straße 0","Baden-Württemberg","2004-05-17","nicht biogener Abfall","nicht biogener Abfall (Hausmüll, Siedlungsabfälle)","Abfall","Nein","Kondensationsmaschine mit Entnahme","Abfall","Abfall",0.33,"OPSD (2020)",14.5,13.6,{"$f":"(1-VLOOKUP(S1038,Start!$H$33:$I$40,2,FALSE)/100)*W1038","v":11.559999999999999},{"$f":"VLOOKUP(R1038,Start!$C$9:$D$15,2,FALSE)+VLOOKUP(R1038,Start!$C$23:$D$29,2,FALSE)","v":0},{"$f":"(Y1038/T1038)+Start!$D$19*(VLOOKUP(R1038,Start!$M$33:$N$39,2,FALSE)/T1038)+VLOOKUP(S1038,Start!$C$33:$D$40,2,FALSE)","v":1}]
[null,null,"Ja","SEE988477355802","BNA0646b","Grosskraftwerk Mannheim","GKM Block 9",68199,"Mannheim","Marguerrestraße 1","Baden-Württemberg","2015-05-02","Steinkohle","Steinkohlen","Steinkohle","Ja","Kondensationsmaschine mit Entnahme","Steinkohle","Steinkohle",0.46400000000000002,"OPSD (2020)",911,843,{"$f":"(1-VLOOKUP(S1039,Start!$H$33:$I$40,2,FALSE)/100)*W1039","v":674.40000000000009},{"$f":"VLOOKUP(R1039,Start!$C$9:$D$15,2,FALSE)+VLOOKUP(R1039,Start!$C$23:$D$29,2,FALSE)","v":42.45},{"$f":"(Y1039/T1039)+Start!$D$19*(VLOOKUP(R1039,Start!$M$33:$N$39,2,FALSE)/T1039)+VLOOKUP(S1039,Start!$C$33:$D$40,2,FALSE)","v":151.7402801724138}]
[null,null,"Ja","SEE988580370860",null,"EEW Energy from Waste Premnitz GmbH","Turbosatz 4",14727,"Premnitz","Dr.-Herbert-Rein-Straße 1","Brandenburg","2005-12-18","nicht biogener Abfall","nicht biogener Abfall (Hausmüll, Siedlungsabfälle)","Abfall","Nein","Gegendruckmaschine ohne Entnahme","Abfall","Abfall",0.33,"OPSD (2020)",1.5,1.35,{"$f":"(1-VLOOKUP(S1040,Start!$H$33:$I$40,2,FALSE)/100)*W1040","v":1.1475},{"$f":"VLOOKUP(R1040,Start!$C$9:$D$15,2,FALSE)+VLOOKUP(R1040,Start!$C$23:$D$29,2,FALSE)","v":0},{"$f":"(Y1040/T1040)+Start!$D$19*(VLOOKUP(R1040,Start!$M$33:$N$39,2,FALSE)/T1040)+VLOOKUP(S1040,Start!$C$33:$D$40,2,FALSE)","v":1}]
[null,null,"Ja","SEE988616317180","BNA1056","Infraserv GmbH & Co. Wiesbaden KG","Generator 4",65203,"Wiesbaden","Rheingaustraße 190-196","Hessen","1996-02-29","Erdgas","Erdgas, Erdölgas","Erdgas","Ja","Gasturbinen mit Abhitzekessel","Erdgas","GuD",0.3916,"OPSD (2020)",11.66,11.66,{"$f":"(1-VLOOKUP(S1041,Start!$H$33:$I$40,2,FALSE)/100)*W1041","v":10.1442},{"$f":"VLOOKUP(R1041,Start!$C$9:$D$15,2,FALSE)+VLOOKUP(R1041,Start!$C$23:$D$29,2,FALSE)","v":128.9},{"$f":"(Y1041/T1041)+Start!$D$19*(VLOOKUP(R1041,Start!$M$33:$N$39,2,FALSE)/T1041)+VLOOKUP(S1041,Start!$C$33:$D$40,2,FALSE)","v":372.32525536261494}]
[null,null,"Ja","SEE988668060393","BNA1397e","INEOS Manufacturing Deutschland","Turbine 31",50769,"Köln","Alte Str. 201","Nordrhein-Westfalen","1967-03-21","andere Gase","Sonstige hergestellte Gase","Sonstige Energieträger (nicht erneuerbar)","Ja","Gegendruckmaschine mit Entnahme","Sonstige","Sonstige",0.27600000000000002,"Annahme basierend auf DIW (2014)",33.6,33.6,{"$f":"(1-VLOOKUP(S1042,Start!$H$33:$I$40,2,FALSE)/100)*W1042","v":28.56},{"$f":"VLOOKUP(R1042,Start!$C$9:$D$15,2,FALSE)+VLOOKUP(R1042,Start!$C$23:$D$29,2,FALSE)","v":58.47},{"$f":"(Y1042/T1042)+Start!$D$19*(VLOOKUP(R1042,Start!$M$33:$N$39,2,FALSE)/T1042)+VLOOKUP(S1042,Start!$C$33:$D$40,2,FALSE)","v":275.78398550724637}]
[null,null,"Ja","SEE988684097793","BNA0081","Vattenfall Wärme Berlin AG","HKW Klingenberg Dampfturbine 2",10317,"Berlin","Köpenicker Chaussee 42-45","Berlin","1981-11-24","Erdgas","Erdgas, Erdölgas","Erdgas","Ja","Gegendruckmaschine mit Entnahme","Erdgas","GuD",0.4037,"OPSD (2020)",64,56,{"$f":"(1-VLOOKUP(S1043,Start!$H$33:$I$40,2,FALSE)/100)*W1043","v":48.72},{"$f":"VLOOKUP(R1043,Start!$C$9:$D$15,2,FALSE)+VLOOKUP(R1043,Start!$C$23:$D$29,2,FALSE)","v":128.9},{"$f":"(Y1043/T1043)+Start!$D$19*(VLOOKUP(R1043,Start!$M$33:$N$39,2,FALSE)/T1043)+VLOOKUP(S1043,Start!$C$33:$D$40,2,FALSE)","v":361.21060193212782}]
[null,null,"Ja","SEE988841475051","BNA1465a","B+T Energie GmbH","HKW Witzenhausen",37213,"Witzenhausen","Kasseler Landstraße 23","Hessen","2009-06-24","nicht biogener Abfall","nicht biogener Abfall (Hausmüll, Siedlungsabfälle)","Abfall","Ja","Kondensationsmaschine mit Entnahme","Abfall","Abfall",0.33,"OPSD (2020)",32.799999999999997,28,{"$f":"(1-VLOOKUP(S1044,Start!$H$33:$I$40,2,FALSE)/100)*W1044","v":23.8},{"$f":"VLOOKUP(R1044,Start!$C$9:$D$15,2,FALSE)+VLOOKUP(R1044,Start!$C$23:$D$29,2,FALSE)","v":0},{"$f":"(Y1044/T1044)+Start!$D$19*(VLOOKUP(R1044,Start!$M$33:$N$39,2,FALSE)/T1044)+VLOOKUP(S1044,Start!$C$33:$D$40,2,FALSE)","v":1}]
[null,null,"Ja","SEE988848971327","BNA0084","Vattenfall Wärme Berlin AG","HKW Reuter, Dampfturbine M",13599,"Berlin","Otternbuchtstraße 11","Berlin","1998-02-04","Wärme","Dampf (fremdbezogen)","Abfall","Ja","Gegendruckmaschine mit Entnahme","Abfall","Abfall",0.33,"OPSD (2020)",36.36,36,{"$f":"(1-VLOOKUP(S1045,Start!$H$33:$I$40,2,FALSE)/100)*W1045","v":30.599999999999998},{"$f":"VLOOKUP(R1045,Start!$C$9:$D$15,2,FALSE)+VLOOKUP(R1045,Start!$C$23:$D$29,2,FALSE)","v":0},{"$f":"(Y1045/T1045)+Start!$D$19*(VLOOKUP(R1045,Start!$M$33:$N$39,2,FALSE)/T1045)+VLOOKUP(S1045,Start!$C$33:$D$40,2,FALSE)","v":1}]
[null,null,"Ja","SEE988996320985",null,"Caterpillar Energy Solutions","P31",68167,"Mannheim","Carl-Benz-Straße 1","Baden-Württemberg","1994-05-02","Erdgas","Erdgas, Erdölgas","Erdgas","Nein","Verbrennungsmotor","Erdgas","GuD",0.38,"eigene Annahme",1.635,1.5529999999999999,{"$f":"(1-VLOOKUP(S1046,Start!$H$33:$I$40,2,FALSE)/100)*W1046","v":1.35111},{"$f":"VLOOKUP(R1046,Start!$C$9:$D$15,2,FALSE)+VLOOKUP(R1046,Start!$C$23:$D$29,2,FALSE)","v":128.9},{"$f":"(Y1046/T1046)+Start!$D$19*(VLOOKUP(R1046,Start!$M$33:$N$39,2,FALSE)/T1046)+VLOOKUP(S1046,Start!$C$33:$D$40,2,FALSE)","v":383.64518421052634}]
[null,null,"Ja","SEE989054024678","BNA0336","Uniper Kraftwerke GmbH","Scholven FWK",45896,"Gelsenkirchen","Glückaufstraße 56","Nordrhein-Westfalen","1985-01-01","Steinkohle","Steinkohlen","Steinkohle","Ja","Gegendruckmaschine mit Entnahme","Steinkohle","Steinkohle",0.38750000000000001,"OPSD (2020)",70,70,{"$f":"(1-VLOOKUP(S1047,Start!$H$33:$I$40,2,FALSE)/100)*W1047","v":56},{"$f":"VLOOKUP(R1047,Start!$C$9:$D$15,2,FALSE)+VLOOKUP(R1047,Start!$C$23:$D$29,2,FALSE)","v":42.45},{"$f":"(Y1047/T1047)+Start!$D$19*(VLOOKUP(R1047,Start!$M$33:$N$39,2,FALSE)/T1047)+VLOOKUP(S1047,Start!$C$33:$D$40,2,FALSE)","v":181.44010322580647}]
[null,null,"Ja","SEE989200392347","BNA1556","Sachsenmilch Leppersdorf GmbH","7711MKA10-GT1",1454,"Wachau","An den Breiten ","Sachsen","2014-05-21","Erdgas","Erdgas, Erdölgas","Erdgas","Ja","Gasturbinen mit Abhitzekessel","Erdgas","GuD",0.45600000000000002,"Annahme basierend auf DIW (2014)",15.45,14.885,{"$f":"(1-VLOOKUP(S1048,Start!$H$33:$I$40,2,FALSE)/100)*W1048","v":12.949949999999999},{"$f":"VLOOKUP(R1048,Start!$C$9:$D$15,2,FALSE)+VLOOKUP(R1048,Start!$C$23:$D$29,2,FALSE)","v":128.9},{"$f":"(Y1048/T1048)+Start!$D$19*(VLOOKUP(R1048,Start!$M$33:$N$39,2,FALSE)/T1048)+VLOOKUP(S1048,Start!$C$33:$D$40,2,FALSE)","v":319.95432017543862}]
[null,null,"Ja","SEE989202977269","BNA1820","Gemeinschaftskraftwerk Bremen GmbH & Co. KG","GUD Mibü",28237,"Bremen","Auf den Delben 35","Bremen","2014-07-10","Erdgas","Erdgas, Erdölgas","Erdgas","Nein","Gasturbinen mit nachgeschalteter Dampfturbine","Erdgas","GuD",0.61199999999999999,"OPSD (2020)",460,444.5,{"$f":"(1-VLOOKUP(S1049,Start!$H$33:$I$40,2,FALSE)/100)*W1049","v":386.71499999999997},{"$f":"VLOOKUP(R1049,Start!$C$9:$D$15,2,FALSE)+VLOOKUP(R1049,Start!$C$23:$D$29,2,FALSE)","v":128.9},{"$f":"(Y1049/T1049)+Start!$D$19*(VLOOKUP(R1049,Start!$M$33:$N$39,2,FALSE)/T1049)+VLOOKUP(S1049,Start!$C$33:$D$40,2,FALSE)","v":238.77968954248368}]
[null,null,"Ja","SEE989328541450","BNA0086","Vattenfall Wärme Berlin AG","HKW Reuter West Dampfturbine D",13599,"Berlin","Großer Spreering 5","Berlin","1987-12-14","Steinkohle","Steinkohlen","Steinkohle","Ja","Kondensationsmaschine mit Entnahme","Steinkohle","Steinkohle",0.4,"OPSD (2020)",300,282,{"$f":"(1-VLOOKUP(S1050,Start!$H$33:$I$40,2,FALSE)/100)*W1050","v":225.60000000000002},{"$f":"VLOOKUP(R1050,Start!$C$9:$D$15,2,FALSE)+VLOOKUP(R1050,Start!$C$23:$D$29,2,FALSE)","v":42.45},{"$f":"(Y1050/T1050)+Start!$D$19*(VLOOKUP(R1050,Start!$M$33:$N$39,2,FALSE)/T1050)+VLOOKUP(S1050,Start!$C$33:$D$40,2,FALSE)","v":175.81072500000002}]
[null,null,"Ja","SEE989342161450",null,"Smurfit Kappa Hoya Papier und Karton GmbH","Gasturbine 2 (TBM)",27318,"Hoya","Von dem Bussche Straße 1","Niedersachsen","2014-05-01","Erdgas","Erdgas, Erdölgas","Erdgas","Ja","Gasturbinen mit Abhitzekessel","Erdgas","GuD",0.4,"eigene Annahme",6.8,6.5279999999999996,{"$f":"(1-VLOOKUP(S1051,Start!$H$33:$I$40,2,FALSE)/100)*W1051","v":5.67936},{"$f":"VLOOKUP(R1051,Start!$C$9:$D$15,2,FALSE)+VLOOKUP(R1051,Start!$C$23:$D$29,2,FALSE)","v":128.9},{"$f":"(Y1051/T1051)+Start!$D$19*(VLOOKUP(R1051,Start!$M$33:$N$39,2,FALSE)/T1051)+VLOOKUP(S1051,Start!$C$33:$D$40,2,FALSE)","v":364.53792499999997}]
[null,null,"Ja","SEE989392899242","BNA0527","Stadtwerke Kiel AG","HKWH Gasturbine 7",24116,"Kiel","Goethestraße 14","Schleswig-Holstein","2014-10-01","Erdgas","Erdgas, Erdölgas","Erdgas","Ja","Gasturbinen mit Abhitzekessel","Erdgas","GuD",0.39050000000000001,"OPSD (2020)",5.4269999999999996,5.3360000000000003,{"$f":"(1-VLOOKUP(S1052,Start!$H$33:$I$40,2,FALSE)/100)*W1052","v":4.6423200000000007},{"$f":"VLOOKUP(R1052,Start!$C$9:$D$15,2,FALSE)+VLOOKUP(R1052,Start!$C$23:$D$29,2,FALSE)","v":128.9},{"$f":"(Y1052/T1052)+Start!$D$19*(VLOOKUP(R1052,Start!$M$33:$N$39,2,FALSE)/T1052)+VLOOKUP(S1052,Start!$C$33:$D$40,2,FALSE)","v":373.36983354673498}]
[null,null,"Ja","SEE989503748513","BNA0221b","Stadtwerke Düsseldorf AG","SWD KWL GTE1",40221,"Düsseldorf","Auf der Lausward 75","Nordrhein-Westfalen","1974-11-19","Erdgas","Erdgas, Erdölgas","Erdgas","Nein","Gasturbinen ohne Abhitzekessel","Erdgas","Gasturbine",0.31240000000000001,"OPSD (2020)",67.5,66.7,{"$f":"(1-VLOOKUP(S1053,Start!$H$33:$I$40,2,FALSE)/100)*W1053","v":58.029000000000003},{"$f":"VLOOKUP(R1053,Start!$C$9:$D$15,2,FALSE)+VLOOKUP(R1053,Start!$C$23:$D$29,2,FALSE)","v":128.9},{"$f":"(Y1053/T1053)+Start!$D$19*(VLOOKUP(R1053,Start!$M$33:$N$39,2,FALSE)/T1053)+VLOOKUP(S1053,Start!$C$33:$D$40,2,FALSE)","v":465.83729193341867}]
[null,null,"Ja","SEE989591633753","BNA0787","Lausitz Energie Kraftwerke AG","Kraftwerk Jänschwalde Block C",3185,"Teichland","Am Kraftwerk ","Brandenburg","1984-02-01","Braunkohle","Rohbraunkohlen","Braunkohle","Ja","Kondensationsmaschine mit Entnahme","Braunkohle","Braunkohle",0.375,"OPSD (2020)",535,500,{"$f":"(1-VLOOKUP(S1054,Start!$H$33:$I$40,2,FALSE)/100)*W1054","v":435},{"$f":"VLOOKUP(R1054,Start!$C$9:$D$15,2,FALSE)+VLOOKUP(R1054,Start!$C$23:$D$29,2,FALSE)","v":3.1},{"$f":"(Y1054/T1054)+Start!$D$19*(VLOOKUP(R1054,Start!$M$33:$N$39,2,FALSE)/T1054)+VLOOKUP(S1054,Start!$C$33:$D$40,2,FALSE)","v":97.413813333333351}]
[null,null,"Ja","SEE989771083484","BNA0600b","Currenta GmbH & Co. OHG","LEV KWG G02",51373,"Leverkusen","Kaiser-Wilhelm-Allee 80","Nordrhein-Westfalen","1970-11-17","Steinkohle","Steinkohlen","Steinkohle","Ja","Kondensationsmaschine ohne Entnahme","Steinkohle","Steinkohle",0.33,"OPSD (2020)",8.6999999999999993,8.234,{"$f":"(1-VLOOKUP(S1055,Start!$H$33:$I$40,2,FALSE)/100)*W1055","v":6.5872000000000002},{"$f":"VLOOKUP(R1055,Start!$C$9:$D$15,2,FALSE)+VLOOKUP(R1055,Start!$C$23:$D$29,2,FALSE)","v":42.45},{"$f":"(Y1055/T1055)+Start!$D$19*(VLOOKUP(R1055,Start!$M$33:$N$39,2,FALSE)/T1055)+VLOOKUP(S1055,Start!$C$33:$D$40,2,FALSE)","v":212.82815151515152}]
[null,null,"Ja","SEE989785638618","BNA1861","BMW AG Niederlassung Stuttgart","Regensburg KWK 3",93055,"Regensburg","Herbert-Quandt-Allee 1","Bayern","2012-10-29","Erdgas","Erdgas, Erdölgas","Erdgas","Ja","Verbrennungsmotor","Erdgas","GuD",0.3982,"OPSD (2020)",2.6779999999999999,2.6240000000000001,{"$f":"(1-VLOOKUP(S1056,Start!$H$33:$I$40,2,FALSE)/100)*W1056","v":2.28288},{"$f":"VLOOKUP(R1056,Start!$C$9:$D$15,2,FALSE)+VLOOKUP(R1056,Start!$C$23:$D$29,2,FALSE)","v":128.9},{"$f":"(Y1056/T1056)+Start!$D$19*(VLOOKUP(R1056,Start!$M$33:$N$39,2,FALSE)/T1056)+VLOOKUP(S1056,Start!$C$33:$D$40,2,FALSE)","v":366.17898041185339}]
[null,null,"Ja","SEE989834346082","BNA1437","Aluminium Oxid Stade GmbH","KWK GT2",21683,"Stade","Johann-Rathje-Köser Straße  -","Niedersachsen","2012-05-01","Erdgas","Erdgas, Erdölgas","Erdgas","Ja","Gasturbinen mit Abhitzekessel","Erdgas","GuD",0.41120000000000001,"OPSD (2020)",15.551500000000001,15.36,{"$f":"(1-VLOOKUP(S1057,Start!$H$33:$I$40,2,FALSE)/100)*W1057","v":13.363199999999999},{"$f":"VLOOKUP(R1057,Start!$C$9:$D$15,2,FALSE)+VLOOKUP(R1057,Start!$C$23:$D$29,2,FALSE)","v":128.9},{"$f":"(Y1057/T1057)+Start!$D$19*(VLOOKUP(R1057,Start!$M$33:$N$39,2,FALSE)/T1057)+VLOOKUP(S1057,Start!$C$33:$D$40,2,FALSE)","v":354.64973249027241}]
[null,null,"Ja","SEE989887901764","BNA0407","Enertec Hameln GmbH","Turbine 5",31789,"Hameln","Heinrich-Schoormann-Weg 1","Niedersachsen","2009-10-01","nicht biogener Abfall","nicht biogener Abfall (Hausmüll, Siedlungsabfälle)","Abfall","Ja","Kondensationsmaschine mit Entnahme","Abfall","Abfall",0.33,"OPSD (2020)",20.399999999999999,12.26,{"$f":"(1-VLOOKUP(S1058,Start!$H$33:$I$40,2,FALSE)/100)*W1058","v":10.420999999999999},{"$f":"VLOOKUP(R1058,Start!$C$9:$D$15,2,FALSE)+VLOOKUP(R1058,Start!$C$23:$D$29,2,FALSE)","v":0},{"$f":"(Y1058/T1058)+Start!$D$19*(VLOOKUP(R1058,Start!$M$33:$N$39,2,FALSE)/T1058)+VLOOKUP(S1058,Start!$C$33:$D$40,2,FALSE)","v":1}]
[null,null,"Ja","SEE990015251552","BNA1465b","DS Smith Paper Deutschland GmbH","ABR990388771138",37213,"Witzenhausen","Kasseler Landstraße 23","Hessen","1975-07-01","Erdgas","Erdgas, Erdölgas","Erdgas","Ja","Gegendruckmaschine ohne Entnahme","Erdgas","GuD",0.33,"eigene Annahme",13.2,12.8,{"$f":"(1-VLOOKUP(S1059,Start!$H$33:$I$40,2,FALSE)/100)*W1059","v":11.136000000000001},{"$f":"VLOOKUP(R1059,Start!$C$9:$D$15,2,FALSE)+VLOOKUP(R1059,Start!$C$23:$D$29,2,FALSE)","v":128.9},{"$f":"(Y1059/T1059)+Start!$D$19*(VLOOKUP(R1059,Start!$M$33:$N$39,2,FALSE)/T1059)+VLOOKUP(S1059,Start!$C$33:$D$40,2,FALSE)","v":441.54596969696973}]
[null,null,"Ja","SEE990065849372","BNA1449a","Zweckverband Abfallwirtschaft Raum Würzburg","TS I",97076,"Würzburg","Gattingerstraße 31","Bayern","1984-06-04","nicht biogener Abfall","nicht biogener Abfall (Hausmüll, Siedlungsabfälle)","Abfall","Ja","Kondensationsmaschine mit Entnahme","Abfall","Abfall",0.33,"OPSD (2020)",11.5,8.6999999999999993,{"$f":"(1-VLOOKUP(S1060,Start!$H$33:$I$40,2,FALSE)/100)*W1060","v":7.3949999999999996},{"$f":"VLOOKUP(R1060,Start!$C$9:$D$15,2,FALSE)+VLOOKUP(R1060,Start!$C$23:$D$29,2,FALSE)","v":0},{"$f":"(Y1060/T1060)+Start!$D$19*(VLOOKUP(R1060,Start!$M$33:$N$39,2,FALSE)/T1060)+VLOOKUP(S1060,Start!$C$33:$D$40,2,FALSE)","v":1}]
[null,null,"Ja","SEE990308000553",null,"Fernheizwerk Neukölln AG","Fernheizwerk 1-BHKW 4",12059,"Berlin","Thiemannstr. 36","Berlin","2013-11-05","Erdgas","Erdgas, Erdölgas","Erdgas","Ja","Verbrennungsmotor","Erdgas","GuD",0.4,"eigene Annahme",2.0649999999999999,2.032,{"$f":"(1-VLOOKUP(S1061,Start!$H$33:$I$40,2,FALSE)/100)*W1061","v":1.7678400000000001},{"$f":"VLOOKUP(R1061,Start!$C$9:$D$15,2,FALSE)+VLOOKUP(R1061,Start!$C$23:$D$29,2,FALSE)","v":128.9},{"$f":"(Y1061/T1061)+Start!$D$19*(VLOOKUP(R1061,Start!$M$33:$N$39,2,FALSE)/T1061)+VLOOKUP(S1061,Start!$C$33:$D$40,2,FALSE)","v":364.53792499999997}]
[null,null,"Ja","SEE990438768378","BNA0270","Stadtwerke Flensburg","Dampfturbine 8",24939,"Flensburg","Batteriestraße 48","Schleswig-Holstein","1985-05-24","Steinkohle","Steinkohlen","Steinkohle","Ja","Gegendruckmaschine ohne Entnahme","Steinkohle","Steinkohle",0.504,"OPSD (2020)",35.9,32.9,{"$f":"(1-VLOOKUP(S1062,Start!$H$33:$I$40,2,FALSE)/100)*W1062","v":26.32},{"$f":"VLOOKUP(R1062,Start!$C$9:$D$15,2,FALSE)+VLOOKUP(R1062,Start!$C$23:$D$29,2,FALSE)","v":42.45},{"$f":"(Y1062/T1062)+Start!$D$19*(VLOOKUP(R1062,Start!$M$33:$N$39,2,FALSE)/T1062)+VLOOKUP(S1062,Start!$C$33:$D$40,2,FALSE)","v":139.80057539682542}]
[null,null,"Ja","SEE990523934756",null,"Shell Deutschland GmbH","Shell Energy and Chemicals Park, Kraftwerk Wesseling, Turbine 1",50389,"Wesseling","Ludwigshafener Str. 1","Nordrhein-Westfalen","1993-01-01","Mineralölprodukte","Heizöl, schwer","Mineralölprodukte","Ja","Kondensationsmaschine mit Entnahme","Öl","Öl",0.374,"Annahme basierend auf DIW (2014)",35,31,{"$f":"(1-VLOOKUP(S1063,Start!$H$33:$I$40,2,FALSE)/100)*W1063","v":26.349999999999998},{"$f":"VLOOKUP(R1063,Start!$C$9:$D$15,2,FALSE)+VLOOKUP(R1063,Start!$C$23:$D$29,2,FALSE)","v":58.769999999999996},{"$f":"(Y1063/T1063)+Start!$D$19*(VLOOKUP(R1063,Start!$M$33:$N$39,2,FALSE)/T1063)+VLOOKUP(S1063,Start!$C$33:$D$40,2,FALSE)","v":218.90802139037433}]
[null,null,"Ja","SEE990603147649","BNA0117b","Energie- und Wasserversorgung Bonn/Rhein-Sieg GmbH","Heizkraftwerk Bonn-Nord, Gasturbine 1 der GuD-Anlage",53115,"Bonn","Karlstraße 2","Nordrhein-Westfalen","1998-08-19","Erdgas","Erdgas, Erdölgas","Erdgas","Ja","Gasturbinen mit nachgeschalteter Dampfturbine","Erdgas","GuD",0.39929999999999999,"OPSD (2020)",24.7,20.5,{"$f":"(1-VLOOKUP(S1064,Start!$H$33:$I$40,2,FALSE)/100)*W1064","v":17.835000000000001},{"$f":"VLOOKUP(R1064,Start!$C$9:$D$15,2,FALSE)+VLOOKUP(R1064,Start!$C$23:$D$29,2,FALSE)","v":128.9},{"$f":"(Y1064/T1064)+Start!$D$19*(VLOOKUP(R1064,Start!$M$33:$N$39,2,FALSE)/T1064)+VLOOKUP(S1064,Start!$C$33:$D$40,2,FALSE)","v":365.17435512146261}]
[null,null,"Ja","SEE990748250273","BNA1327a","Flughafen München GmbH","BHKW 1 - AGG1",85356,"München-Flughafen","Nordallee 18","Bayern","1992-05-08","Mineralölprodukte","Heizöl, leicht","Mineralölprodukte","Ja","Verbrennungsmotor","Öl","Öl",0.37619999999999998,"OPSD (2020)",1.58,1.52,{"$f":"(1-VLOOKUP(S1065,Start!$H$33:$I$40,2,FALSE)/100)*W1065","v":1.292},{"$f":"VLOOKUP(R1065,Start!$C$9:$D$15,2,FALSE)+VLOOKUP(R1065,Start!$C$23:$D$29,2,FALSE)","v":58.769999999999996},{"$f":"(Y1065/T1065)+Start!$D$19*(VLOOKUP(R1065,Start!$M$33:$N$39,2,FALSE)/T1065)+VLOOKUP(S1065,Start!$C$33:$D$40,2,FALSE)","v":217.63370547581076}]
[null,null,"Ja","SEE990760688887",null,"Entsorgungsgesellschaft Mainz mbH","MHKW EBT",55120,"Mainz","Kraftwerkallee 1","Rheinland-Pfalz","2003-01-01","nicht biogener Abfall","nicht biogener Abfall (Hausmüll, Siedlungsabfälle)","Abfall","Nein","Gegendruckmaschine ohne Entnahme","Abfall","Abfall",0.33,"OPSD (2020)",5,5,{"$f":"(1-VLOOKUP(S1066,Start!$H$33:$I$40,2,FALSE)/100)*W1066","v":4.25},{"$f":"VLOOKUP(R1066,Start!$C$9:$D$15,2,FALSE)+VLOOKUP(R1066,Start!$C$23:$D$29,2,FALSE)","v":0},{"$f":"(Y1066/T1066)+Start!$D$19*(VLOOKUP(R1066,Start!$M$33:$N$39,2,FALSE)/T1066)+VLOOKUP(S1066,Start!$C$33:$D$40,2,FALSE)","v":1}]
[null,null,"Ja","SEE990877363660",null,"Crespel & Deiters GmbH ＆ Co. KG","GTS1",49479,"Ibbenbüren","Groner Allee 76","Nordrhein-Westfalen","1994-08-15","Erdgas","Erdgas, Erdölgas","Erdgas","Ja","Gasturbinen ohne Abhitzekessel","Erdgas","Gasturbine",0.38,"eigene Annahme",1.1399999999999999,1.0880000000000001,{"$f":"(1-VLOOKUP(S1067,Start!$H$33:$I$40,2,FALSE)/100)*W1067","v":0.94656000000000007},{"$f":"VLOOKUP(R1067,Start!$C$9:$D$15,2,FALSE)+VLOOKUP(R1067,Start!$C$23:$D$29,2,FALSE)","v":128.9},{"$f":"(Y1067/T1067)+Start!$D$19*(VLOOKUP(R1067,Start!$M$33:$N$39,2,FALSE)/T1067)+VLOOKUP(S1067,Start!$C$33:$D$40,2,FALSE)","v":383.14518421052634}]
[null,null,"Ja","SEE990935582224",null,"K+S Minerals and Agriculture GmbH","Kraftwerk HA GT3",36269,"Philippsthal","Hattorfer Straße 1","Hessen","2006-07-02","Erdgas","Erdgas, Erdölgas","Erdgas","Ja","Gasturbinen mit Abhitzekessel","Erdgas","GuD",0.4,"eigene Annahme",6.0720000000000001,6,{"$f":"(1-VLOOKUP(S1068,Start!$H$33:$I$40,2,FALSE)/100)*W1068","v":5.22},{"$f":"VLOOKUP(R1068,Start!$C$9:$D$15,2,FALSE)+VLOOKUP(R1068,Start!$C$23:$D$29,2,FALSE)","v":128.9},{"$f":"(Y1068/T1068)+Start!$D$19*(VLOOKUP(R1068,Start!$M$33:$N$39,2,FALSE)/T1068)+VLOOKUP(S1068,Start!$C$33:$D$40,2,FALSE)","v":364.53792499999997}]
[null,null,"Ja","SEE991036415459","BNA1863","Fresenius Medical Care Deutschland GmbH","Gasturbine 1",66606,"St. Wendel","Frankfurter Straße 44779","Saarland","2014-01-24","Erdgas","Erdgas, Erdölgas","Erdgas","Ja","Gasturbinen mit Abhitzekessel","Erdgas","GuD",0.41639999999999999,"OPSD (2020)",7.58,7.5579999999999998,{"$f":"(1-VLOOKUP(S1069,Start!$H$33:$I$40,2,FALSE)/100)*W1069","v":6.5754599999999996},{"$f":"VLOOKUP(R1069,Start!$C$9:$D$15,2,FALSE)+VLOOKUP(R1069,Start!$C$23:$D$29,2,FALSE)","v":128.9},{"$f":"(Y1069/T1069)+Start!$D$19*(VLOOKUP(R1069,Start!$M$33:$N$39,2,FALSE)/T1069)+VLOOKUP(S1069,Start!$C$33:$D$40,2,FALSE)","v":350.23960134486072}]
[null,null,"Ja","SEE991039408854","BNA1315","Universitätsklinikum Freiburg","Gasturbine 1",79106,"Freiburg","Hartmannstraße 1","Baden-Württemberg","2001-01-01","Erdgas","Erdgas, Erdölgas","Erdgas","Ja","Gasturbinen mit Abhitzekessel","Erdgas","GuD",0.3861,"OPSD (2020)",5.6,5.6,{"$f":"(1-VLOOKUP(S1070,Start!$H$33:$I$40,2,FALSE)/100)*W1070","v":4.8719999999999999},{"$f":"VLOOKUP(R1070,Start!$C$9:$D$15,2,FALSE)+VLOOKUP(R1070,Start!$C$23:$D$29,2,FALSE)","v":128.9},{"$f":"(Y1070/T1070)+Start!$D$19*(VLOOKUP(R1070,Start!$M$33:$N$39,2,FALSE)/T1070)+VLOOKUP(S1070,Start!$C$33:$D$40,2,FALSE)","v":377.60766640766644}]
[null,null,"Ja","SEE991050894971","BNA0598a","InfraLeuna GmbH","EKT",6237,"Leuna"," ","Sachsen-Anhalt","2000-02-14","Wärme","Dampf (fremdbezogen)","Sonstige Energieträger (nicht erneuerbar)","Nein","Kondensationsmaschine mit Entnahme","Sonstige","Sonstige",0.38500000000000001,"Annahme basierend auf DIW (2014)",14.7,14,{"$f":"(1-VLOOKUP(S1071,Start!$H$33:$I$40,2,FALSE)/100)*W1071","v":11.9},{"$f":"VLOOKUP(R1071,Start!$C$9:$D$15,2,FALSE)+VLOOKUP(R1071,Start!$C$23:$D$29,2,FALSE)","v":58.47},{"$f":"(Y1071/T1071)+Start!$D$19*(VLOOKUP(R1071,Start!$M$33:$N$39,2,FALSE)/T1071)+VLOOKUP(S1071,Start!$C$33:$D$40,2,FALSE)","v":197.988}]
[null,null,"Ja","SEE991087959599","BNA0504","TEAG Thüringer Energie AG","Dampfturbine 1 Jena",7745,"Jena","Rudolstädter Straße 41","Thüringen","1996-09-26","Erdgas","Erdgas, Erdölgas","Erdgas","Ja","Gegendruckmaschine mit Entnahme","Erdgas","GuD",0.52200000000000002,"OPSD (2020)",26,25,{"$f":"(1-VLOOKUP(S1072,Start!$H$33:$I$40,2,FALSE)/100)*W1072","v":21.75},{"$f":"VLOOKUP(R1072,Start!$C$9:$D$15,2,FALSE)+VLOOKUP(R1072,Start!$C$23:$D$29,2,FALSE)","v":128.9},{"$f":"(Y1072/T1072)+Start!$D$19*(VLOOKUP(R1072,Start!$M$33:$N$39,2,FALSE)/T1072)+VLOOKUP(S1072,Start!$C$33:$D$40,2,FALSE)","v":279.68998084291189}]
[null,null,"Ja","SEE991220769276","BNA0199","RWE Generation SE","Dormagen DT",41540,"Dormagen","Paralellweg 1","Nordrhein-Westfalen","2000-07-23","Erdgas","","Erdgas","Ja","Kondensationsmaschine mit Entnahme","Erdgas","GuD",0.54,"OPSD (2020)",194,194,{"$f":"(1-VLOOKUP(S1073,Start!$H$33:$I$40,2,FALSE)/100)*W1073","v":168.78},{"$f":"VLOOKUP(R1073,Start!$C$9:$D$15,2,FALSE)+VLOOKUP(R1073,Start!$C$23:$D$29,2,FALSE)","v":128.9},{"$f":"(Y1073/T1073)+Start!$D$19*(VLOOKUP(R1073,Start!$M$33:$N$39,2,FALSE)/T1073)+VLOOKUP(S1073,Start!$C$33:$D$40,2,FALSE)","v":270.41698148148146}]
[null,null,"Ja","SEE991299080678","BNA0401","ADM Hamburg Aktiengesellschaft","GT2",21107,"Hamburg","Nippoldstraße 117","Hamburg","2013-07-10","Erdgas","Erdgas, Erdölgas","Erdgas","Ja","Gasturbinen mit Abhitzekessel","Erdgas","GuD",0.37730000000000002,"OPSD (2020)",5.6879999999999997,5.5380000000000003,{"$f":"(1-VLOOKUP(S1074,Start!$H$33:$I$40,2,FALSE)/100)*W1074","v":4.81806},{"$f":"VLOOKUP(R1074,Start!$C$9:$D$15,2,FALSE)+VLOOKUP(R1074,Start!$C$23:$D$29,2,FALSE)","v":128.9},{"$f":"(Y1074/T1074)+Start!$D$19*(VLOOKUP(R1074,Start!$M$33:$N$39,2,FALSE)/T1074)+VLOOKUP(S1074,Start!$C$33:$D$40,2,FALSE)","v":386.37985687781605}]
[null,null,"Ja","SEE991324265957","BNA1097","Smurfit Kappa Zülpich Papier GmbH","DT06",53909,"Zülpich","Zum Mühlengraben 1","Nordrhein-Westfalen","2010-10-22","Erdgas","Erdgas, Erdölgas","Erdgas","Ja","Gegendruckmaschine ohne Entnahme","Erdgas","GuD",0.39600000000000002,"Annahme basierend auf DIW (2014)",15.552,14.382999999999999,{"$f":"(1-VLOOKUP(S1075,Start!$H$33:$I$40,2,FALSE)/100)*W1075","v":12.513209999999999},{"$f":"VLOOKUP(R1075,Start!$C$9:$D$15,2,FALSE)+VLOOKUP(R1075,Start!$C$23:$D$29,2,FALSE)","v":128.9},{"$f":"(Y1075/T1075)+Start!$D$19*(VLOOKUP(R1075,Start!$M$33:$N$39,2,FALSE)/T1075)+VLOOKUP(S1075,Start!$C$33:$D$40,2,FALSE)","v":368.20497474747475}]
[null,null,"Ja","SEE991559435767","BNA0662b","Evonik Operations GmbH","Kraftwerk I, KT5",45772,"Marl","Paul-Baumann-Straße 1","Nordrhein-Westfalen","1940-08-12","Steinkohle","Steinkohlen","Steinkohle","Ja","Kondensationsmaschine ohne Entnahme","Steinkohle","Steinkohle",0.27,"OPSD (2020)",16,15.638,{"$f":"(1-VLOOKUP(S1076,Start!$H$33:$I$40,2,FALSE)/100)*W1076","v":12.510400000000001},{"$f":"VLOOKUP(R1076,Start!$C$9:$D$15,2,FALSE)+VLOOKUP(R1076,Start!$C$23:$D$29,2,FALSE)","v":42.45},{"$f":"(Y1076/T1076)+Start!$D$19*(VLOOKUP(R1076,Start!$M$33:$N$39,2,FALSE)/T1076)+VLOOKUP(S1076,Start!$C$33:$D$40,2,FALSE)","v":259.83440740740747}]
[null,null,"Ja","SEE991627285584","BNA1293c","Martinswerk GmbH","KWK-Anlage: Generator 4 (Gas)",50127,"Bergheim","Kölner Straße 110","Nordrhein-Westfalen","1971-01-01","Erdgas","Erdgas, Erdölgas","Erdgas","Ja","Gegendruckmaschine ohne Entnahme","Erdgas","GuD",0.3795,"OPSD (2020)",5,4.5,{"$f":"(1-VLOOKUP(S1077,Start!$H$33:$I$40,2,FALSE)/100)*W1077","v":3.915},{"$f":"VLOOKUP(R1077,Start!$C$9:$D$15,2,FALSE)+VLOOKUP(R1077,Start!$C$23:$D$29,2,FALSE)","v":128.9},{"$f":"(Y1077/T1077)+Start!$D$19*(VLOOKUP(R1077,Start!$M$33:$N$39,2,FALSE)/T1077)+VLOOKUP(S1077,Start!$C$33:$D$40,2,FALSE)","v":384.1486693017128}]
[null,null,"Ja","SEE991633857065","BNA0685","Stadtwerke Münster GmbH","Gasturbine 1",48155,"Münster","Am Mittelhafen 11","Nordrhein-Westfalen","2005-12-30","Erdgas","Erdgas, Erdölgas","Erdgas","Ja","Gasturbinen mit Abhitzekessel","Erdgas","GuD",0.5625,"OPSD (2020)",32,31,{"$f":"(1-VLOOKUP(S1078,Start!$H$33:$I$40,2,FALSE)/100)*W1078","v":26.97},{"$f":"VLOOKUP(R1078,Start!$C$9:$D$15,2,FALSE)+VLOOKUP(R1078,Start!$C$23:$D$29,2,FALSE)","v":128.9},{"$f":"(Y1078/T1078)+Start!$D$19*(VLOOKUP(R1078,Start!$M$33:$N$39,2,FALSE)/T1078)+VLOOKUP(S1078,Start!$C$33:$D$40,2,FALSE)","v":259.66030222222224}]
[null,null,"Ja","SEE991807535867","BNA1402","Delkeskamp Verpackungswerke GmbH","KWK-Anlage Gasturbine 3",49638,"Nortrup","Hauptstraße 15","Niedersachsen","2000-10-05","Erdgas","Erdgas, Erdölgas","Erdgas","Ja","Gasturbinen mit Abhitzekessel","Erdgas","GuD",0.38059999999999999,"OPSD (2020)",5,4.8499999999999996,{"$f":"(1-VLOOKUP(S1079,Start!$H$33:$I$40,2,FALSE)/100)*W1079","v":4.2195},{"$f":"VLOOKUP(R1079,Start!$C$9:$D$15,2,FALSE)+VLOOKUP(R1079,Start!$C$23:$D$29,2,FALSE)","v":128.9},{"$f":"(Y1079/T1079)+Start!$D$19*(VLOOKUP(R1079,Start!$M$33:$N$39,2,FALSE)/T1079)+VLOOKUP(S1079,Start!$C$33:$D$40,2,FALSE)","v":383.04274829217024}]
[null,null,"Ja","SEE991817093418","BNA0785","Lausitz Energie Kraftwerke AG","Kraftwerk Jänschwalde Block A",3185,"Teichland","Am Kraftwerk ","Brandenburg","1981-10-01","Braunkohle","Rohbraunkohlen","Braunkohle","Ja","Kondensationsmaschine mit Entnahme","Braunkohle","Braunkohle",0.375,"OPSD (2020)",535,500,{"$f":"(1-VLOOKUP(S1080,Start!$H$33:$I$40,2,FALSE)/100)*W1080","v":435},{"$f":"VLOOKUP(R1080,Start!$C$9:$D$15,2,FALSE)+VLOOKUP(R1080,Start!$C$23:$D$29,2,FALSE)","v":3.1},{"$f":"(Y1080/T1080)+Start!$D$19*(VLOOKUP(R1080,Start!$M$33:$N$39,2,FALSE)/T1080)+VLOOKUP(S1080,Start!$C$33:$D$40,2,FALSE)","v":97.413813333333351}]
[null,null,"Ja","SEE992079247007","BNA1396","GLOBALFOUNDRIES Dresden Module Two LLC & Co. KG","Gasmotoren-Blockheizkraftwerk I (Generator 8)",1468,"Moritzburg","Ringstraße 3","Sachsen","1998-09-01","Erdgas","Erdgas, Erdölgas","Erdgas","Ja","Verbrennungsmotor","Erdgas","GuD",0.38279999999999997,"OPSD (2020)",3.8839999999999999,3.879,{"$f":"(1-VLOOKUP(S1081,Start!$H$33:$I$40,2,FALSE)/100)*W1081","v":3.37473},{"$f":"VLOOKUP(R1081,Start!$C$9:$D$15,2,FALSE)+VLOOKUP(R1081,Start!$C$23:$D$29,2,FALSE)","v":128.9},{"$f":"(Y1081/T1081)+Start!$D$19*(VLOOKUP(R1081,Start!$M$33:$N$39,2,FALSE)/T1081)+VLOOKUP(S1081,Start!$C$33:$D$40,2,FALSE)","v":380.84997387669807}]
[null,null,"Ja","SEE992187994404","BNA0073","Vattenfall Wärme Berlin AG","HKW Mitte Dampfturbine",10179,"Berlin","Köpenicker Straße 60","Berlin","1997-09-08","Wärme","Prozessdampf","Erdgas","Ja","Gegendruckmaschine mit Entnahme","Erdgas","GuD",0.49,"OPSD (2020)",117.16,116,{"$f":"(1-VLOOKUP(S1082,Start!$H$33:$I$40,2,FALSE)/100)*W1082","v":100.92},{"$f":"VLOOKUP(R1082,Start!$C$9:$D$15,2,FALSE)+VLOOKUP(R1082,Start!$C$23:$D$29,2,FALSE)","v":128.9},{"$f":"(Y1082/T1082)+Start!$D$19*(VLOOKUP(R1082,Start!$M$33:$N$39,2,FALSE)/T1082)+VLOOKUP(S1082,Start!$C$33:$D$40,2,FALSE)","v":297.85748979591841}]
[null,null,"Ja","SEE992213654456","BNA0486","Hüttenwerke Krupp Mannesmann GmbH","Huckingen B",47259,"Duisburg","Ehinger Str. 200","Nordrhein-Westfalen","1976-12-01","andere Gase","Hochofengas, Konvertergas","Sonstige Energieträger (nicht erneuerbar)","Ja","Kondensationsmaschine mit Entnahme","Erdgas","GuD",0.45,"Annahme basierend auf DIW (2014)",320,303,{"$f":"(1-VLOOKUP(S1083,Start!$H$33:$I$40,2,FALSE)/100)*W1083","v":263.61},{"$f":"VLOOKUP(R1083,Start!$C$9:$D$15,2,FALSE)+VLOOKUP(R1083,Start!$C$23:$D$29,2,FALSE)","v":128.9},{"$f":"(Y1083/T1083)+Start!$D$19*(VLOOKUP(R1083,Start!$M$33:$N$39,2,FALSE)/T1083)+VLOOKUP(S1083,Start!$C$33:$D$40,2,FALSE)","v":324.20037777777782}]
[null,null,"Ja","SEE992491089179","BNA1336","Henkel AG & Co. KGaA","F18BHKW",40589,"Düsseldorf","Henkelstraße 67","Nordrhein-Westfalen","2016-07-22","Erdgas","Erdgas, Erdölgas","Erdgas","Ja","Verbrennungsmotor","Erdgas","GuD",0.32779999999999998,"OPSD (2020)",1.9990000000000001,1.968,{"$f":"(1-VLOOKUP(S1084,Start!$H$33:$I$40,2,FALSE)/100)*W1084","v":1.7121599999999999},{"$f":"VLOOKUP(R1084,Start!$C$9:$D$15,2,FALSE)+VLOOKUP(R1084,Start!$C$23:$D$29,2,FALSE)","v":128.9},{"$f":"(Y1084/T1084)+Start!$D$19*(VLOOKUP(R1084,Start!$M$33:$N$39,2,FALSE)/T1084)+VLOOKUP(S1084,Start!$C$33:$D$40,2,FALSE)","v":444.49929835265408}]
[null,null,"Ja","SEE992607731794","BNA1186b","EGK Entsorgungsgesellschaft Krefeld GmbH & Co. KG","Turbine 4",47829,"Krefeld","Parkstraße 234","Nordrhein-Westfalen","2001-04-05","Wärme","Prozessdampf","Abfall","Ja","Kondensationsmaschine ohne Entnahme","Abfall","Abfall",0.33,"OPSD (2020)",13.84,9.23,{"$f":"(1-VLOOKUP(S1085,Start!$H$33:$I$40,2,FALSE)/100)*W1085","v":7.8455000000000004},{"$f":"VLOOKUP(R1085,Start!$C$9:$D$15,2,FALSE)+VLOOKUP(R1085,Start!$C$23:$D$29,2,FALSE)","v":0},{"$f":"(Y1085/T1085)+Start!$D$19*(VLOOKUP(R1085,Start!$M$33:$N$39,2,FALSE)/T1085)+VLOOKUP(S1085,Start!$C$33:$D$40,2,FALSE)","v":1}]
[null,null,"Ja","SEE992623649677","BNA1402","Delkeskamp Verpackungswerke GmbH","KWK-Anlage Gasturbine 4",49638,"Nortrup","Hauptstraße 15","Niedersachsen","2009-03-05","Erdgas","Erdgas, Erdölgas","Erdgas","Ja","Gasturbinen mit Abhitzekessel","Erdgas","GuD",0.38059999999999999,"OPSD (2020)",4.3600000000000003,4.2290000000000001,{"$f":"(1-VLOOKUP(S1086,Start!$H$33:$I$40,2,FALSE)/100)*W1086","v":3.67923},{"$f":"VLOOKUP(R1086,Start!$C$9:$D$15,2,FALSE)+VLOOKUP(R1086,Start!$C$23:$D$29,2,FALSE)","v":128.9},{"$f":"(Y1086/T1086)+Start!$D$19*(VLOOKUP(R1086,Start!$M$33:$N$39,2,FALSE)/T1086)+VLOOKUP(S1086,Start!$C$33:$D$40,2,FALSE)","v":383.04274829217024}]
[null,null,"Ja","SEE992645841813","BNA0085b","Vattenfall Wärme Berlin AG","HKW Moabit Gasturbine 6",13353,"Berlin","Friedrich-Krause-Ufer 42278","Berlin","1971-11-27","Mineralölprodukte","Heizöl, leicht","Mineralölprodukte","Nein","Gasturbinen ohne Abhitzekessel","Öl","Öl",0.30459999999999998,"OPSD (2020)",17,17,{"$f":"(1-VLOOKUP(S1087,Start!$H$33:$I$40,2,FALSE)/100)*W1087","v":14.45},{"$f":"VLOOKUP(R1087,Start!$C$9:$D$15,2,FALSE)+VLOOKUP(R1087,Start!$C$23:$D$29,2,FALSE)","v":58.769999999999996},{"$f":"(Y1087/T1087)+Start!$D$19*(VLOOKUP(R1087,Start!$M$33:$N$39,2,FALSE)/T1087)+VLOOKUP(S1087,Start!$C$33:$D$40,2,FALSE)","v":268.55613919894944}]
[null,null,"Ja","SEE992769312817",null,"K+S Minerals and Agriculture GmbH","Kraftwerk UB GT1",36414,"Unterbreizbach","Schachtstraße 10","Thüringen","2016-07-02","Erdgas","Erdgas, Erdölgas","Erdgas","Ja","Gasturbinen mit nachgeschalteter Dampfturbine","Erdgas","GuD",0.55000000000000004,"eigene Annahme",5.0242500000000003,4.95,{"$f":"(1-VLOOKUP(S1088,Start!$H$33:$I$40,2,FALSE)/100)*W1088","v":4.3064999999999998},{"$f":"VLOOKUP(R1088,Start!$C$9:$D$15,2,FALSE)+VLOOKUP(R1088,Start!$C$23:$D$29,2,FALSE)","v":128.9},{"$f":"(Y1088/T1088)+Start!$D$19*(VLOOKUP(R1088,Start!$M$33:$N$39,2,FALSE)/T1088)+VLOOKUP(S1088,Start!$C$33:$D$40,2,FALSE)","v":265.52758181818177}]
[null,null,"Ja","SEE992947793209","BNA1167","Kreis Weseler Abfallgesellschaft mbH & Co.KG","Dampfturbine",47475,"Kamp-Lintfort","Graftstr. 25","Nordrhein-Westfalen","1997-04-01","nicht biogener Abfall","nicht biogener Abfall (Hausmüll, Siedlungsabfälle)","Abfall","Ja","Kondensationsmaschine mit Entnahme","Abfall","Abfall",0.33,"OPSD (2020)",22,16,{"$f":"(1-VLOOKUP(S1089,Start!$H$33:$I$40,2,FALSE)/100)*W1089","v":13.6},{"$f":"VLOOKUP(R1089,Start!$C$9:$D$15,2,FALSE)+VLOOKUP(R1089,Start!$C$23:$D$29,2,FALSE)","v":0},{"$f":"(Y1089/T1089)+Start!$D$19*(VLOOKUP(R1089,Start!$M$33:$N$39,2,FALSE)/T1089)+VLOOKUP(S1089,Start!$C$33:$D$40,2,FALSE)","v":1}]
[null,null,"Ja","SEE992973663477","BNA0937","EnBW Energie Baden-Württemberg AG","Heizkraftwerk Stuttgart-Münster GT 16",70376,"Stuttgart","Voltastraße 45","Baden-Württemberg","1974-01-01","Mineralölprodukte","Heizöl, leicht","Mineralölprodukte","Nein","Gasturbinen ohne Abhitzekessel","Öl","Öl",0.23,"OPSD (2020)",23.3,23.3,{"$f":"(1-VLOOKUP(S1090,Start!$H$33:$I$40,2,FALSE)/100)*W1090","v":19.805},{"$f":"VLOOKUP(R1090,Start!$C$9:$D$15,2,FALSE)+VLOOKUP(R1090,Start!$C$23:$D$29,2,FALSE)","v":58.769999999999996},{"$f":"(Y1090/T1090)+Start!$D$19*(VLOOKUP(R1090,Start!$M$33:$N$39,2,FALSE)/T1090)+VLOOKUP(S1090,Start!$C$33:$D$40,2,FALSE)","v":355.33739130434782}]
[null,null,"Ja","SEE993054223955","BNA0750","GMVA Gemeinschafts-Müll-Verbrennungsanlage Niederrhein GmbH","„Turbosatz 2“",46049,"Oberhausen","Liricher Str. 121","Nordrhein-Westfalen","1991-10-17","nicht biogener Abfall","nicht biogener Abfall (Hausmüll, Siedlungsabfälle)","Abfall","Ja","Kondensationsmaschine mit Entnahme","Abfall","Abfall",0.33,"OPSD (2020)",49.5,40.4,{"$f":"(1-VLOOKUP(S1091,Start!$H$33:$I$40,2,FALSE)/100)*W1091","v":34.339999999999996},{"$f":"VLOOKUP(R1091,Start!$C$9:$D$15,2,FALSE)+VLOOKUP(R1091,Start!$C$23:$D$29,2,FALSE)","v":0},{"$f":"(Y1091/T1091)+Start!$D$19*(VLOOKUP(R1091,Start!$M$33:$N$39,2,FALSE)/T1091)+VLOOKUP(S1091,Start!$C$33:$D$40,2,FALSE)","v":1}]
[null,null,"Ja","SEE993275815625",null,"Volkswagen AG","011_CS09_USV-A-1",38440,"Wolfsburg","Berliner Ring 2","Niedersachsen","2016-12-01","Mineralölprodukte","Dieselkraftstoff","Mineralölprodukte","Nein","Verbrennungsmotor","Öl","Öl",0.4,"eigene Annahme",2.2000000000000002,2,{"$f":"(1-VLOOKUP(S1092,Start!$H$33:$I$40,2,FALSE)/100)*W1092","v":1.7},{"$f":"VLOOKUP(R1092,Start!$C$9:$D$15,2,FALSE)+VLOOKUP(R1092,Start!$C$23:$D$29,2,FALSE)","v":58.769999999999996},{"$f":"(Y1092/T1092)+Start!$D$19*(VLOOKUP(R1092,Start!$M$33:$N$39,2,FALSE)/T1092)+VLOOKUP(S1092,Start!$C$33:$D$40,2,FALSE)","v":204.744}]
[null,null,"Ja","SEE993292613167","BNA0834","Solvay Chemicals GmbH","Solvay Rb TA8",47495,"Rheinberg","Xantener Straße 237","Nordrhein-Westfalen","2021-07-01","Wärme","Prozessdampf","Steinkohle","Ja","Gegendruckmaschine ohne Entnahme","Steinkohle","Steinkohle",0.34210000000000002,"OPSD (2020)",15.94,15.94,{"$f":"(1-VLOOKUP(S1093,Start!$H$33:$I$40,2,FALSE)/100)*W1093","v":12.752000000000001},{"$f":"VLOOKUP(R1093,Start!$C$9:$D$15,2,FALSE)+VLOOKUP(R1093,Start!$C$23:$D$29,2,FALSE)","v":42.45},{"$f":"(Y1093/T1093)+Start!$D$19*(VLOOKUP(R1093,Start!$M$33:$N$39,2,FALSE)/T1093)+VLOOKUP(S1093,Start!$C$33:$D$40,2,FALSE)","v":205.34644840689859}]
[null,null,"Ja","SEE993301547841","BNA0557b","Currenta GmbH & Co. OHG","UER N230 NST4",47829,"Krefeld","Rheinuferstraße 7","Nordrhein-Westfalen","1967-07-03","Erdgas","Erdgas, Erdölgas","Erdgas","Ja","Gegendruckmaschine mit Entnahme","Erdgas","GuD",0.35249999999999998,"OPSD (2020)",29.7,29,{"$f":"(1-VLOOKUP(S1094,Start!$H$33:$I$40,2,FALSE)/100)*W1094","v":25.23},{"$f":"VLOOKUP(R1094,Start!$C$9:$D$15,2,FALSE)+VLOOKUP(R1094,Start!$C$23:$D$29,2,FALSE)","v":128.9},{"$f":"(Y1094/T1094)+Start!$D$19*(VLOOKUP(R1094,Start!$M$33:$N$39,2,FALSE)/T1094)+VLOOKUP(S1094,Start!$C$33:$D$40,2,FALSE)","v":413.45792907801422}]
[null,null,"Ja","SEE993385162510","BNA1331","R.D.M. Arnsberg GmbH","BVI-NT",59821,"Arnsberg","Hellefelder Straße 51","Nordrhein-Westfalen","1957-02-27","Steinkohle","Steinkohlen","Steinkohle","Ja","Kondensationsmaschine mit Entnahme","Steinkohle","Steinkohle",0.23250000000000001,"OPSD (2020)",6.6,5.7859999999999996,{"$f":"(1-VLOOKUP(S1095,Start!$H$33:$I$40,2,FALSE)/100)*W1095","v":4.6288},{"$f":"VLOOKUP(R1095,Start!$C$9:$D$15,2,FALSE)+VLOOKUP(R1095,Start!$C$23:$D$29,2,FALSE)","v":42.45},{"$f":"(Y1095/T1095)+Start!$D$19*(VLOOKUP(R1095,Start!$M$33:$N$39,2,FALSE)/T1095)+VLOOKUP(S1095,Start!$C$33:$D$40,2,FALSE)","v":301.53350537634412}]
[null,null,"Ja","SEE993408840296","BNA0662b","Evonik Operations GmbH","Kraftwerk I, EKT16",45772,"Marl","Paul-Baumann-Straße 1","Nordrhein-Westfalen","1972-12-15","Steinkohle","Steinkohlen","Steinkohle","Ja","Kondensationsmaschine mit Entnahme","Steinkohle","Steinkohle",0.27,"OPSD (2020)",46.795999999999999,45.99,{"$f":"(1-VLOOKUP(S1096,Start!$H$33:$I$40,2,FALSE)/100)*W1096","v":36.792000000000002},{"$f":"VLOOKUP(R1096,Start!$C$9:$D$15,2,FALSE)+VLOOKUP(R1096,Start!$C$23:$D$29,2,FALSE)","v":42.45},{"$f":"(Y1096/T1096)+Start!$D$19*(VLOOKUP(R1096,Start!$M$33:$N$39,2,FALSE)/T1096)+VLOOKUP(S1096,Start!$C$33:$D$40,2,FALSE)","v":259.83440740740747}]
[null,null,"Ja","SEE993412996354","BNA0444","K+S Minerals and Agriculture GmbH","Kraftwerk WI DT3",36266,"Heringen","In der Aue 1","Hessen","1967-01-01","Erdgas","Erdgas, Erdölgas","Erdgas","Ja","Kondensationsmaschine mit Entnahme","Erdgas","GuD",0.58050000000000002,"OPSD (2020)",12.254,12.07,{"$f":"(1-VLOOKUP(S1097,Start!$H$33:$I$40,2,FALSE)/100)*W1097","v":10.5009},{"$f":"VLOOKUP(R1097,Start!$C$9:$D$15,2,FALSE)+VLOOKUP(R1097,Start!$C$23:$D$29,2,FALSE)","v":128.9},{"$f":"(Y1097/T1097)+Start!$D$19*(VLOOKUP(R1097,Start!$M$33:$N$39,2,FALSE)/T1097)+VLOOKUP(S1097,Start!$C$33:$D$40,2,FALSE)","v":251.65533161068043}]
[null,null,"Ja","SEE993546424112","BNA0407","Enertec Hameln GmbH","Turbine 2",31789,"Hameln","Heinrich-Schoormann-Weg 1","Niedersachsen","1952-08-05","nicht biogener Abfall","nicht biogener Abfall (Hausmüll, Siedlungsabfälle)","Abfall","Nein","Kondensationsmaschine ohne Entnahme","Abfall","Abfall",0.33,"OPSD (2020)",21,12.62,{"$f":"(1-VLOOKUP(S1098,Start!$H$33:$I$40,2,FALSE)/100)*W1098","v":10.726999999999999},{"$f":"VLOOKUP(R1098,Start!$C$9:$D$15,2,FALSE)+VLOOKUP(R1098,Start!$C$23:$D$29,2,FALSE)","v":0},{"$f":"(Y1098/T1098)+Start!$D$19*(VLOOKUP(R1098,Start!$M$33:$N$39,2,FALSE)/T1098)+VLOOKUP(S1098,Start!$C$33:$D$40,2,FALSE)","v":1}]
[null,null,"Ja","SEE993592183001","BNA1401b","RWE Power AG","Neurath G",41517,"Grevenbroich","Energiestraße 101","Nordrhein-Westfalen","2012-07-08","Braunkohle","Rohbraunkohlen","Braunkohle","Nein","Kondensationsmaschine mit Entnahme","Braunkohle","Braunkohle",0.43,"OPSD (2020)",1110,1060,{"$f":"(1-VLOOKUP(S1099,Start!$H$33:$I$40,2,FALSE)/100)*W1099","v":922.2},{"$f":"VLOOKUP(R1099,Start!$C$9:$D$15,2,FALSE)+VLOOKUP(R1099,Start!$C$23:$D$29,2,FALSE)","v":3.1},{"$f":"(Y1099/T1099)+Start!$D$19*(VLOOKUP(R1099,Start!$M$33:$N$39,2,FALSE)/T1099)+VLOOKUP(S1099,Start!$C$33:$D$40,2,FALSE)","v":85.171348837209308}]
[null,null,"Ja","SEE993713255198","BNA1260","Mercedes-Benz AG","Mercedes-Benz Werk Sindelfingen HKW Turbine 5",71063,"Sindelfingen","Bela-Barenyi-Str. 1","Baden-Württemberg","1981-07-23","Erdgas","Erdgas, Erdölgas","Erdgas","Ja","Gegendruckmaschine mit Entnahme","Erdgas","GuD",0.39929999999999999,"OPSD (2020)",21.968,19.771000000000001,{"$f":"(1-VLOOKUP(S1100,Start!$H$33:$I$40,2,FALSE)/100)*W1100","v":17.200770000000002},{"$f":"VLOOKUP(R1100,Start!$C$9:$D$15,2,FALSE)+VLOOKUP(R1100,Start!$C$23:$D$29,2,FALSE)","v":128.9},{"$f":"(Y1100/T1100)+Start!$D$19*(VLOOKUP(R1100,Start!$M$33:$N$39,2,FALSE)/T1100)+VLOOKUP(S1100,Start!$C$33:$D$40,2,FALSE)","v":365.17435512146261}]
[null,null,"Ja","SEE993787055366","BNA1186c","EGK Entsorgungsgesellschaft Krefeld GmbH & Co. KG","Turbine 2",47829,"Krefeld","Parkstraße 234","Nordrhein-Westfalen","1974-08-27","Wärme","Prozessdampf","Abfall","Ja","Gegendruckmaschine ohne Entnahme","Abfall","Abfall",0.33,"OPSD (2020)",1.4,0.93,{"$f":"(1-VLOOKUP(S1101,Start!$H$33:$I$40,2,FALSE)/100)*W1101","v":0.79049999999999998},{"$f":"VLOOKUP(R1101,Start!$C$9:$D$15,2,FALSE)+VLOOKUP(R1101,Start!$C$23:$D$29,2,FALSE)","v":0},{"$f":"(Y1101/T1101)+Start!$D$19*(VLOOKUP(R1101,Start!$M$33:$N$39,2,FALSE)/T1101)+VLOOKUP(S1101,Start!$C$33:$D$40,2,FALSE)","v":1}]
[null,null,"Ja","SEE993836152862","BNA0662b","Evonik Operations GmbH","Kraftwerk I, KT7",45772,"Marl","Paul-Baumann-Straße 1","Nordrhein-Westfalen","1941-11-04","Steinkohle","Steinkohlen","Steinkohle","Ja","Kondensationsmaschine ohne Entnahme","Steinkohle","Steinkohle",0.27,"OPSD (2020)",18,17.571999999999999,{"$f":"(1-VLOOKUP(S1102,Start!$H$33:$I$40,2,FALSE)/100)*W1102","v":14.057600000000001},{"$f":"VLOOKUP(R1102,Start!$C$9:$D$15,2,FALSE)+VLOOKUP(R1102,Start!$C$23:$D$29,2,FALSE)","v":42.45},{"$f":"(Y1102/T1102)+Start!$D$19*(VLOOKUP(R1102,Start!$M$33:$N$39,2,FALSE)/T1102)+VLOOKUP(S1102,Start!$C$33:$D$40,2,FALSE)","v":259.83440740740747}]
[null,null,"Ja","SEE993922966908","BNA1873","BMW AG Niederlassung Stuttgart","KWK 3 Geb. 192.0",84130,"Dingolfing","Karl-Dompert-Straße 7","Bayern","2017-11-15","Erdgas","Erdgas, Erdölgas","Erdgas","Ja","Verbrennungsmotor","Erdgas","GuD",0.4037,"OPSD (2020)",4.13,4.09,{"$f":"(1-VLOOKUP(S1103,Start!$H$33:$I$40,2,FALSE)/100)*W1103","v":3.5583},{"$f":"VLOOKUP(R1103,Start!$C$9:$D$15,2,FALSE)+VLOOKUP(R1103,Start!$C$23:$D$29,2,FALSE)","v":128.9},{"$f":"(Y1103/T1103)+Start!$D$19*(VLOOKUP(R1103,Start!$M$33:$N$39,2,FALSE)/T1103)+VLOOKUP(S1103,Start!$C$33:$D$40,2,FALSE)","v":361.21060193212782}]
[null,null,"Ja","SEE993957305321","BNA1492a","Papierfabrik Adolf Jass GmbH & Co. KG","G25",36039,"Fulda","Hermann-Muth-Straße 6","Hessen","1992-01-03","Erdgas","Erdgas, Erdölgas","Erdgas","Ja","Gegendruckmaschine mit Entnahme","Erdgas","GuD",0.3982,"OPSD (2020)",14.5,13.52,{"$f":"(1-VLOOKUP(S1104,Start!$H$33:$I$40,2,FALSE)/100)*W1104","v":11.7624},{"$f":"VLOOKUP(R1104,Start!$C$9:$D$15,2,FALSE)+VLOOKUP(R1104,Start!$C$23:$D$29,2,FALSE)","v":128.9},{"$f":"(Y1104/T1104)+Start!$D$19*(VLOOKUP(R1104,Start!$M$33:$N$39,2,FALSE)/T1104)+VLOOKUP(S1104,Start!$C$33:$D$40,2,FALSE)","v":366.17898041185339}]
[null,null,"Ja","SEE994027750690","BNA1260","Mercedes-Benz AG","Mercedes-Benz Werk Sindelfingen HKW Turbine 3",71063,"Sindelfingen","Bela-Barenyi-Str. 1","Baden-Württemberg","1971-06-01","Erdgas","Erdgas, Erdölgas","Erdgas","Ja","Kondensationsmaschine mit Entnahme","Erdgas","GuD",0.39929999999999999,"OPSD (2020)",5,4.75,{"$f":"(1-VLOOKUP(S1105,Start!$H$33:$I$40,2,FALSE)/100)*W1105","v":4.1325000000000003},{"$f":"VLOOKUP(R1105,Start!$C$9:$D$15,2,FALSE)+VLOOKUP(R1105,Start!$C$23:$D$29,2,FALSE)","v":128.9},{"$f":"(Y1105/T1105)+Start!$D$19*(VLOOKUP(R1105,Start!$M$33:$N$39,2,FALSE)/T1105)+VLOOKUP(S1105,Start!$C$33:$D$40,2,FALSE)","v":365.17435512146261}]
[null,null,"Ja","SEE994055148599",null,"Stadtwerke Würzburg AG","Heizkraftwerk an der Friedensbrücke DampfturbineIV",97080,"Würzburg","Veitshöchheimer Straße 1","Bayern","2021-11-12","Erdgas","Erdgas, Erdölgas","Erdgas","Ja","Gegendruckmaschine mit Entnahme","Erdgas","GuD",0.5,"https://www.wvv.de/media-wvv/unternehmen/dokumente/umwelt/umwelterklaerung-2020-heizkraftwerk.pdf",20.5,20,{"$f":"(1-VLOOKUP(S1106,Start!$H$33:$I$40,2,FALSE)/100)*W1106","v":17.399999999999999},{"$f":"VLOOKUP(R1106,Start!$C$9:$D$15,2,FALSE)+VLOOKUP(R1106,Start!$C$23:$D$29,2,FALSE)","v":128.9},{"$f":"(Y1106/T1106)+Start!$D$19*(VLOOKUP(R1106,Start!$M$33:$N$39,2,FALSE)/T1106)+VLOOKUP(S1106,Start!$C$33:$D$40,2,FALSE)","v":291.93034}]
[null,null,"Ja","SEE994055644299","BNA1082","WSW Energie & Wasser AG","BHKW15",42275,"Wuppertal","Am Clef 32","Nordrhein-Westfalen","2017-12-04","Erdgas","Erdgas, Erdölgas","Erdgas","Ja","Verbrennungsmotor","Erdgas","GuD",0.5625,"OPSD (2020)",2.6789999999999998,2.6190000000000002,{"$f":"(1-VLOOKUP(S1107,Start!$H$33:$I$40,2,FALSE)/100)*W1107","v":2.2785300000000004},{"$f":"VLOOKUP(R1107,Start!$C$9:$D$15,2,FALSE)+VLOOKUP(R1107,Start!$C$23:$D$29,2,FALSE)","v":128.9},{"$f":"(Y1107/T1107)+Start!$D$19*(VLOOKUP(R1107,Start!$M$33:$N$39,2,FALSE)/T1107)+VLOOKUP(S1107,Start!$C$33:$D$40,2,FALSE)","v":259.66030222222224}]
[null,null,"Ja","SEE994134561226","BNA0557b","Currenta GmbH & Co. OHG","UER N230 VST2",47829,"Krefeld","Rheinuferstraße 7","Nordrhein-Westfalen","1964-03-02","Steinkohle","Steinkohlen","Steinkohle","Ja","Gegendruckmaschine ohne Entnahme","Steinkohle","Steinkohle",0.35249999999999998,"OPSD (2020)",9,8.1999999999999993,{"$f":"(1-VLOOKUP(S1108,Start!$H$33:$I$40,2,FALSE)/100)*W1108","v":6.56},{"$f":"VLOOKUP(R1108,Start!$C$9:$D$15,2,FALSE)+VLOOKUP(R1108,Start!$C$23:$D$29,2,FALSE)","v":42.45},{"$f":"(Y1108/T1108)+Start!$D$19*(VLOOKUP(R1108,Start!$M$33:$N$39,2,FALSE)/T1108)+VLOOKUP(S1108,Start!$C$33:$D$40,2,FALSE)","v":199.32635460992913}]
[null,null,"Ja","SEE994210380116","BNA0521","Städtische Werke Energie + Wärme GmbH","Kombi-HKW DT",34134,"Kassel","Dennhäuser Straße 122","Hessen","1988-07-18","Erdgas","Erdgas, Erdölgas","Erdgas","Ja","Gasturbinen mit nachgeschalteter Dampfturbine","Erdgas","GuD",0.37180000000000002,"OPSD (2020)",10.210000000000001,10.148,{"$f":"(1-VLOOKUP(S1109,Start!$H$33:$I$40,2,FALSE)/100)*W1109","v":8.8287599999999991},{"$f":"VLOOKUP(R1109,Start!$C$9:$D$15,2,FALSE)+VLOOKUP(R1109,Start!$C$23:$D$29,2,FALSE)","v":128.9},{"$f":"(Y1109/T1109)+Start!$D$19*(VLOOKUP(R1109,Start!$M$33:$N$39,2,FALSE)/T1109)+VLOOKUP(S1109,Start!$C$33:$D$40,2,FALSE)","v":392.07334588488436}]
[null,null,"Ja","SEE994238154089","BNA1148","MHB Hamm Betriebsführungsgesellschaft mbH","MVA Hamm Turbine 3",59075,"Hamm","Am Lausbach 2","Nordrhein-Westfalen","2006-03-24","nicht biogener Abfall","nicht biogener Abfall (Hausmüll, Siedlungsabfälle)","Abfall","Ja","Kondensationsmaschine ohne Entnahme","Abfall","Abfall",0.33,"OPSD (2020)",6.45,6.45,{"$f":"(1-VLOOKUP(S1110,Start!$H$33:$I$40,2,FALSE)/100)*W1110","v":5.4824999999999999},{"$f":"VLOOKUP(R1110,Start!$C$9:$D$15,2,FALSE)+VLOOKUP(R1110,Start!$C$23:$D$29,2,FALSE)","v":0},{"$f":"(Y1110/T1110)+Start!$D$19*(VLOOKUP(R1110,Start!$M$33:$N$39,2,FALSE)/T1110)+VLOOKUP(S1110,Start!$C$33:$D$40,2,FALSE)","v":1}]
[null,null,"Ja","SEE994281911899",null,"Fernheizwerk Neukölln AG","Fernheizwerk 3-BHKW 6",12059,"Berlin","Thiemannstr. 36","Berlin","2013-11-05","Erdgas","","Erdgas","Ja","Verbrennungsmotor","Erdgas","GuD",0.4,"eigene Annahme",2.0299999999999998,2.0299999999999998,{"$f":"(1-VLOOKUP(S1111,Start!$H$33:$I$40,2,FALSE)/100)*W1111","v":1.7660999999999998},{"$f":"VLOOKUP(R1111,Start!$C$9:$D$15,2,FALSE)+VLOOKUP(R1111,Start!$C$23:$D$29,2,FALSE)","v":128.9},{"$f":"(Y1111/T1111)+Start!$D$19*(VLOOKUP(R1111,Start!$M$33:$N$39,2,FALSE)/T1111)+VLOOKUP(S1111,Start!$C$33:$D$40,2,FALSE)","v":364.53792499999997}]
[null,null,"Ja","SEE994335340088",null,"Stadtwerke Frankfurt (Oder) GmbH","HKW DT",15236,"Frankfurt","Am Hohen Feld 4","Brandenburg","1997-10-09","Braunkohle","Staub- und Trockenkohle","Braunkohle","Ja","Dampfmotor","Braunkohle","Braunkohle",0.376,"Annahme basierend auf DIW (2014)",17.5,17,{"$f":"(1-VLOOKUP(S1112,Start!$H$33:$I$40,2,FALSE)/100)*W1112","v":14.79},{"$f":"VLOOKUP(R1112,Start!$C$9:$D$15,2,FALSE)+VLOOKUP(R1112,Start!$C$23:$D$29,2,FALSE)","v":3.1},{"$f":"(Y1112/T1112)+Start!$D$19*(VLOOKUP(R1112,Start!$M$33:$N$39,2,FALSE)/T1112)+VLOOKUP(S1112,Start!$C$33:$D$40,2,FALSE)","v":97.159255319148954}]
[null,null,"Ja","SEE994418588468","BNA0605","RWE Generation SE","Emsland C DT",49808,"Lingen","Schüttorfer Straße 100","Niedersachsen","1975-01-01","Erdgas","Erdgas, Erdölgas","Erdgas","Nein","Sonstige","Erdgas","GuD",0.46,"OPSD (2020)",372.6,359,{"$f":"(1-VLOOKUP(S1113,Start!$H$33:$I$40,2,FALSE)/100)*W1113","v":312.33},{"$f":"VLOOKUP(R1113,Start!$C$9:$D$15,2,FALSE)+VLOOKUP(R1113,Start!$C$23:$D$29,2,FALSE)","v":128.9},{"$f":"(Y1113/T1113)+Start!$D$19*(VLOOKUP(R1113,Start!$M$33:$N$39,2,FALSE)/T1113)+VLOOKUP(S1113,Start!$C$33:$D$40,2,FALSE)","v":317.18515217391302}]
[null,null,"Ja","SEE994422897143","BNA1333c","Universität Stuttgart","HKW Pfaffenwald, Generator 60",70569,"Stuttgart","Pfaffenwaldring 8","Baden-Württemberg","1968-01-01","Erdgas","Erdgas, Erdölgas","Erdgas","Ja","Gegendruckmaschine mit Entnahme","Erdgas","GuD",0.3498,"OPSD (2020)",12.4,11.6,{"$f":"(1-VLOOKUP(S1114,Start!$H$33:$I$40,2,FALSE)/100)*W1114","v":10.092000000000001},{"$f":"VLOOKUP(R1114,Start!$C$9:$D$15,2,FALSE)+VLOOKUP(R1114,Start!$C$23:$D$29,2,FALSE)","v":128.9},{"$f":"(Y1114/T1114)+Start!$D$19*(VLOOKUP(R1114,Start!$M$33:$N$39,2,FALSE)/T1114)+VLOOKUP(S1114,Start!$C$33:$D$40,2,FALSE)","v":416.63770726129223}]
[null,null,"Ja","SEE994429144455","BNA0286","Mainova AG","HKW West Block 4",60327,"Frankfurt","Gutleutstraße 231","Hessen","1994-02-28","Erdgas","Erdgas, Erdölgas","Erdgas","Ja","Gasturbinen mit Abhitzekessel","Erdgas","GuD",0.37840000000000001,"OPSD (2020)",112,110.755,{"$f":"(1-VLOOKUP(S1115,Start!$H$33:$I$40,2,FALSE)/100)*W1115","v":96.356849999999994},{"$f":"VLOOKUP(R1115,Start!$C$9:$D$15,2,FALSE)+VLOOKUP(R1115,Start!$C$23:$D$29,2,FALSE)","v":128.9},{"$f":"(Y1115/T1115)+Start!$D$19*(VLOOKUP(R1115,Start!$M$33:$N$39,2,FALSE)/T1115)+VLOOKUP(S1115,Start!$C$33:$D$40,2,FALSE)","v":385.26102008456661}]
[null,null,"Ja","SEE994477053693",null,"Gebr. Lang GmbH Papierfabrik","Turbosatz 3",86833,"Ettringen","Fabrikstraße 4","Bayern","1985-02-14","Erdgas","Erdgas, Erdölgas","Erdgas","Ja","Gegendruckmaschine ohne Entnahme","Erdgas","GuD",0.35,"eigene Annahme",5.1219999999999999,4.8310000000000004,{"$f":"(1-VLOOKUP(S1116,Start!$H$33:$I$40,2,FALSE)/100)*W1116","v":4.2029700000000005},{"$f":"VLOOKUP(R1116,Start!$C$9:$D$15,2,FALSE)+VLOOKUP(R1116,Start!$C$23:$D$29,2,FALSE)","v":128.9},{"$f":"(Y1116/T1116)+Start!$D$19*(VLOOKUP(R1116,Start!$M$33:$N$39,2,FALSE)/T1116)+VLOOKUP(S1116,Start!$C$33:$D$40,2,FALSE)","v":416.40048571428576}]
[null,null,"Ja","SEE994538470544","BNA0504","TEAG Thüringer Energie AG","Gasturbine 2 Jena",7745,"Jena","Rudolstädter Straße 41","Thüringen","1996-09-26","Erdgas","Erdgas, Erdölgas","Erdgas","Ja","Gasturbinen mit Abhitzekessel","Erdgas","GuD",0.52200000000000002,"OPSD (2020)",40,39,{"$f":"(1-VLOOKUP(S1117,Start!$H$33:$I$40,2,FALSE)/100)*W1117","v":33.93},{"$f":"VLOOKUP(R1117,Start!$C$9:$D$15,2,FALSE)+VLOOKUP(R1117,Start!$C$23:$D$29,2,FALSE)","v":128.9},{"$f":"(Y1117/T1117)+Start!$D$19*(VLOOKUP(R1117,Start!$M$33:$N$39,2,FALSE)/T1117)+VLOOKUP(S1117,Start!$C$33:$D$40,2,FALSE)","v":279.68998084291189}]
[null,null,"Ja","SEE994551453975","BNA1316","EkoCity","Generator A",42349,"Wuppertal","Korzert 15","Nordrhein-Westfalen","1976-01-01","nicht biogener Abfall","nicht biogener Abfall (Hausmüll, Siedlungsabfälle)","Abfall","Ja","Kondensationsmaschine mit Entnahme","Abfall","Abfall",0.33,"OPSD (2020)",20,20,{"$f":"(1-VLOOKUP(S1118,Start!$H$33:$I$40,2,FALSE)/100)*W1118","v":17},{"$f":"VLOOKUP(R1118,Start!$C$9:$D$15,2,FALSE)+VLOOKUP(R1118,Start!$C$23:$D$29,2,FALSE)","v":0},{"$f":"(Y1118/T1118)+Start!$D$19*(VLOOKUP(R1118,Start!$M$33:$N$39,2,FALSE)/T1118)+VLOOKUP(S1118,Start!$C$33:$D$40,2,FALSE)","v":1}]
[null,null,"Ja","SEE994661495704","BNA1007b","Allgäuer Überlandwerk GmbH","Spitzenlastkraftwerk Veits Dieseltandem 3",87448,"Waltenhofen","Veits 13","Bayern","1978-08-31","Mineralölprodukte","Heizöl, leicht","Mineralölprodukte","Nein","Verbrennungsmotor","Öl","Öl",0.36080000000000001,"OPSD (2020)",5.94,5,{"$f":"(1-VLOOKUP(S1119,Start!$H$33:$I$40,2,FALSE)/100)*W1119","v":4.25},{"$f":"VLOOKUP(R1119,Start!$C$9:$D$15,2,FALSE)+VLOOKUP(R1119,Start!$C$23:$D$29,2,FALSE)","v":58.769999999999996},{"$f":"(Y1119/T1119)+Start!$D$19*(VLOOKUP(R1119,Start!$M$33:$N$39,2,FALSE)/T1119)+VLOOKUP(S1119,Start!$C$33:$D$40,2,FALSE)","v":226.88026607538802}]
[null,null,"Ja","SEE994761683902","BNA0202","RWE Generation SE","Dortmund GT",44143,"Dortmund","Weißenburger Straße 70","Nordrhein-Westfalen","2013-11-01","Erdgas","Erdgas, Erdölgas","Erdgas","Ja","Gasturbinen mit Abhitzekessel","Erdgas","GuD",0.38940000000000002,"OPSD (2020)",14.5,14,{"$f":"(1-VLOOKUP(S1120,Start!$H$33:$I$40,2,FALSE)/100)*W1120","v":12.18},{"$f":"VLOOKUP(R1120,Start!$C$9:$D$15,2,FALSE)+VLOOKUP(R1120,Start!$C$23:$D$29,2,FALSE)","v":128.9},{"$f":"(Y1120/T1120)+Start!$D$19*(VLOOKUP(R1120,Start!$M$33:$N$39,2,FALSE)/T1120)+VLOOKUP(S1120,Start!$C$33:$D$40,2,FALSE)","v":374.42031330251672}]
[null,null,"Ja","SEE994826833730","BNA1945","Stadtwerke Kiel AG","Küstenkraftwerk K.I.E.L Motor 19",24149,"Kiel","Hasselfelde 30","Schleswig-Holstein","2018-07-12","Erdgas","Erdgas, Erdölgas","Erdgas","Ja","Verbrennungsmotor","Erdgas","GuD",0.40589999999999998,"OPSD (2020)",9.5709999999999997,9.4559999999999995,{"$f":"(1-VLOOKUP(S1121,Start!$H$33:$I$40,2,FALSE)/100)*W1121","v":8.2267200000000003},{"$f":"VLOOKUP(R1121,Start!$C$9:$D$15,2,FALSE)+VLOOKUP(R1121,Start!$C$23:$D$29,2,FALSE)","v":128.9},{"$f":"(Y1121/T1121)+Start!$D$19*(VLOOKUP(R1121,Start!$M$33:$N$39,2,FALSE)/T1121)+VLOOKUP(S1121,Start!$C$33:$D$40,2,FALSE)","v":359.26095097314612}]
[null,null,"Ja","SEE994846175667",null,"Hamburger Energiewerke GmbH","BHKW Haferweg",22769,"Hamburg","Haferweg 17","Hamburg","2016-08-09","Erdgas","Erdgas, Erdölgas","Erdgas","Ja","Verbrennungsmotor","Erdgas","GuD",0.4,"eigene Annahme",1.323,1.282,{"$f":"(1-VLOOKUP(S1122,Start!$H$33:$I$40,2,FALSE)/100)*W1122","v":1.11534},{"$f":"VLOOKUP(R1122,Start!$C$9:$D$15,2,FALSE)+VLOOKUP(R1122,Start!$C$23:$D$29,2,FALSE)","v":128.9},{"$f":"(Y1122/T1122)+Start!$D$19*(VLOOKUP(R1122,Start!$M$33:$N$39,2,FALSE)/T1122)+VLOOKUP(S1122,Start!$C$33:$D$40,2,FALSE)","v":364.53792499999997}]
[null,null,"Ja","SEE994929345864",null,"Südzucker AG","Dampfturbine II Südzucker Rain",86641,"Rain","Donauwörther Straße 50","Bayern","1957-10-04","Wärme","Prozessdampf","Wärme","Ja","Gegendruckmaschine ohne Entnahme","Sonstige","Sonstige",0.33,"eigene Annahme",5,4.6985000000000001,{"$f":"(1-VLOOKUP(S1123,Start!$H$33:$I$40,2,FALSE)/100)*W1123","v":3.993725},{"$f":"VLOOKUP(R1123,Start!$C$9:$D$15,2,FALSE)+VLOOKUP(R1123,Start!$C$23:$D$29,2,FALSE)","v":58.47},{"$f":"(Y1123/T1123)+Start!$D$19*(VLOOKUP(R1123,Start!$M$33:$N$39,2,FALSE)/T1123)+VLOOKUP(S1123,Start!$C$33:$D$40,2,FALSE)","v":230.8193333333333}]
[null,null,"Ja","SEE994968008959",null,"K+S Minerals and Agriculture GmbH","ZI Tr GT3",39326,"Zielitz","Farsleber Straße 1","Sachsen-Anhalt","2005-06-02","Erdgas","Erdgas, Erdölgas","Erdgas","Ja","Gasturbinen ohne Abhitzekessel","Erdgas","Gasturbine",0.39,"Annahme basierend auf DIW (2014)",1.5427999999999999,1.52,{"$f":"(1-VLOOKUP(S1124,Start!$H$33:$I$40,2,FALSE)/100)*W1124","v":1.3224},{"$f":"VLOOKUP(R1124,Start!$C$9:$D$15,2,FALSE)+VLOOKUP(R1124,Start!$C$23:$D$29,2,FALSE)","v":128.9},{"$f":"(Y1124/T1124)+Start!$D$19*(VLOOKUP(R1124,Start!$M$33:$N$39,2,FALSE)/T1124)+VLOOKUP(S1124,Start!$C$33:$D$40,2,FALSE)","v":373.34658974358973}]
[null,null,"Ja","SEE995077047419","BNA1078","Palm Power GmbH & Co. KG","HKW Wörth",76744,"Wörth","Am Oberwald 2","Rheinland-Pfalz","2007-11-30","Erdgas","Erdgas, Erdölgas","Erdgas","Ja","Gasturbinen mit nachgeschalteter Dampfturbine","Erdgas","GuD",0.39269999999999999,"OPSD (2020)",61,58,{"$f":"(1-VLOOKUP(S1125,Start!$H$33:$I$40,2,FALSE)/100)*W1125","v":50.46},{"$f":"VLOOKUP(R1125,Start!$C$9:$D$15,2,FALSE)+VLOOKUP(R1125,Start!$C$23:$D$29,2,FALSE)","v":128.9},{"$f":"(Y1125/T1125)+Start!$D$19*(VLOOKUP(R1125,Start!$M$33:$N$39,2,FALSE)/T1125)+VLOOKUP(S1125,Start!$C$33:$D$40,2,FALSE)","v":371.28652915711746}]
[null,null,"Ja","SEE995184160995",null,"Mark-E Aktiengesellschaft","Cuno Heizkraftwerk Herdecke BHKW3",58313,"Herdecke","Wetterstraße 111","Nordrhein-Westfalen","2014-01-01","Erdgas","Erdgas, Erdölgas","Erdgas","Ja","Sonstige","Erdgas","GuD",0.4,"eigene Annahme",2.17,2.13,{"$f":"(1-VLOOKUP(S1126,Start!$H$33:$I$40,2,FALSE)/100)*W1126","v":1.8531},{"$f":"VLOOKUP(R1126,Start!$C$9:$D$15,2,FALSE)+VLOOKUP(R1126,Start!$C$23:$D$29,2,FALSE)","v":128.9},{"$f":"(Y1126/T1126)+Start!$D$19*(VLOOKUP(R1126,Start!$M$33:$N$39,2,FALSE)/T1126)+VLOOKUP(S1126,Start!$C$33:$D$40,2,FALSE)","v":364.53792499999997}]
[null,null,"Ja","SEE995462815548","BNA0101","Stadtwerke Bielefeld","HKW Schildescher Straße DT 4",33611,"Bielefeld","Schildescher Straße 16","Nordrhein-Westfalen","1980-12-07","Erdgas","Erdgas, Erdölgas","Erdgas","Ja","Gegendruckmaschine mit Entnahme","Erdgas","GuD",0.34760000000000002,"OPSD (2020)",28.5,28,{"$f":"(1-VLOOKUP(S1127,Start!$H$33:$I$40,2,FALSE)/100)*W1127","v":24.36},{"$f":"VLOOKUP(R1127,Start!$C$9:$D$15,2,FALSE)+VLOOKUP(R1127,Start!$C$23:$D$29,2,FALSE)","v":128.9},{"$f":"(Y1127/T1127)+Start!$D$19*(VLOOKUP(R1127,Start!$M$33:$N$39,2,FALSE)/T1127)+VLOOKUP(S1127,Start!$C$33:$D$40,2,FALSE)","v":419.26516110471806}]
[null,null,"Ja","SEE995502598592","BNA1212","Vereinigte Wertach Elektrizitätswerke GmbH","DKW Nord Diesel 2",87719,"Mindelheim","Mindelmähderweg 10","Bayern","1988-01-01","Mineralölprodukte","Heizöl, leicht","Mineralölprodukte","Nein","Verbrennungsmotor","Öl","Öl",0.37180000000000002,"OPSD (2020)",3.8,3.6,{"$f":"(1-VLOOKUP(S1128,Start!$H$33:$I$40,2,FALSE)/100)*W1128","v":3.06},{"$f":"VLOOKUP(R1128,Start!$C$9:$D$15,2,FALSE)+VLOOKUP(R1128,Start!$C$23:$D$29,2,FALSE)","v":58.769999999999996},{"$f":"(Y1128/T1128)+Start!$D$19*(VLOOKUP(R1128,Start!$M$33:$N$39,2,FALSE)/T1128)+VLOOKUP(S1128,Start!$C$33:$D$40,2,FALSE)","v":220.19741796664874}]
[null,null,"Ja","SEE995527175044","BNA1396","GLOBALFOUNDRIES Dresden Module Two LLC & Co. KG","Gasmotoren-Blockheizkraftwerk I (Generator 9)",1468,"Moritzburg","Ringstraße 3","Sachsen","1998-09-01","Erdgas","Erdgas, Erdölgas","Erdgas","Ja","Verbrennungsmotor","Erdgas","GuD",0.38279999999999997,"OPSD (2020)",3.8839999999999999,3.879,{"$f":"(1-VLOOKUP(S1129,Start!$H$33:$I$40,2,FALSE)/100)*W1129","v":3.37473},{"$f":"VLOOKUP(R1129,Start!$C$9:$D$15,2,FALSE)+VLOOKUP(R1129,Start!$C$23:$D$29,2,FALSE)","v":128.9},{"$f":"(Y1129/T1129)+Start!$D$19*(VLOOKUP(R1129,Start!$M$33:$N$39,2,FALSE)/T1129)+VLOOKUP(S1129,Start!$C$33:$D$40,2,FALSE)","v":380.84997387669807}]
[null,null,"Ja","SEE995596088894",null,"3M Deutschland GmbH","3M Deutschland GmbH T3 Wuppertal",42289,"Wuppertal","Öhder Straße 28","Nordrhein-Westfalen","1957-07-19","Erdgas","Erdgas, Erdölgas","Erdgas","Ja","Kondensationsmaschine mit Entnahme","Erdgas","GuD",0.4,"eigene Annahme",12,5.5,{"$f":"(1-VLOOKUP(S1130,Start!$H$33:$I$40,2,FALSE)/100)*W1130","v":4.7850000000000001},{"$f":"VLOOKUP(R1130,Start!$C$9:$D$15,2,FALSE)+VLOOKUP(R1130,Start!$C$23:$D$29,2,FALSE)","v":128.9},{"$f":"(Y1130/T1130)+Start!$D$19*(VLOOKUP(R1130,Start!$M$33:$N$39,2,FALSE)/T1130)+VLOOKUP(S1130,Start!$C$33:$D$40,2,FALSE)","v":364.53792499999997}]
[null,null,"Ja","SEE995752550746","BNA1947","BMW AG Niederlassung Stuttgart","Werk 1.5 KWK 2",80937,"München","Knorrstraße 147","Bayern","2019-04-30","Erdgas","Erdgas, Erdölgas","Erdgas","Ja","Verbrennungsmotor","Erdgas","GuD",0.40589999999999998,"eigene Annahme",3.431,3.36,{"$f":"(1-VLOOKUP(S1131,Start!$H$33:$I$40,2,FALSE)/100)*W1131","v":2.9232},{"$f":"VLOOKUP(R1131,Start!$C$9:$D$15,2,FALSE)+VLOOKUP(R1131,Start!$C$23:$D$29,2,FALSE)","v":128.9},{"$f":"(Y1131/T1131)+Start!$D$19*(VLOOKUP(R1131,Start!$M$33:$N$39,2,FALSE)/T1131)+VLOOKUP(S1131,Start!$C$33:$D$40,2,FALSE)","v":359.26095097314612}]
[null,null,"Ja","SEE995754822537","BNA1335a","Papier- u. Kartonfabrik Varel GmbH & Co. KG","PKV Dampfsammelschienen-KWK-Anlage Generator / Turbine GT 8a",26316,"Varel","Dangaster Straße 38","Niedersachsen","2007-06-29","Erdgas","Erdgas, Erdölgas","Erdgas","Ja","Gasturbinen mit nachgeschalteter Dampfturbine","Erdgas","GuD",0.37290000000000001,"OPSD (2020)",6.24,6.1269999999999998,{"$f":"(1-VLOOKUP(S1132,Start!$H$33:$I$40,2,FALSE)/100)*W1132","v":5.3304900000000002},{"$f":"VLOOKUP(R1132,Start!$C$9:$D$15,2,FALSE)+VLOOKUP(R1132,Start!$C$23:$D$29,2,FALSE)","v":128.9},{"$f":"(Y1132/T1132)+Start!$D$19*(VLOOKUP(R1132,Start!$M$33:$N$39,2,FALSE)/T1132)+VLOOKUP(S1132,Start!$C$33:$D$40,2,FALSE)","v":390.92121212121214}]
[null,null,"Ja","SEE995899706617","BNA1042","RWE Generation SE","Gersteinwerk I GT (I1)",59368,"Werne","Hammer Straße 2","Nordrhein-Westfalen","1974-01-01","Erdgas","Erdgas, Erdölgas","Erdgas","Nein","Gasturbinen mit nachgeschalteter Dampfturbine","Erdgas","GuD",0.41,"OPSD (2020)",72,55,{"$f":"(1-VLOOKUP(S1133,Start!$H$33:$I$40,2,FALSE)/100)*W1133","v":47.85},{"$f":"VLOOKUP(R1133,Start!$C$9:$D$15,2,FALSE)+VLOOKUP(R1133,Start!$C$23:$D$29,2,FALSE)","v":128.9},{"$f":"(Y1133/T1133)+Start!$D$19*(VLOOKUP(R1133,Start!$M$33:$N$39,2,FALSE)/T1133)+VLOOKUP(S1133,Start!$C$33:$D$40,2,FALSE)","v":355.68334146341471}]
[null,null,"Ja","SEE995943794058","BNA0894d","PCK Raffinerie GmbH","2MKA",16303,"Schwedt","Passower Chaussee 111","Brandenburg","1998-06-04","Mineralölprodukte","Andere Mineralölprodukte","Mineralölprodukte","Nein","Kondensationsmaschine mit Entnahme","Öl","Öl",0.38279999999999997,"OPSD (2020)",117,106,{"$f":"(1-VLOOKUP(S1134,Start!$H$33:$I$40,2,FALSE)/100)*W1134","v":90.1},{"$f":"VLOOKUP(R1134,Start!$C$9:$D$15,2,FALSE)+VLOOKUP(R1134,Start!$C$23:$D$29,2,FALSE)","v":58.769999999999996},{"$f":"(Y1134/T1134)+Start!$D$19*(VLOOKUP(R1134,Start!$M$33:$N$39,2,FALSE)/T1134)+VLOOKUP(S1134,Start!$C$33:$D$40,2,FALSE)","v":213.89864158829675}]
[null,null,"Ja","SEE995963332841",null,"Stadtwerke Lemgo GmbH","KWK-0008",32657,"Lemgo","Liemer Weg 61","Nordrhein-Westfalen","2013-12-16","Erdgas","Erdgas, Erdölgas","Erdgas","Ja","Verbrennungsmotor","Erdgas","GuD",0.4,"eigene Annahme",1.9990000000000001,1.96,{"$f":"(1-VLOOKUP(S1135,Start!$H$33:$I$40,2,FALSE)/100)*W1135","v":1.7052},{"$f":"VLOOKUP(R1135,Start!$C$9:$D$15,2,FALSE)+VLOOKUP(R1135,Start!$C$23:$D$29,2,FALSE)","v":128.9},{"$f":"(Y1135/T1135)+Start!$D$19*(VLOOKUP(R1135,Start!$M$33:$N$39,2,FALSE)/T1135)+VLOOKUP(S1135,Start!$C$33:$D$40,2,FALSE)","v":364.53792499999997}]
[null,null,"Ja","SEE996033213305",null,"Volkswagen AG","011-DY01 USV-A-1",38440,"Wolfsburg","Berliner Ring 2","Niedersachsen","2010-12-12","Mineralölprodukte","Dieselkraftstoff","Mineralölprodukte","Nein","Verbrennungsmotor","Öl","Öl",0.4,"eigene Annahme",2.2000000000000002,2,{"$f":"(1-VLOOKUP(S1136,Start!$H$33:$I$40,2,FALSE)/100)*W1136","v":1.7},{"$f":"VLOOKUP(R1136,Start!$C$9:$D$15,2,FALSE)+VLOOKUP(R1136,Start!$C$23:$D$29,2,FALSE)","v":58.769999999999996},{"$f":"(Y1136/T1136)+Start!$D$19*(VLOOKUP(R1136,Start!$M$33:$N$39,2,FALSE)/T1136)+VLOOKUP(S1136,Start!$C$33:$D$40,2,FALSE)","v":204.744}]
[null,null,"Ja","SEE996047653111","BNA1108","PD energy GmbH","KW TRB Bitterfeld, Bitterfeld-Wolfen, Oststr. 1",6749,"Bitterfeld-Wolfen","Oststraße 1","Sachsen-Anhalt","2009-11-19","nicht biogener Abfall","nicht biogener Abfall (Hausmüll, Siedlungsabfälle)","Abfall","Ja","Kondensationsmaschine mit Entnahme","Abfall","Abfall",0.33,"OPSD (2020)",11.44,10,{"$f":"(1-VLOOKUP(S1137,Start!$H$33:$I$40,2,FALSE)/100)*W1137","v":8.5},{"$f":"VLOOKUP(R1137,Start!$C$9:$D$15,2,FALSE)+VLOOKUP(R1137,Start!$C$23:$D$29,2,FALSE)","v":0},{"$f":"(Y1137/T1137)+Start!$D$19*(VLOOKUP(R1137,Start!$M$33:$N$39,2,FALSE)/T1137)+VLOOKUP(S1137,Start!$C$33:$D$40,2,FALSE)","v":1}]
[null,null,"Ja","SEE996145759296",null,"K+S Minerals and Agriculture GmbH","Kraftwerk UB GT2",36414,"Unterbreizbach","Schachtstraße 10","Thüringen","2017-07-02","Erdgas","Erdgas, Erdölgas","Erdgas","Ja","Gasturbinen mit nachgeschalteter Dampfturbine","Erdgas","GuD",0.55000000000000004,"eigene Annahme",5.5824999999999996,5.5,{"$f":"(1-VLOOKUP(S1138,Start!$H$33:$I$40,2,FALSE)/100)*W1138","v":4.7850000000000001},{"$f":"VLOOKUP(R1138,Start!$C$9:$D$15,2,FALSE)+VLOOKUP(R1138,Start!$C$23:$D$29,2,FALSE)","v":128.9},{"$f":"(Y1138/T1138)+Start!$D$19*(VLOOKUP(R1138,Start!$M$33:$N$39,2,FALSE)/T1138)+VLOOKUP(S1138,Start!$C$33:$D$40,2,FALSE)","v":265.52758181818177}]
[null,null,"Ja","SEE996285049943","BNA0626","Kraftwerke Mainz-Wiesbaden AG","KW3 DT32",55120,"Mainz","Kraftwerkallee 1","Rheinland-Pfalz","2001-07-05","Erdgas","Erdgas, Erdölgas","Erdgas","Ja","Kondensationsmaschine mit Entnahme","Erdgas","GuD",0.57999999999999996,"OPSD (2020)",139.69999999999999,139.69999999999999,{"$f":"(1-VLOOKUP(S1139,Start!$H$33:$I$40,2,FALSE)/100)*W1139","v":121.53899999999999},{"$f":"VLOOKUP(R1139,Start!$C$9:$D$15,2,FALSE)+VLOOKUP(R1139,Start!$C$23:$D$29,2,FALSE)","v":128.9},{"$f":"(Y1139/T1139)+Start!$D$19*(VLOOKUP(R1139,Start!$M$33:$N$39,2,FALSE)/T1139)+VLOOKUP(S1139,Start!$C$33:$D$40,2,FALSE)","v":251.87098275862073}]
[null,null,"Ja","SEE996431301710",null,"BMW AG Niederlassung Stuttgart","BMW Landshut KWK 5",84030,"Landshut","Neidenburger Straße 13","Bayern","2018-07-08","Erdgas","","Erdgas","Ja","Verbrennungsmotor","Erdgas","GuD",0.4,"eigene Annahme",4.4729999999999999,4.3,{"$f":"(1-VLOOKUP(S1140,Start!$H$33:$I$40,2,FALSE)/100)*W1140","v":3.7409999999999997},{"$f":"VLOOKUP(R1140,Start!$C$9:$D$15,2,FALSE)+VLOOKUP(R1140,Start!$C$23:$D$29,2,FALSE)","v":128.9},{"$f":"(Y1140/T1140)+Start!$D$19*(VLOOKUP(R1140,Start!$M$33:$N$39,2,FALSE)/T1140)+VLOOKUP(S1140,Start!$C$33:$D$40,2,FALSE)","v":364.53792499999997}]
[null,null,"Ja","SEE996548424685","BNA0238a","ArcelorMittal Eisenhüttenstadt GmbH","IKW Block 4",15890,"Eisenhüttenstadt","Jugendstraße 1","Brandenburg","1998-10-14","andere Gase","Hochofengas, Konvertergas","Sonstige Energieträger (nicht erneuerbar)","Ja","Kondensationsmaschine mit Entnahme","Erdgas","GuD",0.33,"Annahme basierend auf DIW (2014)",36,34.700000000000003,{"$f":"(1-VLOOKUP(S1141,Start!$H$33:$I$40,2,FALSE)/100)*W1141","v":30.189000000000004},{"$f":"VLOOKUP(R1141,Start!$C$9:$D$15,2,FALSE)+VLOOKUP(R1141,Start!$C$23:$D$29,2,FALSE)","v":128.9},{"$f":"(Y1141/T1141)+Start!$D$19*(VLOOKUP(R1141,Start!$M$33:$N$39,2,FALSE)/T1141)+VLOOKUP(S1141,Start!$C$33:$D$40,2,FALSE)","v":441.54596969696973}]
[null,null,"Ja","SEE996720450723","BNA0684c","SWM Services GmbH","SWM HKW Sued GuD2 DT60",81371,"München","Schäftlarnstraße 15","Bayern","2004-11-17","Erdgas","Erdgas, Erdölgas","Erdgas","Ja","Gegendruckmaschine mit Entnahme","Erdgas","GuD",0.55800000000000005,"OPSD (2020)",131.58500000000001,127.6,{"$f":"(1-VLOOKUP(S1142,Start!$H$33:$I$40,2,FALSE)/100)*W1142","v":111.012},{"$f":"VLOOKUP(R1142,Start!$C$9:$D$15,2,FALSE)+VLOOKUP(R1142,Start!$C$23:$D$29,2,FALSE)","v":128.9},{"$f":"(Y1142/T1142)+Start!$D$19*(VLOOKUP(R1142,Start!$M$33:$N$39,2,FALSE)/T1142)+VLOOKUP(S1142,Start!$C$33:$D$40,2,FALSE)","v":261.74224014336914}]
[null,null,"Ja","SEE996891820448","BNA1186a","EGK Entsorgungsgesellschaft Krefeld GmbH & Co. KG","Turbine 3",47829,"Krefeld","Parkstraße 234","Nordrhein-Westfalen","1978-01-01","Wärme","Prozessdampf","Abfall","Ja","Kondensationsmaschine mit Entnahme","Abfall","Abfall",0.33,"OPSD (2020)",12,8,{"$f":"(1-VLOOKUP(S1143,Start!$H$33:$I$40,2,FALSE)/100)*W1143","v":6.8},{"$f":"VLOOKUP(R1143,Start!$C$9:$D$15,2,FALSE)+VLOOKUP(R1143,Start!$C$23:$D$29,2,FALSE)","v":0},{"$f":"(Y1143/T1143)+Start!$D$19*(VLOOKUP(R1143,Start!$M$33:$N$39,2,FALSE)/T1143)+VLOOKUP(S1143,Start!$C$33:$D$40,2,FALSE)","v":1}]
[null,null,"Ja","SEE996946209945",null,"Caterpillar Energy Solutions","P12",68167,"Mannheim","Carl-Benz-Straße 1","Baden-Württemberg","1939-11-22","Erdgas","Erdgas, Erdölgas","Erdgas","Nein","Verbrennungsmotor","Erdgas","GuD",0.38,"eigene Annahme",4.3949999999999996,4.3150000000000004,{"$f":"(1-VLOOKUP(S1144,Start!$H$33:$I$40,2,FALSE)/100)*W1144","v":3.7540500000000003},{"$f":"VLOOKUP(R1144,Start!$C$9:$D$15,2,FALSE)+VLOOKUP(R1144,Start!$C$23:$D$29,2,FALSE)","v":128.9},{"$f":"(Y1144/T1144)+Start!$D$19*(VLOOKUP(R1144,Start!$M$33:$N$39,2,FALSE)/T1144)+VLOOKUP(S1144,Start!$C$33:$D$40,2,FALSE)","v":383.64518421052634}]
[null,null,"Ja","SEE996990805407","BNA0138","Braunschweiger Versorgungs-AG & Co. KG","HKW Mitte Kessel 1",38114,"Braunschweig","Reiherstraße 3","Niedersachsen","1985-01-18","Steinkohle","Steinkohlen","Steinkohle","Ja","Gegendruckmaschine mit Entnahme","Steinkohle","Steinkohle",0.46800000000000003,"OPSD (2020)",49.4,44.5,{"$f":"(1-VLOOKUP(S1145,Start!$H$33:$I$40,2,FALSE)/100)*W1145","v":35.6},{"$f":"VLOOKUP(R1145,Start!$C$9:$D$15,2,FALSE)+VLOOKUP(R1145,Start!$C$23:$D$29,2,FALSE)","v":42.45},{"$f":"(Y1145/T1145)+Start!$D$19*(VLOOKUP(R1145,Start!$M$33:$N$39,2,FALSE)/T1145)+VLOOKUP(S1145,Start!$C$33:$D$40,2,FALSE)","v":150.45446581196583}]
[null,null,"Ja","SEE997020557907","BNA1488","KG Deutsche Gasrusswerke GmbH u Co","DGW TG 15",44147,"Dortmund","Weidenstraße 70","Nordrhein-Westfalen","1989-12-01","Wärme","Prozessdampf","Sonstige Energieträger (nicht erneuerbar)","Ja","Gegendruckmaschine mit Entnahme","Sonstige","Sonstige",0.37,"Annahme basierend auf DIW (2014)",18.239999999999998,16.616,{"$f":"(1-VLOOKUP(S1146,Start!$H$33:$I$40,2,FALSE)/100)*W1146","v":14.1236},{"$f":"VLOOKUP(R1146,Start!$C$9:$D$15,2,FALSE)+VLOOKUP(R1146,Start!$C$23:$D$29,2,FALSE)","v":58.47},{"$f":"(Y1146/T1146)+Start!$D$19*(VLOOKUP(R1146,Start!$M$33:$N$39,2,FALSE)/T1146)+VLOOKUP(S1146,Start!$C$33:$D$40,2,FALSE)","v":205.97399999999999}]
[null,null,"Ja","SEE997054171575",null,"Hamburger Energiewerke GmbH","BHKW Allermöhe",21033,"Hamburg","Ladenbeker Furtweg 199","Hamburg","1996-12-01","Erdgas","Erdgas, Erdölgas","Erdgas","Ja","Verbrennungsmotor","Erdgas","GuD",0.38,"eigene Annahme",2.605,2.5499999999999998,{"$f":"(1-VLOOKUP(S1147,Start!$H$33:$I$40,2,FALSE)/100)*W1147","v":2.2184999999999997},{"$f":"VLOOKUP(R1147,Start!$C$9:$D$15,2,FALSE)+VLOOKUP(R1147,Start!$C$23:$D$29,2,FALSE)","v":128.9},{"$f":"(Y1147/T1147)+Start!$D$19*(VLOOKUP(R1147,Start!$M$33:$N$39,2,FALSE)/T1147)+VLOOKUP(S1147,Start!$C$33:$D$40,2,FALSE)","v":383.64518421052634}]
[null,null,"Ja","SEE997216629753","BNA1335a","Papier- u. Kartonfabrik Varel GmbH & Co. KG","PKV Dampfsammelschienen-KWK-Anlage Generator / Turbine DT 13",26316,"Varel","Dangaster Straße 38","Niedersachsen","1973-03-29","Wärme","","Erdgas","Ja","Gegendruckmaschine ohne Entnahme","Erdgas","GuD",0.37290000000000001,"OPSD (2020)",7.28,7.0609999999999999,{"$f":"(1-VLOOKUP(S1148,Start!$H$33:$I$40,2,FALSE)/100)*W1148","v":6.1430699999999998},{"$f":"VLOOKUP(R1148,Start!$C$9:$D$15,2,FALSE)+VLOOKUP(R1148,Start!$C$23:$D$29,2,FALSE)","v":128.9},{"$f":"(Y1148/T1148)+Start!$D$19*(VLOOKUP(R1148,Start!$M$33:$N$39,2,FALSE)/T1148)+VLOOKUP(S1148,Start!$C$33:$D$40,2,FALSE)","v":390.92121212121214}]
[null,null,"Ja","SEE997242656822","BNA0256a","SWE Energie GmbH","GT 3",99087,"Erfurt","Stotternheimer Straße 40","Thüringen","2014-09-26","Erdgas","Erdgas, Erdölgas","Erdgas","Ja","Gasturbinen mit nachgeschalteter Dampfturbine","Erdgas","GuD",0.36399999999999999,"OPSD (2020)",33.770000000000003,33,{"$f":"(1-VLOOKUP(S1149,Start!$H$33:$I$40,2,FALSE)/100)*W1149","v":28.71},{"$f":"VLOOKUP(R1149,Start!$C$9:$D$15,2,FALSE)+VLOOKUP(R1149,Start!$C$23:$D$29,2,FALSE)","v":128.9},{"$f":"(Y1149/T1149)+Start!$D$19*(VLOOKUP(R1149,Start!$M$33:$N$39,2,FALSE)/T1149)+VLOOKUP(S1149,Start!$C$33:$D$40,2,FALSE)","v":400.44277472527472}]
[null,null,"Ja","SEE997248724068","BNA1863","Fresenius Medical Care Deutschland GmbH","Gasturbine 2",66606,"St. Wendel","Frankfurter Straße 44779","Saarland","2014-01-24","Erdgas","Erdgas, Erdölgas","Erdgas","Ja","Gasturbinen mit Abhitzekessel","Erdgas","GuD",0.41639999999999999,"OPSD (2020)",7.58,7.5579999999999998,{"$f":"(1-VLOOKUP(S1150,Start!$H$33:$I$40,2,FALSE)/100)*W1150","v":6.5754599999999996},{"$f":"VLOOKUP(R1150,Start!$C$9:$D$15,2,FALSE)+VLOOKUP(R1150,Start!$C$23:$D$29,2,FALSE)","v":128.9},{"$f":"(Y1150/T1150)+Start!$D$19*(VLOOKUP(R1150,Start!$M$33:$N$39,2,FALSE)/T1150)+VLOOKUP(S1150,Start!$C$33:$D$40,2,FALSE)","v":350.23960134486072}]
[null,null,"Ja","SEE997526539162","BNA0531","Energieservice Westfalen Weser GmbH","Kraftwerk-Kirchlengern_GT2",32278,"Kirchlengern","Bahnhofstraße 40","Nordrhein-Westfalen","1973-06-06","Mineralölprodukte","Heizöl, leicht","Mineralölprodukte","Nein","Gasturbinen ohne Abhitzekessel","Öl","Öl",0.45450000000000002,"OPSD (2020)",19.5,19,{"$f":"(1-VLOOKUP(S1151,Start!$H$33:$I$40,2,FALSE)/100)*W1151","v":16.149999999999999},{"$f":"VLOOKUP(R1151,Start!$C$9:$D$15,2,FALSE)+VLOOKUP(R1151,Start!$C$23:$D$29,2,FALSE)","v":58.769999999999996},{"$f":"(Y1151/T1151)+Start!$D$19*(VLOOKUP(R1151,Start!$M$33:$N$39,2,FALSE)/T1151)+VLOOKUP(S1151,Start!$C$33:$D$40,2,FALSE)","v":180.3126512651265}]
[null,null,"Ja","SEE997562455938","BNA0957","Stadtwerke Tübingen GmbH","BHKW Obere Viehweide M1 (Waldhäuser Str 100)",72076,"Tübingen","Waldhäuser Straße 100","Baden-Württemberg","2013-08-16","Erdgas","Erdgas, Erdölgas","Erdgas","Ja","Verbrennungsmotor","Erdgas","GuD",0.38500000000000001,"OPSD (2020)",3.3519999999999999,3.2930000000000001,{"$f":"(1-VLOOKUP(S1152,Start!$H$33:$I$40,2,FALSE)/100)*W1152","v":2.8649100000000001},{"$f":"VLOOKUP(R1152,Start!$C$9:$D$15,2,FALSE)+VLOOKUP(R1152,Start!$C$23:$D$29,2,FALSE)","v":128.9},{"$f":"(Y1152/T1152)+Start!$D$19*(VLOOKUP(R1152,Start!$M$33:$N$39,2,FALSE)/T1152)+VLOOKUP(S1152,Start!$C$33:$D$40,2,FALSE)","v":378.68225974025972}]
[null,null,"Ja","SEE997674469793",null,"Caterpillar Energy Solutions","P35",68167,"Mannheim","Carl-Benz-Straße 1","Baden-Württemberg","2007-06-27","Erdgas","Erdgas, Erdölgas","Erdgas","Nein","Verbrennungsmotor","Erdgas","GuD",0.4,"eigene Annahme",2.2999999999999998,2.2400000000000002,{"$f":"(1-VLOOKUP(S1153,Start!$H$33:$I$40,2,FALSE)/100)*W1153","v":1.9488000000000001},{"$f":"VLOOKUP(R1153,Start!$C$9:$D$15,2,FALSE)+VLOOKUP(R1153,Start!$C$23:$D$29,2,FALSE)","v":128.9},{"$f":"(Y1153/T1153)+Start!$D$19*(VLOOKUP(R1153,Start!$M$33:$N$39,2,FALSE)/T1153)+VLOOKUP(S1153,Start!$C$33:$D$40,2,FALSE)","v":364.53792499999997}]
[null,null,"Ja","SEE997682781566","BNA1328","HBB Heizkraftwerk Bauernfeind Betreibergesellschaft mbH","HBB Heizkraftwerk Bauernfeind Betreibergesellschaft mbH (Stromerzeugung)",83064,"Raubling","Rosenheimer Straße 37","Bayern","2001-02-01","Erdgas","Erdgas, Erdölgas","Erdgas","Ja","Gasturbinen mit nachgeschalteter Dampfturbine","Erdgas","GuD",0.3861,"OPSD (2020)",6,6,{"$f":"(1-VLOOKUP(S1154,Start!$H$33:$I$40,2,FALSE)/100)*W1154","v":5.22},{"$f":"VLOOKUP(R1154,Start!$C$9:$D$15,2,FALSE)+VLOOKUP(R1154,Start!$C$23:$D$29,2,FALSE)","v":128.9},{"$f":"(Y1154/T1154)+Start!$D$19*(VLOOKUP(R1154,Start!$M$33:$N$39,2,FALSE)/T1154)+VLOOKUP(S1154,Start!$C$33:$D$40,2,FALSE)","v":377.60766640766644}]
[null,null,"Ja","SEE997706570718","BNA1334","CR3-Kaffeeveredelung M. Hermsen GmbH","GT3",28237,"Bremen","Waterbergstraße 14","Bremen","2002-02-01","Erdgas","Erdgas, Erdölgas","Erdgas","Ja","Gasturbinen mit nachgeschalteter Dampfturbine","Erdgas","GuD",0.54900000000000004,"OPSD (2020)",5.2050000000000001,5.0250000000000004,{"$f":"(1-VLOOKUP(S1155,Start!$H$33:$I$40,2,FALSE)/100)*W1155","v":4.3717500000000005},{"$f":"VLOOKUP(R1155,Start!$C$9:$D$15,2,FALSE)+VLOOKUP(R1155,Start!$C$23:$D$29,2,FALSE)","v":128.9},{"$f":"(Y1155/T1155)+Start!$D$19*(VLOOKUP(R1155,Start!$M$33:$N$39,2,FALSE)/T1155)+VLOOKUP(S1155,Start!$C$33:$D$40,2,FALSE)","v":266.00850637522768}]
[null,null,"Ja","SEE997719859992","BNA0081","Vattenfall Wärme Berlin AG","HKW Klingenberg Dampfturbine 1",10317,"Berlin","Köpenicker Chaussee 42-45","Berlin","1981-08-13","Erdgas","Erdgas, Erdölgas","Erdgas","Ja","Gegendruckmaschine mit Entnahme","Erdgas","GuD",0.4037,"OPSD (2020)",60,52,{"$f":"(1-VLOOKUP(S1156,Start!$H$33:$I$40,2,FALSE)/100)*W1156","v":45.24},{"$f":"VLOOKUP(R1156,Start!$C$9:$D$15,2,FALSE)+VLOOKUP(R1156,Start!$C$23:$D$29,2,FALSE)","v":128.9},{"$f":"(Y1156/T1156)+Start!$D$19*(VLOOKUP(R1156,Start!$M$33:$N$39,2,FALSE)/T1156)+VLOOKUP(S1156,Start!$C$33:$D$40,2,FALSE)","v":361.21060193212782}]
[null,null,"Ja","SEE997738174762",null,"Stadtwerke Augsburg Energie GmbH","HKW, Dieselaggregat 1",86152,"Augsburg","Franziskanergasse 9","Bayern","1989-07-04","Mineralölprodukte","Heizöl, leicht","Mineralölprodukte","Nein","Verbrennungsmotor","Öl","Öl",0.38,"eigene Annahme",2.64,2.5,{"$f":"(1-VLOOKUP(S1157,Start!$H$33:$I$40,2,FALSE)/100)*W1157","v":2.125},{"$f":"VLOOKUP(R1157,Start!$C$9:$D$15,2,FALSE)+VLOOKUP(R1157,Start!$C$23:$D$29,2,FALSE)","v":58.769999999999996},{"$f":"(Y1157/T1157)+Start!$D$19*(VLOOKUP(R1157,Start!$M$33:$N$39,2,FALSE)/T1157)+VLOOKUP(S1157,Start!$C$33:$D$40,2,FALSE)","v":215.46736842105261}]
[null,null,"Ja","SEE997770651436","BNA1948","Kraftwerke Mainz-Wiesbaden AG","BHKW KW5 57",55120,"Mainz","Kraftwerkallee 1","Rheinland-Pfalz","2020-12-23","Erdgas","Erdgas, Erdölgas","Erdgas","Ja","Verbrennungsmotor","Erdgas","GuD",0.45,"https://www.kmw-ag.de/anlagen/blockheizkraftwerk/",10.02,9.93,{"$f":"(1-VLOOKUP(S1158,Start!$H$33:$I$40,2,FALSE)/100)*W1158","v":8.6390999999999991},{"$f":"VLOOKUP(R1158,Start!$C$9:$D$15,2,FALSE)+VLOOKUP(R1158,Start!$C$23:$D$29,2,FALSE)","v":128.9},{"$f":"(Y1158/T1158)+Start!$D$19*(VLOOKUP(R1158,Start!$M$33:$N$39,2,FALSE)/T1158)+VLOOKUP(S1158,Start!$C$33:$D$40,2,FALSE)","v":324.20037777777782}]
[null,null,"Ja","SEE997867646000","BNA0117b","Energie- und Wasserversorgung Bonn/Rhein-Sieg GmbH","Heizkraftwerk Bonn-Nord, Dampfturbine GuD-Anlage",53115,"Bonn","Karlstr. 2","Nordrhein-Westfalen","2013-11-01","Erdgas","Erdgas, Erdölgas","Erdgas","Ja","Kondensationsmaschine mit Entnahme","Erdgas","GuD",0.39929999999999999,"OPSD (2020)",73.5,73.5,{"$f":"(1-VLOOKUP(S1159,Start!$H$33:$I$40,2,FALSE)/100)*W1159","v":63.945},{"$f":"VLOOKUP(R1159,Start!$C$9:$D$15,2,FALSE)+VLOOKUP(R1159,Start!$C$23:$D$29,2,FALSE)","v":128.9},{"$f":"(Y1159/T1159)+Start!$D$19*(VLOOKUP(R1159,Start!$M$33:$N$39,2,FALSE)/T1159)+VLOOKUP(S1159,Start!$C$33:$D$40,2,FALSE)","v":365.17435512146261}]
[null,null,"Ja","SEE997894865399",null,"K+S Minerals and Agriculture GmbH","Kraftwerk UB DT2",36414,"Unterbreizbach","Schachtstraße 10","Thüringen","1971-07-02","Wärme","Prozessdampf","Wärme","Ja","Gegendruckmaschine ohne Entnahme","Sonstige","Sonstige",0.35,"eigene Annahme",5,5,{"$f":"(1-VLOOKUP(S1160,Start!$H$33:$I$40,2,FALSE)/100)*W1160","v":4.25},{"$f":"VLOOKUP(R1160,Start!$C$9:$D$15,2,FALSE)+VLOOKUP(R1160,Start!$C$23:$D$29,2,FALSE)","v":58.47},{"$f":"(Y1160/T1160)+Start!$D$19*(VLOOKUP(R1160,Start!$M$33:$N$39,2,FALSE)/T1160)+VLOOKUP(S1160,Start!$C$33:$D$40,2,FALSE)","v":217.68680000000001}]
[null,null,"Ja","SEE997988564504","BNA1507","Michelin Reifenwerke AG & Co. KGaA","BKR Gasturbine",55543,"Bad Kreuznach","Michelinstraße 1","Rheinland-Pfalz","2006-09-29","Erdgas","Erdgas, Erdölgas","Erdgas","Ja","Gasturbinen mit Abhitzekessel","Erdgas","GuD",0.45600000000000002,"Annahme basierend auf DIW (2014)",11.4,11.343999999999999,{"$f":"(1-VLOOKUP(S1161,Start!$H$33:$I$40,2,FALSE)/100)*W1161","v":9.8692799999999998},{"$f":"VLOOKUP(R1161,Start!$C$9:$D$15,2,FALSE)+VLOOKUP(R1161,Start!$C$23:$D$29,2,FALSE)","v":128.9},{"$f":"(Y1161/T1161)+Start!$D$19*(VLOOKUP(R1161,Start!$M$33:$N$39,2,FALSE)/T1161)+VLOOKUP(S1161,Start!$C$33:$D$40,2,FALSE)","v":319.95432017543862}]
[null,null,"Ja","SEE998028907619",null,"Fernheizwerk Neukölln AG","Fernheizwerk 4-BHKW 7",12059,"Berlin","Thiemannstr. 36","Berlin","2014-06-12","Erdgas","","Erdgas","Ja","Verbrennungsmotor","Erdgas","GuD",0.4,"eigene Annahme",2.04,2.008,{"$f":"(1-VLOOKUP(S1162,Start!$H$33:$I$40,2,FALSE)/100)*W1162","v":1.7469600000000001},{"$f":"VLOOKUP(R1162,Start!$C$9:$D$15,2,FALSE)+VLOOKUP(R1162,Start!$C$23:$D$29,2,FALSE)","v":128.9},{"$f":"(Y1162/T1162)+Start!$D$19*(VLOOKUP(R1162,Start!$M$33:$N$39,2,FALSE)/T1162)+VLOOKUP(S1162,Start!$C$33:$D$40,2,FALSE)","v":364.53792499999997}]
[null,null,"Ja","SEE998111672394","BNA1002","Mitteldeutsche Braunkohlengesellschaft mbH","IKW Wählitz",6679,"Hohenmölsen","Fabrikstraße 26","Sachsen-Anhalt","1994-08-25","Braunkohle","Rohbraunkohlen","Braunkohle","Ja","Gegendruckmaschine mit Entnahme","Braunkohle","Braunkohle",0.38500000000000001,"OPSD (2020)",35,31,{"$f":"(1-VLOOKUP(S1163,Start!$H$33:$I$40,2,FALSE)/100)*W1163","v":26.97},{"$f":"VLOOKUP(R1163,Start!$C$9:$D$15,2,FALSE)+VLOOKUP(R1163,Start!$C$23:$D$29,2,FALSE)","v":3.1},{"$f":"(Y1163/T1163)+Start!$D$19*(VLOOKUP(R1163,Start!$M$33:$N$39,2,FALSE)/T1163)+VLOOKUP(S1163,Start!$C$33:$D$40,2,FALSE)","v":94.927740259740276}]
[null,null,"Ja","SEE998199911088","BNA0116","EnBW Energie Baden-Württemberg AG","Kraftwerk Lippendorf Block S",4575,"Neukieritzsch","Hauptstraße 200","Sachsen","1999-12-01","Braunkohle","Rohbraunkohlen","Braunkohle","Ja","Kondensationsmaschine mit Entnahme","Braunkohle","Braunkohle",0.42,"OPSD (2020)",942,891,{"$f":"(1-VLOOKUP(S1164,Start!$H$33:$I$40,2,FALSE)/100)*W1164","v":775.17},{"$f":"VLOOKUP(R1164,Start!$C$9:$D$15,2,FALSE)+VLOOKUP(R1164,Start!$C$23:$D$29,2,FALSE)","v":3.1},{"$f":"(Y1164/T1164)+Start!$D$19*(VLOOKUP(R1164,Start!$M$33:$N$39,2,FALSE)/T1164)+VLOOKUP(S1164,Start!$C$33:$D$40,2,FALSE)","v":87.158761904761917}]
[null,null,"Ja","SEE998216550733",null,"Klingele Papierwerke GmbH & Co. KG Papierfabrik Weener","TWIN 1",26826,"Weener","Industriestraße 46","Niedersachsen","2008-03-01","nicht biogener Abfall","nicht biogener Abfall (Hausmüll, Siedlungsabfälle)","Abfall","Nein","Kondensationsmaschine ohne Entnahme","Abfall","Abfall",0.33,"OPSD (2020)",4.7039999999999997,4.6900000000000004,{"$f":"(1-VLOOKUP(S1165,Start!$H$33:$I$40,2,FALSE)/100)*W1165","v":3.9865000000000004},{"$f":"VLOOKUP(R1165,Start!$C$9:$D$15,2,FALSE)+VLOOKUP(R1165,Start!$C$23:$D$29,2,FALSE)","v":0},{"$f":"(Y1165/T1165)+Start!$D$19*(VLOOKUP(R1165,Start!$M$33:$N$39,2,FALSE)/T1165)+VLOOKUP(S1165,Start!$C$33:$D$40,2,FALSE)","v":1}]
[null,null,"Ja","SEE998261618013","BNA0407","Enertec Hameln GmbH","Turbine 1",31789,"Hameln","Heinrich-Schoormann-Weg 1","Niedersachsen","2000-10-31","nicht biogener Abfall","nicht biogener Abfall (Hausmüll, Siedlungsabfälle)","Abfall","Ja","Gegendruckmaschine ohne Entnahme","Abfall","Abfall",0.33,"OPSD (2020)",8.1999999999999993,4.93,{"$f":"(1-VLOOKUP(S1166,Start!$H$33:$I$40,2,FALSE)/100)*W1166","v":4.1904999999999992},{"$f":"VLOOKUP(R1166,Start!$C$9:$D$15,2,FALSE)+VLOOKUP(R1166,Start!$C$23:$D$29,2,FALSE)","v":0},{"$f":"(Y1166/T1166)+Start!$D$19*(VLOOKUP(R1166,Start!$M$33:$N$39,2,FALSE)/T1166)+VLOOKUP(S1166,Start!$C$33:$D$40,2,FALSE)","v":1}]
[null,null,"Ja","SEE998278854237","BNA0969c","SWM Services GmbH","SWM HKW Nord 3 T30",85774,"Unterföhring","Münchner Straße 22","Bayern","1984-03-14","nicht biogener Abfall","nicht biogener Abfall (Hausmüll, Siedlungsabfälle)","Abfall","Ja","Kondensationsmaschine mit Entnahme","Abfall","Abfall",0.33,"OPSD (2020)",27.8,22,{"$f":"(1-VLOOKUP(S1167,Start!$H$33:$I$40,2,FALSE)/100)*W1167","v":18.7},{"$f":"VLOOKUP(R1167,Start!$C$9:$D$15,2,FALSE)+VLOOKUP(R1167,Start!$C$23:$D$29,2,FALSE)","v":0},{"$f":"(Y1167/T1167)+Start!$D$19*(VLOOKUP(R1167,Start!$M$33:$N$39,2,FALSE)/T1167)+VLOOKUP(S1167,Start!$C$33:$D$40,2,FALSE)","v":1}]
[null,null,"Ja","SEE998356674993","BNA1094","Smurfit Kappa Zülpich Papier GmbH","GT1",53909,"Zülpich","Zum Mühlengraben 1","Nordrhein-Westfalen","1996-04-01","Erdgas","Erdgas, Erdölgas","Erdgas","Ja","Gasturbinen mit Abhitzekessel","Erdgas","GuD",0.38059999999999999,"OPSD (2020)",5.4,4.9459999999999997,{"$f":"(1-VLOOKUP(S1168,Start!$H$33:$I$40,2,FALSE)/100)*W1168","v":4.3030200000000001},{"$f":"VLOOKUP(R1168,Start!$C$9:$D$15,2,FALSE)+VLOOKUP(R1168,Start!$C$23:$D$29,2,FALSE)","v":128.9},{"$f":"(Y1168/T1168)+Start!$D$19*(VLOOKUP(R1168,Start!$M$33:$N$39,2,FALSE)/T1168)+VLOOKUP(S1168,Start!$C$33:$D$40,2,FALSE)","v":383.04274829217024}]
[null,null,"Ja","SEE998383491525","BNA0935","EnBW Energie Baden-Württemberg AG","Heizkraftwerk Stuttgart-Münster DT 12",70376,"Stuttgart","Voltastraße 45","Baden-Württemberg","1982-01-01","Steinkohle","Steinkohlen","Steinkohle","Ja","Gegendruckmaschine mit Entnahme","Steinkohle","Steinkohle",0.38,"OPSD (2020)",47.2,45,{"$f":"(1-VLOOKUP(S1169,Start!$H$33:$I$40,2,FALSE)/100)*W1169","v":36},{"$f":"VLOOKUP(R1169,Start!$C$9:$D$15,2,FALSE)+VLOOKUP(R1169,Start!$C$23:$D$29,2,FALSE)","v":42.45},{"$f":"(Y1169/T1169)+Start!$D$19*(VLOOKUP(R1169,Start!$M$33:$N$39,2,FALSE)/T1169)+VLOOKUP(S1169,Start!$C$33:$D$40,2,FALSE)","v":184.99550000000002}]
[null,null,"Ja","SEE998387657606","BNA0059b","Volkswagen AG","VW Baunatal Dampfturbine",34225,"Baunatal","Im Lehnhof ","Hessen","2013-02-18","Wärme","Prozessdampf","Erdgas","Ja","Kondensationsmaschine mit Entnahme","Erdgas","GuD",0.47,"OPSD (2020)",30.259,30.259,{"$f":"(1-VLOOKUP(S1170,Start!$H$33:$I$40,2,FALSE)/100)*W1170","v":26.325330000000001},{"$f":"VLOOKUP(R1170,Start!$C$9:$D$15,2,FALSE)+VLOOKUP(R1170,Start!$C$23:$D$29,2,FALSE)","v":128.9},{"$f":"(Y1170/T1170)+Start!$D$19*(VLOOKUP(R1170,Start!$M$33:$N$39,2,FALSE)/T1170)+VLOOKUP(S1170,Start!$C$33:$D$40,2,FALSE)","v":310.46844680851069}]
[null,null,"Ja","SEE998479256069",null,"Südzucker AG","Dampfturbine III Südzucker AG Ochsenfurt",97199,"Ochsenfurt","Marktbreiter Straße 74","Bayern","1987-09-01","Wärme","","Wärme","Ja","Gegendruckmaschine mit Entnahme","Sonstige","Sonstige",0.35,"eigene Annahme",17.434999999999999,16.547000000000001,{"$f":"(1-VLOOKUP(S1171,Start!$H$33:$I$40,2,FALSE)/100)*W1171","v":14.06495},{"$f":"VLOOKUP(R1171,Start!$C$9:$D$15,2,FALSE)+VLOOKUP(R1171,Start!$C$23:$D$29,2,FALSE)","v":58.47},{"$f":"(Y1171/T1171)+Start!$D$19*(VLOOKUP(R1171,Start!$M$33:$N$39,2,FALSE)/T1171)+VLOOKUP(S1171,Start!$C$33:$D$40,2,FALSE)","v":217.68680000000001}]
[null,null,"Ja","SEE998526561375","BNA0896","Energieversorgung Schwerin GmbH & Co. Erzeugung KG","SN-Süd-GUD",19061,"Schwerin","Pampower Str. 50","Mecklenburg-Vorpommern","1994-06-01","Erdgas","Erdgas, Erdölgas","Erdgas","Ja","Gasturbinen mit nachgeschalteter Dampfturbine","Erdgas","GuD",0.37840000000000001,"OPSD (2020)",53,44.9,{"$f":"(1-VLOOKUP(S1172,Start!$H$33:$I$40,2,FALSE)/100)*W1172","v":39.062999999999995},{"$f":"VLOOKUP(R1172,Start!$C$9:$D$15,2,FALSE)+VLOOKUP(R1172,Start!$C$23:$D$29,2,FALSE)","v":128.9},{"$f":"(Y1172/T1172)+Start!$D$19*(VLOOKUP(R1172,Start!$M$33:$N$39,2,FALSE)/T1172)+VLOOKUP(S1172,Start!$C$33:$D$40,2,FALSE)","v":385.26102008456661}]
[null,null,"Ja","SEE998558143099","BNA1164","Pfeifer & Langen GmbH ＆ Co. KG","Generator Jülich",52428,"Jülich","Dürener Str. 20","Nordrhein-Westfalen","2004-09-20","Erdgas","Erdgas, Erdölgas","Erdgas","Ja","Gegendruckmaschine mit Entnahme","Erdgas","GuD",0.40960000000000002,"OPSD (2020)",25.12,22.86,{"$f":"(1-VLOOKUP(S1173,Start!$H$33:$I$40,2,FALSE)/100)*W1173","v":19.888199999999998},{"$f":"VLOOKUP(R1173,Start!$C$9:$D$15,2,FALSE)+VLOOKUP(R1173,Start!$C$23:$D$29,2,FALSE)","v":128.9},{"$f":"(Y1173/T1173)+Start!$D$19*(VLOOKUP(R1173,Start!$M$33:$N$39,2,FALSE)/T1173)+VLOOKUP(S1173,Start!$C$33:$D$40,2,FALSE)","v":356.02922363281249}]
[null,null,"Ja","SEE998644964959","BNA0504","TEAG Thüringer Energie AG","Gasturbine 1 Jena",7745,"Jena","Rudolstädter Straße 41","Thüringen","1996-09-26","Erdgas","Erdgas, Erdölgas","Erdgas","Ja","Gasturbinen mit Abhitzekessel","Erdgas","GuD",0.52200000000000002,"OPSD (2020)",40,39,{"$f":"(1-VLOOKUP(S1174,Start!$H$33:$I$40,2,FALSE)/100)*W1174","v":33.93},{"$f":"VLOOKUP(R1174,Start!$C$9:$D$15,2,FALSE)+VLOOKUP(R1174,Start!$C$23:$D$29,2,FALSE)","v":128.9},{"$f":"(Y1174/T1174)+Start!$D$19*(VLOOKUP(R1174,Start!$M$33:$N$39,2,FALSE)/T1174)+VLOOKUP(S1174,Start!$C$33:$D$40,2,FALSE)","v":279.68998084291189}]
[null,null,"Ja","SEE998778600532",null,"WUN Pellets GmbH","WUN Pellets - BHKW-Modul I",95632,"Wunsiedel","Am Energiepark 1","Bayern","2018-10-01","Erdgas","Erdgas, Erdölgas","Erdgas","Ja","Verbrennungsmotor","Erdgas","GuD",0.4,"eigene Annahme",4.5,4.41,{"$f":"(1-VLOOKUP(S1175,Start!$H$33:$I$40,2,FALSE)/100)*W1175","v":3.8367},{"$f":"VLOOKUP(R1175,Start!$C$9:$D$15,2,FALSE)+VLOOKUP(R1175,Start!$C$23:$D$29,2,FALSE)","v":128.9},{"$f":"(Y1175/T1175)+Start!$D$19*(VLOOKUP(R1175,Start!$M$33:$N$39,2,FALSE)/T1175)+VLOOKUP(S1175,Start!$C$33:$D$40,2,FALSE)","v":364.53792499999997}]
[null,null,"Ja","SEE998984420832","BNA1075a","Volkswagen AG","HKW Nord Generator A",38440,"Wolfsburg","Berliner Ring 2","Niedersachsen","1994-10-01","Steinkohle","Steinkohlen","Steinkohle","Ja","Gegendruckmaschine mit Entnahme","Steinkohle","Steinkohle",0.42499999999999999,"OPSD (2020)",68.2,61,{"$f":"(1-VLOOKUP(S1176,Start!$H$33:$I$40,2,FALSE)/100)*W1176","v":48.800000000000004},{"$f":"VLOOKUP(R1176,Start!$C$9:$D$15,2,FALSE)+VLOOKUP(R1176,Start!$C$23:$D$29,2,FALSE)","v":42.45},{"$f":"(Y1176/T1176)+Start!$D$19*(VLOOKUP(R1176,Start!$M$33:$N$39,2,FALSE)/T1176)+VLOOKUP(S1176,Start!$C$33:$D$40,2,FALSE)","v":165.54538823529413}]
[null,null,"Ja","SEE999117793854","BNA1024","RWE Power AG","Weißweiler H VGT",52249,"Eschweiler","Zum Hagelkreuz 22","Nordrhein-Westfalen","2006-12-19","Erdgas","Erdgas, Erdölgas","Erdgas","Nein","Kondensationsmaschine mit Entnahme","Erdgas","GuD",0.5,"OPSD (2020)",202,200,{"$f":"(1-VLOOKUP(S1177,Start!$H$33:$I$40,2,FALSE)/100)*W1177","v":174},{"$f":"VLOOKUP(R1177,Start!$C$9:$D$15,2,FALSE)+VLOOKUP(R1177,Start!$C$23:$D$29,2,FALSE)","v":128.9},{"$f":"(Y1177/T1177)+Start!$D$19*(VLOOKUP(R1177,Start!$M$33:$N$39,2,FALSE)/T1177)+VLOOKUP(S1177,Start!$C$33:$D$40,2,FALSE)","v":291.93034}]
[null,null,"Ja","SEE999145467468","BNA0490a","RWE Power AG","GoWerk F",50354,"Hürth","Goldenbergstraße 2","Nordrhein-Westfalen","1992-12-01","Braunkohle","Rohbraunkohlen","Braunkohle","Ja","Kondensationsmaschine mit Entnahme","Braunkohle","Braunkohle",0.38319999999999999,"OPSD (2020)",55,40,{"$f":"(1-VLOOKUP(S1178,Start!$H$33:$I$40,2,FALSE)/100)*W1178","v":34.799999999999997},{"$f":"VLOOKUP(R1178,Start!$C$9:$D$15,2,FALSE)+VLOOKUP(R1178,Start!$C$23:$D$29,2,FALSE)","v":3.1},{"$f":"(Y1178/T1178)+Start!$D$19*(VLOOKUP(R1178,Start!$M$33:$N$39,2,FALSE)/T1178)+VLOOKUP(S1178,Start!$C$33:$D$40,2,FALSE)","v":95.365657620041759}]
[null,null,"Ja","SEE999181532861","BNA0527","Stadtwerke Kiel AG","HKWH Gasturbine 5",24116,"Kiel","Goethestraße 14","Schleswig-Holstein","2005-04-27","Erdgas","Erdgas, Erdölgas","Erdgas","Ja","Gasturbinen mit Abhitzekessel","Erdgas","GuD",0.39050000000000001,"OPSD (2020)",5.52,5.4240000000000004,{"$f":"(1-VLOOKUP(S1179,Start!$H$33:$I$40,2,FALSE)/100)*W1179","v":4.7188800000000004},{"$f":"VLOOKUP(R1179,Start!$C$9:$D$15,2,FALSE)+VLOOKUP(R1179,Start!$C$23:$D$29,2,FALSE)","v":128.9},{"$f":"(Y1179/T1179)+Start!$D$19*(VLOOKUP(R1179,Start!$M$33:$N$39,2,FALSE)/T1179)+VLOOKUP(S1179,Start!$C$33:$D$40,2,FALSE)","v":373.36983354673498}]
[null,null,"Ja","SEE999306148830","BNA1292b","J. M. Voith SE & Co. KG","HDH_004_Industrieheizkraftwerk-Heidenheim_GM3",89522,"Heidenheim","Alexanderstraße 8","Baden-Württemberg","2014-01-01","Erdgas","Erdgas, Erdölgas","Erdgas","Ja","Verbrennungsmotor","Erdgas","GuD",0.40039999999999998,"OPSD (2020)",4.4009999999999998,4.2249999999999996,{"$f":"(1-VLOOKUP(S1180,Start!$H$33:$I$40,2,FALSE)/100)*W1180","v":3.6757499999999999},{"$f":"VLOOKUP(R1180,Start!$C$9:$D$15,2,FALSE)+VLOOKUP(R1180,Start!$C$23:$D$29,2,FALSE)","v":128.9},{"$f":"(Y1180/T1180)+Start!$D$19*(VLOOKUP(R1180,Start!$M$33:$N$39,2,FALSE)/T1180)+VLOOKUP(S1180,Start!$C$33:$D$40,2,FALSE)","v":364.1752497502498}]
[null,null,"Ja","SEE999539592561","BNA1819","Stadtwerke Flensburg","Dampfturbine 12",24939,"Flensburg","Batteriestraße 48","Schleswig-Holstein","2016-05-01","Erdgas","Erdgas, Erdölgas","Erdgas","Ja","Gegendruckmaschine ohne Entnahme","Erdgas","GuD",0.61199999999999999,"OPSD (2020)",27.9,27.2,{"$f":"(1-VLOOKUP(S1181,Start!$H$33:$I$40,2,FALSE)/100)*W1181","v":23.663999999999998},{"$f":"VLOOKUP(R1181,Start!$C$9:$D$15,2,FALSE)+VLOOKUP(R1181,Start!$C$23:$D$29,2,FALSE)","v":128.9},{"$f":"(Y1181/T1181)+Start!$D$19*(VLOOKUP(R1181,Start!$M$33:$N$39,2,FALSE)/T1181)+VLOOKUP(S1181,Start!$C$33:$D$40,2,FALSE)","v":238.77968954248368}]
[null,null,"Ja","SEE999585452499","BNA0418","enercity AG","HKW Linden GT1",30449,"Hannover","Spinnereistraße 9","Niedersachsen","2011-11-02","Erdgas","Erdgas, Erdölgas","Erdgas","Nein","Gasturbinen mit nachgeschalteter Dampfturbine","Erdgas","GuD",0.55000000000000004,"OPSD (2020)",82.35,82,{"$f":"(1-VLOOKUP(S1182,Start!$H$33:$I$40,2,FALSE)/100)*W1182","v":71.34},{"$f":"VLOOKUP(R1182,Start!$C$9:$D$15,2,FALSE)+VLOOKUP(R1182,Start!$C$23:$D$29,2,FALSE)","v":128.9},{"$f":"(Y1182/T1182)+Start!$D$19*(VLOOKUP(R1182,Start!$M$33:$N$39,2,FALSE)/T1182)+VLOOKUP(S1182,Start!$C$33:$D$40,2,FALSE)","v":265.52758181818177}]
[null,null,"Ja","SEE999588015110","BNA0287a","MHKW Müllheizkraftwerk Frankfurt am Main GmbH","Turbine 3",60439,"Frankfurt","Heddernheimer Landstraße 157","Hessen","1986-12-12","nicht biogener Abfall","nicht biogener Abfall (Hausmüll, Siedlungsabfälle)","Abfall","Ja","Kondensationsmaschine mit Entnahme","Abfall","Abfall",0.33,"OPSD (2020)",27.5,26,{"$f":"(1-VLOOKUP(S1183,Start!$H$33:$I$40,2,FALSE)/100)*W1183","v":22.099999999999998},{"$f":"VLOOKUP(R1183,Start!$C$9:$D$15,2,FALSE)+VLOOKUP(R1183,Start!$C$23:$D$29,2,FALSE)","v":0},{"$f":"(Y1183/T1183)+Start!$D$19*(VLOOKUP(R1183,Start!$M$33:$N$39,2,FALSE)/T1183)+VLOOKUP(S1183,Start!$C$33:$D$40,2,FALSE)","v":1}]
[null,null,"Ja","SEE999705546763",null,"Südzucker AG","Dampfturbine III Südzucker Rain",86641,"Rain","Donauwörther Straße 50","Bayern","1960-10-15","Wärme","Prozessdampf","Wärme","Ja","Gegendruckmaschine ohne Entnahme","Sonstige","Sonstige",0.33,"eigene Annahme",10,9.3949999999999996,{"$f":"(1-VLOOKUP(S1184,Start!$H$33:$I$40,2,FALSE)/100)*W1184","v":7.9857499999999995},{"$f":"VLOOKUP(R1184,Start!$C$9:$D$15,2,FALSE)+VLOOKUP(R1184,Start!$C$23:$D$29,2,FALSE)","v":58.47},{"$f":"(Y1184/T1184)+Start!$D$19*(VLOOKUP(R1184,Start!$M$33:$N$39,2,FALSE)/T1184)+VLOOKUP(S1184,Start!$C$33:$D$40,2,FALSE)","v":230.8193333333333}]
[null,null,"Ja","SEE999756197518","BNA1523c","Moritz J. Weig GmbH & Co. KG","Dampfturbine 2",56727,"Mayen","Polcher Straße 113","Rheinland-Pfalz","2015-10-01","Erdgas","Erdgas, Erdölgas","Erdgas","Ja","Gegendruckmaschine mit Entnahme","Erdgas","GuD",0.374,"Annahme basierend auf DIW (2014)",17.399999999999999,17.399999999999999,{"$f":"(1-VLOOKUP(S1185,Start!$H$33:$I$40,2,FALSE)/100)*W1185","v":15.137999999999998},{"$f":"VLOOKUP(R1185,Start!$C$9:$D$15,2,FALSE)+VLOOKUP(R1185,Start!$C$23:$D$29,2,FALSE)","v":128.9},{"$f":"(Y1185/T1185)+Start!$D$19*(VLOOKUP(R1185,Start!$M$33:$N$39,2,FALSE)/T1185)+VLOOKUP(S1185,Start!$C$33:$D$40,2,FALSE)","v":389.7758556149733}]
[null,null,"Ja","SEE999819576335","BNA0623","Müllheizkraftwerk Rothensee GmbH","Block 2",39126,"Magdeburg","Kraftwerk-Privatweg 7","Sachsen-Anhalt","2006-09-08","nicht biogener Abfall","nicht biogener Abfall (Hausmüll, Siedlungsabfälle)","Abfall","Ja","Gegendruckmaschine mit Entnahme","Abfall","Abfall",0.33,"OPSD (2020)",33.6,33.6,{"$f":"(1-VLOOKUP(S1186,Start!$H$33:$I$40,2,FALSE)/100)*W1186","v":28.56},{"$f":"VLOOKUP(R1186,Start!$C$9:$D$15,2,FALSE)+VLOOKUP(R1186,Start!$C$23:$D$29,2,FALSE)","v":0},{"$f":"(Y1186/T1186)+Start!$D$19*(VLOOKUP(R1186,Start!$M$33:$N$39,2,FALSE)/T1186)+VLOOKUP(S1186,Start!$C$33:$D$40,2,FALSE)","v":1}]
[null,null,"Ja","SEE999839188105","BNA1503","Mercedes-Benz AG","Gebäude 120 / BHKW Modul 03",40476,"Düsseldorf","Rather Straße 51","Nordrhein-Westfalen","2012-10-31","Erdgas","Erdgas, Erdölgas","Erdgas","Ja","Gasturbinen mit Abhitzekessel","Erdgas","GuD",0.3982,"OPSD (2020)",4.3,4.2,{"$f":"(1-VLOOKUP(S1187,Start!$H$33:$I$40,2,FALSE)/100)*W1187","v":3.6539999999999999},{"$f":"VLOOKUP(R1187,Start!$C$9:$D$15,2,FALSE)+VLOOKUP(R1187,Start!$C$23:$D$29,2,FALSE)","v":128.9},{"$f":"(Y1187/T1187)+Start!$D$19*(VLOOKUP(R1187,Start!$M$33:$N$39,2,FALSE)/T1187)+VLOOKUP(S1187,Start!$C$33:$D$40,2,FALSE)","v":366.17898041185339}]
[null,null,"Ja","SEE999966551940","BNA0814","Energie und Wasser Potsdam GmbH","HKW Potsdam-Süd Block1",14478,"Potsdam","Zum Heizwerk 20","Brandenburg","1996-01-01","Erdgas","Erdgas, Erdölgas","Erdgas","Ja","Gasturbinen mit nachgeschalteter Dampfturbine","Erdgas","GuD",0.38059999999999999,"OPSD (2020)",42,40.9,{"$f":"(1-VLOOKUP(S1188,Start!$H$33:$I$40,2,FALSE)/100)*W1188","v":35.582999999999998},{"$f":"VLOOKUP(R1188,Start!$C$9:$D$15,2,FALSE)+VLOOKUP(R1188,Start!$C$23:$D$29,2,FALSE)","v":128.9},{"$f":"(Y1188/T1188)+Start!$D$19*(VLOOKUP(R1188,Start!$M$33:$N$39,2,FALSE)/T1188)+VLOOKUP(S1188,Start!$C$33:$D$40,2,FALSE)","v":383.04274829217024}]
[null,null,"Ja",null,null,"Nicht-EEG-Anlagen < 10 MW",null,null,null,null,null,null,"Mineralölprodukte",null,"Mineralölprodukte",null,null,"Öl","Öl",0.374,"Annahme basierend auf DIW (2014)",585.22078199999964,585.22078199999964,{"$f":"(1-VLOOKUP(S1189,Start!$H$33:$I$40,2,FALSE)/100)*W1189","v":497.43766469999969},{"$f":"VLOOKUP(R1189,Start!$C$9:$D$15,2,FALSE)+VLOOKUP(R1189,Start!$C$23:$D$29,2,FALSE)","v":58.769999999999996},{"$f":"(Y1189/T1189)+Start!$D$19*(VLOOKUP(R1189,Start!$M$33:$N$39,2,FALSE)/T1189)+VLOOKUP(S1189,Start!$C$33:$D$40,2,FALSE)","v":218.90802139037433}]
[null,null,"Ja",null,null,"Nicht-EEG-Anlagen < 10 MW",null,null,null,null,null,null,"Abfall",null,"Abfall",null,null,"Abfall","Abfall",0.33,"eigene Annahme",158.87630000000001,158.87629999999999,{"$f":"(1-VLOOKUP(S1190,Start!$H$33:$I$40,2,FALSE)/100)*W1190","v":135.04485499999998},{"$f":"VLOOKUP(R1190,Start!$C$9:$D$15,2,FALSE)+VLOOKUP(R1190,Start!$C$23:$D$29,2,FALSE)","v":0},{"$f":"(Y1190/T1190)+Start!$D$19*(VLOOKUP(R1190,Start!$M$33:$N$39,2,FALSE)/T1190)+VLOOKUP(S1190,Start!$C$33:$D$40,2,FALSE)","v":1}]
[null,null,"Ja",null,null,"Nicht-EEG-Anlagen < 10 MW",null,null,null,null,null,null,"Braunkohle",null,"Braunkohle",null,null,"Braunkohle","Braunkohle",0.376,"Annahme basierend auf DIW (2014)",35.885999999999996,35.885999999999996,{"$f":"(1-VLOOKUP(S1191,Start!$H$33:$I$40,2,FALSE)/100)*W1191","v":31.220819999999996},{"$f":"VLOOKUP(R1191,Start!$C$9:$D$15,2,FALSE)+VLOOKUP(R1191,Start!$C$23:$D$29,2,FALSE)","v":3.1},{"$f":"(Y1191/T1191)+Start!$D$19*(VLOOKUP(R1191,Start!$M$33:$N$39,2,FALSE)/T1191)+VLOOKUP(S1191,Start!$C$33:$D$40,2,FALSE)","v":97.159255319148954}]
[null,null,"Ja",null,null,"Nicht-EEG-Anlagen < 10 MW",null,null,null,null,null,null,"Steinkohle",null,"Steinkohle",null,null,"Steinkohle","Steinkohle",0.375,"Annahme basierend auf DIW (2014)",14.3,14.3,{"$f":"(1-VLOOKUP(S1192,Start!$H$33:$I$40,2,FALSE)/100)*W1192","v":11.440000000000001},{"$f":"VLOOKUP(R1192,Start!$C$9:$D$15,2,FALSE)+VLOOKUP(R1192,Start!$C$23:$D$29,2,FALSE)","v":42.45},{"$f":"(Y1192/T1192)+Start!$D$19*(VLOOKUP(R1192,Start!$M$33:$N$39,2,FALSE)/T1192)+VLOOKUP(S1192,Start!$C$33:$D$40,2,FALSE)","v":187.44477333333336}]
[null,null,"Ja",null,null,"Nicht-EEG-Anlagen < 10 MW",null,null,null,null,null,null,"Erdgas",null,"Erdgas",null,null,"Erdgas","Gasturbine",0.35399999999999998,"Annahme basierend auf DIW (2014)",3744.4175910000031,3744.4175910000031,{"$f":"(1-VLOOKUP(S1193,Start!$H$33:$I$40,2,FALSE)/100)*W1193","v":3257.6433041700025},{"$f":"VLOOKUP(R1193,Start!$C$9:$D$15,2,FALSE)+VLOOKUP(R1193,Start!$C$23:$D$29,2,FALSE)","v":128.9},{"$f":"(Y1193/T1193)+Start!$D$19*(VLOOKUP(R1193,Start!$M$33:$N$39,2,FALSE)/T1193)+VLOOKUP(S1193,Start!$C$33:$D$40,2,FALSE)","v":411.21234463276841}]
[null,null,"Ja",null,null,"Nicht-EEG-Anlagen < 10 MW",null,null,null,null,null,null,"Sonstige Energieträger",null,"Sonstige Energieträger (nicht erneuerbar)",null,null,"Sonstige","Sonstige",0.35,"eigene Annahme",369.13008999999988,369.13008999999988,{"$f":"(1-VLOOKUP(S1194,Start!$H$33:$I$40,2,FALSE)/100)*W1194","v":313.7605764999999},{"$f":"VLOOKUP(R1194,Start!$C$9:$D$15,2,FALSE)+VLOOKUP(R1194,Start!$C$23:$D$29,2,FALSE)","v":58.47},{"$f":"(Y1194/T1194)+Start!$D$19*(VLOOKUP(R1194,Start!$M$33:$N$39,2,FALSE)/T1194)+VLOOKUP(S1194,Start!$C$33:$D$40,2,FALSE)","v":217.68680000000001}]

{"sheet":"Quellen","index":4,"n_rows":16,"n_cols":4,"rows_kept":16,"cut":false,"hidden":false,"merged":[]}
[]
[]
[null,null," EWI Merit-Order Tool 2022"]
[]
[null,null," Quellen",{"$f":"Impressum!F5","v":"Version 2022_Nov.0 "}]
[]
[null,null,"Abkürzung","Quelle"]
[null,null,"BNetzA (2022)","Bundesnetzagentur; Kraftwerksliste der Bundesnetzagentur, Stand: 31.05.2022. Lizensiert unter \"dl-de/by-2-0\": www.govdata.de/dl-de/by-2-0; URL: https://www.bundesnetzagentur.de/DE/Sachgebiete/ElektrizitaetundGas/Unternehmen_Institutionen/Versorgungssicherheit/Erzeugungskapazitaeten/Kraftwerksliste/start.html (abgerufen am 18.10.2022)"]
[null,null,"DIW (2014)","Jonas Egerer & Clemens Gerbaulet & Richard Ihlenburg & Friedrich Kunz & Benjamin Reinhard & Christian von Hirschhausen & Alexander Weber & Jens Weibezahn, 2014. \"Electricity Sector Data for Policy-Relevant Modeling: Data Documentation and Applications to the German and European Electricity Markets,\" Data Documentation 72, DIW Berlin, German Institute for Economic Research."]
[null,null,"EWI (2019)","Energiewirtschaftliches Institut an der Universität zu Köln gGmbH; Auswirkungen einer Beendigung der Kohleverstromung bis 2038 auf den Strommarkt, CO2-Emissionen und ausgewählte Industrien - Eine Analyse des Abschlussberichts der WSB-Kommission, August 2019."]
[null,null,"OPSD (2018)","Open Power System Data. 2018. Data Package Conventional power plants. Version 2018-12-20."]
[null,null,"OPSD (2020)","Open Power System Data. 2020. Data Package Conventional power plants. Version 2020-10-01."]
[null,null,"R2B (2019)","R2b energy consulting GmbH, Consentec GmbH, Fraunhofer ISI, TEP Energy GmbH; Definition und Monitoring der Versorgungssicherheit an den europäischen Strommärkten, Projekt Nr. 047/16, Januar 2019."]
[null,null,"Ember (2021)","Ember; Daily Carbon Prices, URL: https://sandbag.org.uk/carbon-price-viewer/ (accessed on  18.10.2022)"]
[null,null,"SDKW (2022)","Statistik der Kohlewirtschaft e.V.; Entwicklung ausgewählter Energiepreise, Stand 30.09.2022\n(Für September 2022 Annahme des Wertes aus dem August 2022)"]
[null,null,"ÜNB (2019)","50Hertz Transmission GmbH, Amprio GmbH, TenneT TSO GmbH und TransnetBW GmbH; Netzentwicklungsplan Strom 2030, Version 2019, 2. Entwurf. April 2019."]

{"sheet":"Impressum","index":5,"n_rows":32,"n_cols":6,"rows_kept":32,"cut":false,"hidden":false,"merged":[[12,4,12,5],[18,4,18,5],[13,4,13,5],[25,4,25,5]]}
[]
[]
[null,null," EWI Merit-Order Tool 2022"]
[]
[null,null," Impressum",null,null,{"$f":"CONCATENATE(\"Version \",F11,\" \")","v":"Version 2022_Nov.0 "}]
[]
[]
[null,null,null,"EWI Merit-Order Tool 2022"]
[]
[null,null," ","Energiewirtschaftliches Institut an der Universität zu Köln gGmbH (EWI)","Letzte Aktualisierung:","01.11.2022"]
[null,null,null,"Alte Wagenfabrik","Modellversion:","2022_Nov.0"]
[null,null,null,"Vogelsanger Straße 321a"]
[null,null,null,"50827 Köln"]
[null,null,null,"Tel.: +49 (0)221 277 29-100"]
[null,null,null,"Fax:  +49 (0)221 277 29-400"]
[null,null,null,"www.ewi.uni-koeln.de"]
[]
[null,null,null,"Autoren:"]
[null,null,null,"Fabian Arnold"]
[null,null,null,"Konstantin Gruber"]
[null,null,null,"David Schlund"]
[null,null,null,"Jakob Junkermann"]
[null,null,null,"Dr. Eren Çam"]
[null,null,null,"Philipp Artur Kienscherf"]
[]
[null,null,null,"Kontakt bei Fragen, Anmerkungen und Kritik:","© Energiewirtschaftliches Institut an der Universität zu Köln gGmbH (EWI). "]
[null,null,null,"Fabian Arnold","Alle Rechte vorbehalten. Nutzung des Tools und Ergebnisse nur mit Verweis auf"]
[null,null,null,"Tel.: +49 (0)221 277 29-232","die Autoren und das Energiewirtschaftliche Institut an der Universität zu Köln"]
[null,null,null,"fabian.arnold@ewi.uni-koeln.de","gGmbH (EWI) gestattet. Die Haftung für Folgeschäden ist ausgeschlossen. Dies "]
[null,null,null,null,"betrifft auch und insbesondere Schäden oder entgangene Gewinne, die dem/der"]
[null,null,null,null,"Nutzer*in infolge der Verwendung der in diesem Dokument gegebenen"]
[null,null,null,null,"Informationen entstehen."]

{"sheet":"Start Reset","index":6,"n_rows":40,"n_cols":16,"rows_kept":40,"cut":false,"hidden":true,"merged":[[10,7,10,13],[6,2,6,5],[6,7,6,15],[7,7,7,13],[8,7,8,13],[9,7,9,13],[16,2,16,5],[20,2,20,5],[30,2,30,5],[30,7,30,10],[30,12,30,15]]}
[]
[]
[null,null," EWI Merit-Order Tool 2022"]
[]
[null,null," Start",null,null,null,null,null,null,null,null,null,null,null,null,{"$f":"Impressum!F5","v":"Version 2022_Nov.0 "}]
[]
[null,null,"Brennstoffkosten",null,null,null,null,"Übersicht über die Grenzkosten der Kraftwerke"]
[null,null,"Brennstoff","Kosten","Einheit","Quelle Standardwert",null,"   Das Boxplot-Diagramm gibt einen ersten Überblick über die Grenzkosten der Kraftwerke. In der Abbildung rechts"]
[null,null,"Kernenergie",5.5,"EUR/MWhth","siehe Dokumentation",null,"   werden die einzelnen Elemente des Diagramms erläutert. Veränderungen an den Annahmen gibt das Diagramm"]
[null,null,"Braunkohle",3.1,"EUR/MWhth","EWI (2019)",null,"   augenblicklich wieder. Um die Annahmen in die Merit-Order (Tabellenblatt: Merit-Order) zu übernehmen, muss die"]
[null,null,"Steinkohle",41.2,"EUR/MWhth","ARA",null,"   Schaltfläche Aktualisiere Merit-Order aktiviert werden."]
[null,null,"Erdgas",128.4,"EUR/MWhth","Spot TTF"]
[null,null,"Öl",58.47,"EUR/MWhth","SDKW (2022)"]
[null,null,"Abfall",0,"EUR/MWhth","siehe Dokumentation"]
[null,null,"Sonstige",58.47,"EUR/MWhth","siehe Dokumentation"]
[]
[null,null,"Emissionszertifikatspreis"]
[null,null,null,"Kosten","Einheit","Quelle Standardwert"]
[null,null,"Emissionszertifikatspreis",81.17,"EUR/tCO2","Ember (2022)"]
[]
[null,null,"Transportkosten"]
[null,null,"Kraftwerkstyp","Kosten","Einheit","Quelle Standardwert"]
[null,null,"Kernenergie",0,"EUR/MWhth","siehe Dokumentation"]
[null,null,"Braunkohle",0,"EUR/MWhth","siehe Dokumentation"]
[null,null,"Steinkohle",1.25,"EUR/MWhth","R2B (2019)"]
[null,null,"Erdgas",0.5,"EUR/MWhth","R2B (2019)"]
[null,null,"Öl",0.3,"EUR/MWhth","R2B (2019)"]
[null,null,"Abfall",0,"EUR/MWhth","siehe Dokumentation"]
[null,null,"Sonstige",0,"EUR/MWhth","siehe Dokumentation",null,"EE-Erzeugung",0,"MWh"]
[]
[null,null,"sonstige variable Kosten",null,null,null,null,"Nicht Verfügbarkeit",null,null,null,null,"Emissionsfaktoren"]
[null,null,"Kraftwerkstyp","Kosten","Einheit","Quelle Standardwert",null,"Kraftwerkstyp","Kosten","Einheit","Quelle Standardwert",null,"Brennstoff","Kosten","Einheit","Quelle Standardwert"]
[null,null,"Kernenergie",1.2,"EUR/Mwhel","siehe Dokumentation",null,"Kernenergie",7,"%","siehe Dokumentation",null,"Kernenergie",0,"tCO2/MWhth","siehe Dokumentation"]
[null,null,"Braunkohle",1.7,"EUR/Mwhel","R2B (2019)",null,"Braunkohle",13,"%","siehe Dokumentation",null,"Braunkohle",0.40400000000000003,"tCO2/MWhth","ÜNB (2019)"]
[null,null,"Steinkohle",1.3,"EUR/Mwhel","R2B (2019)",null,"Steinkohle",20,"%","siehe Dokumentation",null,"Steinkohle",0.33700000000000002,"tCO2/MWhth","ÜNB (2019)"]
[null,null,"GuD",1.5,"EUR/Mwhel","R2B (2019)",null,"GuD",13,"%","siehe Dokumentation",null,"Erdgas",0.20100000000000001,"tCO2/MWhth","ÜNB (2019)"]
[null,null,"Gasturbine",1,"EUR/Mwhel","R2B (2019)",null,"Gasturbine",13,"%","siehe Dokumentation",null,"Öl",0.28000000000000003,"tCO2/MWhth","ÜNB (2019)"]
[null,null,"Öl",1,"EUR/Mwhel","siehe Dokumentation",null,"Öl",15,"%","siehe Dokumentation",null,"Abfall",0,"tCO2/MWhth","siehe Dokumentation"]
[null,null,"Abfall",1,"EUR/Mwhel","siehe Dokumentation",null,"Abfall",15,"%","siehe Dokumentation",null,"Sonstige",0.214,"tCO2/MWhth","ÜNB (2019)"]
[null,null,"Sonstige",1,"EUR/Mwhel","siehe Dokumentation",null,"Sonstige",15,"%","siehe Dokumentation"]

{"sheet":"Backend I","index":7,"n_rows":1166,"n_cols":5,"rows_kept":1166,"cut":false,"hidden":true,"merged":[]}
["Index","Kraftwerktyp","Leistung","kumulierte Leistung","Grenzkosten"]
["SEE900128586359","Abfall",15.98,15.98,1]
["SEE900664653232","Abfall",9.0949999999999989,25.074999999999999,1]
["SEE900838448145","Abfall",9.86,34.935000000000002,1]
["SEE904604163027","Abfall",32.299999999999997,67.234999999999999,1]
["SEE904983741502","Abfall",21.76,88.995000000000005,1]
["SEE906215229154","Abfall",31.875,120.87,1]
["SEE906331863386","Abfall",6.0018500000000001,126.87185000000001,1]
["SEE907370296296","Abfall",27.879999999999995,154.75184999999999,1]
["SEE909031885047","Abfall",8.4999999999999999E-6,154.7518585,1]
["SEE912257091857","Abfall",39.524999999999999,194.2768585,1]
["SEE914179988338","Abfall",2.1675,196.44435849999999,1]
["SEE917110358740","Abfall",14.45,210.89435849999998,1]
["SEE918623387630","Abfall",9.69,220.58435849999998,1]
["SEE922849915072","Abfall",7.48,228.06435849999997,1]
["SEE923271533315","Abfall",19.974999999999998,248.03935849999996,1]
["SEE923791565131","Abfall",7.9050000000000002,255.94435849999996,1]
["SEE923959807806","Abfall",9.4689999999999994,265.41335849999996,1]
["SEE924286409503","Abfall",25.5,290.91335849999996,1]
["SEE924302504816","Abfall",12.001999999999999,302.91535849999997,1]
["SEE925011950635","Abfall",15.419,318.33435849999995,1]
["SEE925411264011","Abfall",1.6404999999999998,319.97485849999993,1]
["SEE925652456091","Abfall",6.8,326.77485849999994,1]
["SEE925794342412","Abfall",13.808250000000001,340.58310849999992,1]
["SEE927032372373","Abfall",11.9,352.4831084999999,1]
["SEE927716043575","Abfall",23.119999999999997,375.60310849999991,1]
["SEE927727929912","Abfall",22.95,398.55310849999989,1]
["SEE928761575349","Abfall",21.25,419.80310849999989,1]
["SEE929095613516","Abfall",6.0018500000000001,425.80495849999988,1]
["SEE932127408097","Abfall",23.119999999999997,448.92495849999989,1]
["SEE934298270268","Abfall",13.344999999999999,462.26995849999992,1]
["SEE937544161082","Abfall",14.875,477.14495849999992,1]
["SEE937822704543","Abfall",1.0625,478.20745849999992,1]
["SEE937978171572","Abfall",2.8899999999999997,481.0974584999999,1]
["SEE938035990372","Abfall",13.6,494.69745849999993,1]
["SEE938782869693","Abfall",13.091699999999999,507.78915849999993,1]
["SEE939382623364","Abfall",3.9865000000000004,511.77565849999991,1]
["SEE940303116315","Abfall",27.471999999999998,539.24765849999994,1]
["SEE940474859066","Abfall",10.199999999999999,549.44765849999999,1]
["SEE941568392261","Abfall",12.648,562.09565850000001,1]
["SEE941568476039","Abfall",39.1,601.19565850000004,1]
["SEE942253705168","Abfall",10.259499999999999,611.45515850000004,1]
["SEE942366584926","Abfall",15.299999999999999,626.75515849999999,1]
["SEE942777699660","Abfall",25.414999999999999,652.17015849999996,1]
["SEE942956157011","Abfall",15.299999999999999,667.47015849999991,1]
["SEE943548208159","Abfall",5.7119999999999997,673.1821584999999,1]
["SEE943841929270","Abfall",6.7744999999999997,679.95665849999989,1]
["SEE944111876263","Abfall",27.2,707.15665849999993,1]
["SEE944429192826","Abfall",10.88,718.03665849999993,1]
["SEE945150729886","Abfall",12.648,730.68465849999995,1]
["SEE945602121718","Abfall",17,747.68465849999995,1]
["SEE946934017984","Abfall",15.725,763.40965849999998,1]
["SEE947996339434","Abfall",10.420999999999999,773.83065850000003,1]
["SEE948093740512","Abfall",3.6209999999999996,777.45165850000001,1]
["SEE950201173198","Abfall",41.82,819.27165850000006,1]
["SEE950593842498","Abfall",20.399999999999999,839.67165850000004,1]
["SEE951648072822","Abfall",10.285,849.9566585,1]
["SEE951966828576","Abfall",6.29,856.24665849999997,1]
["SEE953182244383","Abfall",3.468,859.71465849999993,1]
["SEE953730197888","Abfall",3.6209999999999996,863.33565849999991,1]
["SEE955292024220","Abfall",9.86,873.19565849999992,1]
["SEE955548455112","Abfall",10.709999999999999,883.90565849999996,1]
["SEE955718847075","Abfall",5.8650000000000002,889.77065849999997,1]
["SEE955937262338","Abfall",17.935000000000002,907.70565850000003,1]
["SEE956268312785","Abfall",25.5,933.20565850000003,1]
["SEE957509710094","Abfall",9.86,943.06565850000004,1]
["SEE957686843929","Abfall",8.688699999999999,951.75435850000008,1]
["SEE957830042178","Abfall",15.852499999999999,967.60685850000004,1]
["SEE958310939391","Abfall",27.2,994.80685850000009,1]
["SEE958335974377","Abfall",10.625,1005.4318585000001,1]
["SEE958909269267","Abfall",60.35,1065.7818585,1]
["SEE962737235608","Abfall",24.82,1090.6018584999999,1]
["SEE964170331206","Abfall",9.01,1099.6118584999999,1]
["SEE965779402670","Abfall",12.75,1112.3618584999999,1]
["SEE966264899036","Abfall",7.772672,1120.1345305,1]
["SEE969698095906","Abfall",4.6636015000000004,1124.7981319999999,1]
["SEE971280976463","Abfall",9.35,1134.1481319999998,1]
["SEE971796321603","Abfall",10.199999999999999,1144.3481319999999,1]
["SEE972694764301","Abfall",2.21,1146.5581319999999,1]
["SEE973464796218","Abfall",24.5684,1171.126532,1]
["SEE974051053875","Abfall",11.772499999999999,1182.899032,1]
["SEE976589352260","Abfall",12.494999999999999,1195.3940319999999,1]
["SEE976826191515","Abfall",7.48,1202.8740319999999,1]
["SEE977514334252","Abfall",1.802,1204.6760319999999,1]
["SEE977770417713","Abfall",10.643699999999999,1215.3197319999999,1]
["SEE977898966292","Abfall",20.293749999999999,1235.613482,1]
["SEE979423615132","Abfall",0.79049999999999998,1236.403982,1]
["SEE981003349412","Abfall",12.273999999999999,1248.6779819999999,1]
["SEE981876305560","Abfall",13.808250000000001,1262.486232,1]
["SEE986030306643","Abfall",12.75,1275.236232,1]
["SEE986413873564","Abfall",11.305,1286.541232,1]
["SEE988429673565","Abfall",11.559999999999999,1298.101232,1]
["SEE988580370860","Abfall",1.1475,1299.248732,1]
["SEE988841475051","Abfall",23.8,1323.048732,1]
["SEE988848971327","Abfall",30.599999999999998,1353.6487319999999,1]
["SEE989887901764","Abfall",10.420999999999999,1364.0697319999999,1]
["SEE990065849372","Abfall",7.3949999999999996,1371.4647319999999,1]
["SEE990760688887","Abfall",4.25,1375.7147319999999,1]
["SEE992607731794","Abfall",7.8455000000000004,1383.5602319999998,1]
["SEE992947793209","Abfall",13.6,1397.1602319999997,1]
["SEE993054223955","Abfall",34.339999999999996,1431.5002319999996,1]
["SEE993546424112","Abfall",10.726999999999999,1442.2272319999997,1]
["SEE993787055366","Abfall",0.79049999999999998,1443.0177319999998,1]
["SEE994238154089","Abfall",5.4824999999999999,1448.5002319999999,1]
["SEE994551453975","Abfall",17,1465.5002319999999,1]
["SEE996047653111","Abfall",8.5,1474.0002319999999,1]
["SEE996891820448","Abfall",6.8,1480.8002319999998,1]
["SEE998216550733","Abfall",3.9865000000000004,1484.7867319999998,1]
["SEE998261618013","Abfall",4.1904999999999992,1488.9772319999997,1]
["SEE998278854237","Abfall",18.7,1507.6772319999998,1]
["SEE999588015110","Abfall",22.099999999999998,1529.7772319999997,1]
["SEE999819576335","Abfall",28.56,1558.3372319999996,1]
[null,"Abfall",135.04485499999998,1693.3820869999995,1]
["SEE944567587799","Kernenergie",1242.48,2935.8620869999995,17.142028985507249]
["SEE943690268513","Kernenergie",1311.3,4247.1620869999997,17.866666666666664]
["SEE985577062814","Kernenergie",1218.3,5465.4620869999999,17.866666666666664]
["SEE968582186379","Braunkohle",548.1,6013.5620870000002,83.834279176201377]
["SEE952937205877","Braunkohle",17.1129,6030.6749870000003,84.478321033210335]
["SEE985453029962","Braunkohle",7.2645,6037.9394870000006,84.478321033210335]
["SEE925599434282","Braunkohle",922.2,6960.1394870000004,85.171348837209308]
["SEE983252937631","Braunkohle",821.28,7781.4194870000001,85.171348837209308]
["SEE993592183001","Braunkohle",922.2,8703.6194869999999,85.171348837209308]
["SEE915426748132","Braunkohle",65.510999999999996,8769.1304870000004,86.352547169811345]
["SEE907389779292","Braunkohle",730.8,9499.9304869999996,86.552671394799063]
["SEE957229968300","Braunkohle",563.76,10063.690487,86.834440227704007]
["SEE998199911088","Braunkohle",775.17,10838.860487,87.158761904761917]
["SEE921905907730","Braunkohle",546.36,11385.220487000001,87.321851145038181]
["SEE938337436349","Braunkohle",656.85,12042.070487000001,89.243121951219521]
["SEE952672318108","Braunkohle",656.85,12698.920487000001,89.243121951219521]
["SEE966331411864","Braunkohle",775.17,13474.090487000001,89.243121951219521]
["SEE919134316447","Braunkohle",95.7,13569.790487000002,91.431700000000006]
["SEE921449009914","Braunkohle",15.46251,13585.252997000001,91.431700000000006]
["SEE941974735591","Braunkohle",11.31,13596.562997000001,91.431700000000006]
["SEE946537967655","Braunkohle",13.92,13610.482997000001,91.431700000000006]
["SEE947677200282","Braunkohle",391.5,14001.982997000001,91.431700000000006]
["SEE960652233358","Braunkohle",391.5,14393.482997000001,91.431700000000006]
["SEE978888539755","Braunkohle",39.15,14432.632997000001,91.431700000000006]
["SEE975343602986","Braunkohle",8.6129999999999995,14441.245997,94.206907216494855]
["SEE986936308987","Braunkohle",8.6129999999999995,14449.858996999999,94.206907216494855]
["SEE998111672394","Braunkohle",26.97,14476.828996999999,94.927740259740276]
["SEE970305352633","Braunkohle",14.702999999999999,14491.531996999998,95.365657620041759]
["SEE999145467468","Braunkohle",34.799999999999997,14526.331996999998,95.365657620041759]
["SEE933960350956","Braunkohle",80.32884,14606.660836999998,97.159255319148954]
["SEE994335340088","Braunkohle",14.79,14621.450836999999,97.159255319148954]
[null,"Braunkohle",31.220819999999996,14652.671656999999,97.159255319148954]
["SEE923943268279","Braunkohle",435,15087.671656999999,97.413813333333351]
["SEE938669585906","Braunkohle",435,15522.671656999999,97.413813333333351]
["SEE989591633753","Braunkohle",435,15957.671656999999,97.413813333333351]
["SEE991817093418","Braunkohle",435,16392.671656999999,97.413813333333351]
["SEE928076311489","Braunkohle",29.145,16421.816656999999,97.772483940042846]
["SEE905721866655","Braunkohle",153.12,16574.936656999998,98.393642241379325]
["SEE923082939436","Braunkohle",50.609639999999999,16625.546296999997,98.393642241379325]
["SEE931736847297","Braunkohle",528.09,17153.636296999997,99.767431693989082]
["SEE976414005279","Braunkohle",525.48,17679.116296999997,99.767431693989082]
["SEE955314088254","Braunkohle",570.72,18249.836296999998,101.40188888888889]
["SEE987007884447","Braunkohle",576.80999999999995,18826.646296999999,101.40188888888889]
["SEE908125004449","Braunkohle",435,19261.646296999999,104.2505142857143]
["SEE985842749525","Braunkohle",435,19696.646296999999,104.2505142857143]
["SEE912440649056","Braunkohle",0.98570999999999998,19697.632007,104.36784897025171]
["SEE927622980674","Braunkohle",5.9151300000000004,19703.547137000001,104.36784897025171]
["SEE927630371594","Braunkohle",7.98153399,19711.528670990003,104.36784897025171]
["SEE920672219015","Braunkohle",8.5259999999999998,19720.054670990005,110.46569696969698]
["SEE933685962403","Braunkohle",279.27,19999.324670990005,110.46569696969698]
["SEE974018310478","Braunkohle",8.0039999999999996,20007.328670990006,110.46569696969698]
["SEE990438768378","Steinkohle",26.32,20033.648670990005,139.80057539682542]
["SEE906830618081","Braunkohle",13.05,20046.698670990005,143.23264984227129]
["SEE966083015792","Öl",24.99,20071.688670990006,145.88462222222222]
["SEE957285549260","Steinkohle",26.32,20098.008670990006,149.03394708994711]
["SEE950041295098","Öl",86.7,20184.708670990007,149.17745454545454]
["SEE996990805407","Steinkohle",35.6,20220.308670990005,150.45446581196583]
["SEE988477355802","Steinkohle",674.40000000000009,20894.708670990007,151.7402801724138]
["SEE923577153439","Steinkohle",54.720000000000006,20949.428670990008,151.90256742179074]
["SEE970425279599","Steinkohle",580.80000000000007,21530.228670990007,152.22819459459461]
["SEE980331579218","Steinkohle",667.2,22197.428670990008,153.04845652173913]
["SEE961029163353","Steinkohle",596.80000000000007,22794.228670990007,153.21357997823725]
["SEE958847865460","Steinkohle",377.6,23171.828670990006,155.56362430939228]
["SEE913516809497","Steinkohle",841.6,24013.428670990004,156.42064444444446]
["SEE918143230942","Steinkohle",580,24593.428670990004,156.42064444444446]
["SEE948609940009","Steinkohle",622.40000000000009,25215.828670990006,157.2872402234637]
["SEE904968236689","Steinkohle",280,25495.828670990006,159.04980790960454]
["SEE965782597448","Steinkohle",258.40000000000003,25754.228670990007,159.94611363636366]
["SEE909002940690","Steinkohle",204,25958.228670990007,160.85266285714289]
["SEE980016033738","Steinkohle",413.6,26371.828670990006,160.85266285714289]
["SEE943427876363","Steinkohle",411.20000000000005,26783.028670990007,162.88400462962966]
["SEE920837459195","Steinkohle",48.800000000000004,26831.828670990006,165.54538823529413]
["SEE998984420832","Steinkohle",48.800000000000004,26880.628670990005,165.54538823529413]
["SEE979779484642","Steinkohle",42.400000000000006,26923.028670990007,167.5006904761905]
["SEE938923083674","Steinkohle",44.448000000000008,26967.476670990007,171.76224664224668]
["SEE975507584615","Steinkohle",348,27315.476670990007,172.5988711656442]
["SEE987197130805","Steinkohle",155.20000000000002,27470.676670990008,172.5988711656442]
["SEE929161243203","Steinkohle",408,27878.676670990008,173.6562716049383]
["SEE906834978235","Steinkohle",3.2616000000000001,27881.938270990009,174.21129551647266]
["SEE952372080091","Steinkohle",266.40000000000003,28148.338270990011,174.72680745341614]
["SEE919393178787","Steinkohle",143.20000000000002,28291.538270990011,175.81072500000002]
["SEE945908806647","Steinkohle",368,28659.538270990011,175.81072500000002]
["SEE954169155876","Steinkohle",43.2,28702.738270990012,175.81072500000002]
["SEE974753539035","Steinkohle",21.52,28724.258270990013,175.81072500000002]
["SEE974883809046","Steinkohle",225.60000000000002,28949.858270990011,175.81072500000002]
["SEE981109871657","Steinkohle",71.2,29021.058270990012,175.81072500000002]
["SEE989328541450","Steinkohle",225.60000000000002,29246.65827099001,175.81072500000002]
["SEE915289541482","Steinkohle",49.2,29295.858270990011,176.90827672955976]
["SEE932928232242","Steinkohle",108.80000000000001,29404.65827099001,176.90827672955976]
["SEE968950464368","Steinkohle",95.2,29499.858270990011,176.90827672955976]
["SEE987633796220","Steinkohle",108.80000000000001,29608.65827099001,176.90827672955976]
["SEE917943562765","Steinkohle",49.2,29657.858270990011,178.01972151898735]
["SEE997526539162","Öl",16.149999999999999,29674.008270990013,180.3126512651265]
["SEE986331287955","Braunkohle",85.26,29759.268270990011,180.44840637450199]
["SEE917432813484","Steinkohle",110.80000000000001,29870.06827099001,181.44010322580647]
["SEE959000487536","Steinkohle",110.80000000000001,29980.868270990009,181.44010322580647]
["SEE989054024678","Steinkohle",56,30036.868270990009,181.44010322580647]
["SEE905714722562","Steinkohle",36,30072.868270990009,182.6098441558442]
["SEE998383491525","Steinkohle",36,30108.868270990009,184.99550000000002]
["SEE902418917676","Öl",1.19,30110.058270990008,185.38371040723982]
["SEE930673793902","Steinkohle",576,30686.058270990008,186.21202649006625]
["SEE981220191160","Steinkohle",14.8,30700.858270990007,187.44477333333336]
[null,"Steinkohle",11.440000000000001,30712.298270990006,187.44477333333336]
["SEE987838157994","Steinkohle",168.8,30881.098270990005,189.96024324324327]
["SEE900452778307","Sonstige",6.9699999999999989,30888.068270990007,190.60094999999998]
["SEE900534814473","Sonstige",2.9750000000000001,30891.043270990005,190.60094999999998]
["SEE915087411024","Sonstige",3.74,30894.783270990007,190.60094999999998]
["SEE931652054403","Sonstige",3.57,30898.353270990006,190.60094999999998]
["SEE942432515786","Sonstige",2.0859000000000001,30900.439170990005,190.60094999999998]
["SEE943210695102","Sonstige",30.770000000000003,30931.209170990005,190.60094999999998]
["SEE959229794460","Sonstige",28.9,30960.109170990007,190.60094999999998]
["SEE988071059649","Sonstige",1.9124999999999999,30962.021670990005,190.60094999999998]
["SEE900957573537","Sonstige",17,30979.021670990005,192.51611111111112]
["SEE956943312185","Sonstige",38.674999999999997,31017.696670990004,192.51611111111112]
["SEE934530018092","Steinkohle",92.800000000000011,31110.496670990004,195.20080555555558]
["SEE960100973492","Steinkohle",109.60000000000001,31220.096670990002,195.20080555555558]
["SEE906899424722","Sonstige",20.399999999999999,31240.496670990004,197.988]
["SEE910877433255","Sonstige",1.02,31241.516670990004,197.988]
["SEE916689752430","Sonstige",2.2524999999999999,31243.769170990003,197.988]
["SEE923597137761","Sonstige",1.1134999999999999,31244.882670990002,197.988]
["SEE956217502250","Sonstige",6.8,31251.682670990001,197.988]
["SEE974889284021","Sonstige",1.02,31252.702670990002,197.988]
["SEE974910236807","Sonstige",2.2524999999999999,31254.955170990001,197.988]
["SEE975925776395","Sonstige",2.1165000000000003,31257.071670990001,197.988]
["SEE987252656561","Sonstige",8.083499999999999,31265.155170990001,197.988]
["SEE988296656760","Sonstige",6.5662499999999993,31271.721420990001,197.988]
["SEE991050894971","Sonstige",11.9,31283.621420990003,197.988]
["SEE911850657996","Steinkohle",5.2,31288.821420990003,199.32635460992913]
["SEE988421065542","Steinkohle",12.16,31300.981420990003,199.32635460992913]
["SEE994134561226","Steinkohle",6.56,31307.541420990005,199.32635460992913]
["SEE971943692655","Steinkohle",17.315999999999999,31324.857420990003,200.74082857142861]
["SEE985117126280","Steinkohle",4.6079999999999997,31329.465420990004,200.74082857142861]
["SEE933236950972","Steinkohle",276,31605.465420990004,202.17565467625903]
["SEE952352206145","Steinkohle",276,31881.465420990004,203.63127536231889]
["SEE904887370686","Sonstige",7.3949999999999996,31888.860420990004,203.78176470588235]
["SEE901935169124","Öl",2.1063000000000001,31890.966720990004,204.744]
["SEE907667431027","Öl",1.7,31892.666720990004,204.744]
["SEE915062141939","Öl",1.87,31894.536720990003,204.744]
["SEE920130351394","Öl",0.94350000000000001,31895.480220990004,204.744]
["SEE923340224045","Öl",1.4841,31896.964320990006,204.744]
["SEE923485223774","Öl",29.631,31926.595320990007,204.744]
["SEE934706805181","Öl",21.858174999999999,31948.453495990008,204.744]
["SEE936522319972","Öl",1.7,31950.153495990009,204.744]
["SEE946983246939","Öl",1.7,31951.85349599001,204.744]
["SEE948375642084","Öl",2.1063000000000001,31953.959795990009,204.744]
["SEE950379558698","Öl",1.7,31955.65979599001,204.744]
["SEE955509938364","Öl",1.0675999999999999,31956.727395990009,204.744]
["SEE957716831667","Öl",1.7,31958.427395990009,204.744]
["SEE960162708360","Öl",4.5296499999999993,31962.95704599001,204.744]
["SEE966235726637","Öl",0.94350000000000001,31963.900545990011,204.744]
["SEE973787734782","Öl",2.9452499999999997,31966.845795990012,204.744]
["SEE973987115114","Öl",0.89334999999999987,31967.73914599001,204.744]
["SEE982082292286","Öl",2.1063000000000001,31969.845445990009,204.744]
["SEE982109200867","Öl",2.9452499999999997,31972.79069599001,204.744]
["SEE984460499508","Öl",1.7,31974.490695990011,204.744]
["SEE993275815625","Öl",1.7,31976.190695990012,204.744]
["SEE996033213305","Öl",1.7,31977.890695990012,204.744]
["SEE976944273018","Öl",1.1560000000000001,31979.046695990011,205.10117705985473]
["SEE964450365167","Steinkohle",21.76,32000.80669599001,205.34644840689859]
["SEE970931306376","Steinkohle",21.76,32022.566695990008,205.34644840689859]
["SEE986520256656","Steinkohle",10.240000000000002,32032.80669599001,205.34644840689859]
["SEE993292613167","Steinkohle",12.752000000000001,32045.55869599001,205.34644840689859]
["SEE959802115149","Sonstige",7.1051500000000001,32052.66384599001,205.97399999999999]
["SEE997020557907","Sonstige",14.1236,32066.787445990009,205.97399999999999]
["SEE918541277334","Öl",2.3459999999999996,32069.13344599001,206.23193150339964]
["SEE918548652318","Öl",3.06,32072.193445990011,206.23193150339964]
["SEE943750140889","Öl",50.15,32122.343445990013,206.23193150339964]
["SEE959614237596","Öl",2.3459999999999996,32124.689445990014,206.23193150339964]
["SEE967464788519","Öl",2.3459999999999996,32127.035445990015,206.23193150339964]
["SEE970444408703","Öl",2.3459999999999996,32129.381445990017,206.23193150339964]
["SEE976995281321","Öl",2.3459999999999996,32131.727445990018,206.23193150339964]
["SEE978426302629","Öl",5.3464999999999998,32137.073945990018,206.23193150339964]
["SEE982248430859","Öl",0.95200000000000007,32138.025945990019,206.23193150339964]
["SEE902686859227","Steinkohle",11.920000000000002,32149.945945990017,208.12752592592591]
["SEE945740636167","Steinkohle",16,32165.945945990017,208.12752592592591]
["SEE982928435068","Sonstige",58.904999999999994,32224.850945990016,208.78186301369863]
["SEE934591835126","Steinkohle",11.284000000000001,32236.134945990016,212.82815151515152]
["SEE941166182769","Steinkohle",10.136800000000001,32246.271745990016,212.82815151515152]
["SEE943766131437","Steinkohle",11.36,32257.631745990016,212.82815151515152]
["SEE953266686481","Steinkohle",7.6360000000000001,32265.267745990015,212.82815151515152]
["SEE956216040883","Steinkohle",8.16,32273.427745990015,212.82815151515152]
["SEE956973616802","Steinkohle",13.788,32287.215745990015,212.82815151515152]
["SEE962877818310","Steinkohle",15.600000000000001,32302.815745990014,212.82815151515152]
["SEE969707026280","Steinkohle",4.3872,32307.202945990015,212.82815151515152]
["SEE976193474983","Steinkohle",10.136800000000001,32317.339745990015,212.82815151515152]
["SEE976489828827","Steinkohle",15.388,32332.727745990014,212.82815151515152]
["SEE989771083484","Steinkohle",6.5872000000000002,32339.314945990016,212.82815151515152]
["SEE954086855965","Öl",90.1,32429.414945990015,213.89864158829675]
["SEE995943794058","Öl",90.1,32519.514945990013,213.89864158829675]
["SEE986145450682","Öl",4.08,32523.594945990015,214.51218234215352]
["SEE909297051026","Öl",19.294999999999998,32542.889945990013,215.12926957435627]
["SEE950981928360","Öl",9.2650000000000006,32552.154945990012,215.12926957435627]
["SEE967441234602","Öl",19.04,32571.194945990013,215.12926957435627]
["SEE905714982744","Öl",3.4849999999999994,32574.679945990014,215.46736842105261]
["SEE910806335483","Öl",2.8049999999999997,32577.484945990014,215.46736842105261]
["SEE912935247576","Öl",28.389999999999997,32605.874945990014,215.46736842105261]
["SEE913657334902","Öl",17.484500000000001,32623.359445990012,215.46736842105261]
["SEE918397495210","Öl",2.125,32625.484445990012,215.46736842105261]
["SEE920556442270","Öl",4.1437499999999998,32629.628195990012,215.46736842105261]
["SEE921706084241","Öl",24.99,32654.618195990013,215.46736842105261]
["SEE922559384908","Öl",4.1437499999999998,32658.761945990012,215.46736842105261]
["SEE940009163477","Öl",2.125,32660.886945990012,215.46736842105261]
["SEE954780579013","Öl",38.401299999999999,32699.288245990014,215.46736842105261]
["SEE958261845871","Öl",1.8138999999999998,32701.102145990015,215.46736842105261]
["SEE960058020569","Öl",2.8049999999999997,32703.907145990015,215.46736842105261]
["SEE961021885321","Öl",4.6749999999999998,32708.582145990014,215.46736842105261]
["SEE969775213346","Öl",82.534999999999997,32791.117145990014,215.46736842105261]
["SEE970928898099","Öl",3.145,32794.262145990011,215.46736842105261]
["SEE971897030428","Öl",0.85,32795.11214599001,215.46736842105261]
["SEE974711013546","Öl",25.33,32820.442145990011,215.46736842105261]
["SEE982556430190","Öl",24.905000000000001,32845.34714599001,215.46736842105261]
["SEE988040578546","Öl",3.4849999999999994,32848.832145990011,215.46736842105261]
["SEE997738174762","Öl",2.125,32850.957145990011,215.46736842105261]
["SEE902096864651","Öl",9.6050000000000004,32860.562145990014,215.74993412384717]
["SEE907222955227","Öl",4.8449999999999998,32865.407145990015,215.74993412384717]
["SEE909106315790","Öl",11.475,32876.882145990014,215.74993412384717]
["SEE912912423627","Öl",16.064999999999998,32892.947145990016,215.74993412384717]
["SEE914187135533","Öl",9.6050000000000004,32902.552145990019,215.74993412384717]
["SEE916030519361","Öl",6.2050000000000001,32908.757145990021,215.74993412384717]
["SEE926900618322","Öl",4.8449999999999998,32913.602145990022,215.74993412384717]
["SEE929776487108","Öl",4.8449999999999998,32918.447145990023,215.74993412384717]
["SEE937538401125","Öl",10.795,32929.242145990022,215.74993412384717]
["SEE955482235511","Öl",10.795,32940.03714599002,215.74993412384717]
["SEE974206815730","Öl",6.2050000000000001,32946.242145990022,215.74993412384717]
["SEE975369197862","Öl",0.64600000000000002,32946.888145990022,215.74993412384717]
["SEE960529046555","Öl",29.324999999999999,32976.213145990019,216.37420718816065]
["SEE921499316925","Öl",1.292,32977.505145990021,217.63370547581076]
["SEE942051897355","Öl",1.292,32978.797145990022,217.63370547581076]
["SEE943668244310","Öl",1.292,32980.089145990023,217.63370547581076]
["SEE945332437417","Öl",1.292,32981.381145990024,217.63370547581076]
["SEE966934929711","Öl",1.292,32982.673145990026,217.63370547581076]
["SEE973218123130","Öl",1.292,32983.965145990027,217.63370547581076]
["SEE990748250273","Öl",1.292,32985.257145990028,217.63370547581076]
["SEE902329484380","Sonstige",10.09409,32995.351235990027,217.68680000000001]
["SEE904017020009","Sonstige",8.0919999999999987,33003.443235990024,217.68680000000001]
["SEE912008346410","Sonstige",8.9249999999999989,33012.368235990027,217.68680000000001]
["SEE915096178499","Sonstige",1.87,33014.238235990029,217.68680000000001]
["SEE925683830624","Sonstige",6.2423999999999999,33020.480635990032,217.68680000000001]
["SEE940821413552","Sonstige",3.74,33024.22063599003,217.68680000000001]
["SEE941850023651","Sonstige",2.20269,33026.423325990028,217.68680000000001]
["SEE954087912339","Sonstige",2.125,33028.548325990028,217.68680000000001]
["SEE956337212497","Sonstige",11.616949999999999,33040.165275990032,217.68680000000001]
["SEE958519166192","Sonstige",8.0919999999999987,33048.257275990029,217.68680000000001]
["SEE960158091162","Sonstige",8.4150000000000009,33056.672275990029,217.68680000000001]
["SEE962564048280","Sonstige",6.6988500000000002,33063.37112599003,217.68680000000001]
["SEE972239033510","Sonstige",3.5176315000000002,33066.888757490029,217.68680000000001]
["SEE985205009518","Sonstige",6.2423999999999999,33073.131157490032,217.68680000000001]
["SEE985220684011","Sonstige",7.9050000000000002,33081.036157490031,217.68680000000001]
["SEE997894865399","Sonstige",4.25,33085.286157490031,217.68680000000001]
["SEE998479256069","Sonstige",14.06495,33099.351107490031,217.68680000000001]
[null,"Sonstige",313.7605764999999,33413.111683990028,217.68680000000001]
["SEE990523934756","Öl",26.349999999999998,33439.461683990026,218.90802139037433]
[null,"Öl",497.43766469999969,33936.899348690029,218.90802139037433]
["SEE917940359917","Öl",3.06,33939.959348690027,220.19741796664874]
["SEE995502598592","Öl",3.06,33943.019348690024,220.19741796664874]
["SEE902840312209","Sonstige",33.15,33976.169348690026,220.8271884057971]
["SEE959837176825","Sonstige",24.224999999999998,34000.394348690024,220.8271884057971]
["SEE976459856379","Sonstige",23.8,34024.194348690027,220.8271884057971]
["SEE910161577337","Steinkohle",13.677600000000002,34037.87194869003,221.15603149606301]
["SEE916683222854","Steinkohle",5.78,34043.651948690029,221.15603149606301]
["SEE905270326723","Öl",38.78125,34082.433198690029,224.64873765093301]
["SEE941844408532","Öl",38.78125,34121.214448690029,224.64873765093301]
["SEE966844914388","Öl",38.78125,34159.995698690029,224.64873765093301]
["SEE924053403383","Öl",25.5,34185.495698690029,225.5112947658402]
["SEE917962193414","Öl",3.23,34188.725698690032,226.88026607538802]
["SEE922964729325","Öl",3.23,34191.955698690035,226.88026607538802]
["SEE937914003899","Öl",4.25,34196.205698690035,226.88026607538802]
["SEE987736068934","Öl",3.23,34199.435698690038,226.88026607538802]
["SEE994661495704","Öl",4.25,34203.685698690038,226.88026607538802]
["SEE987807988154","Öl",73.95,34277.635698690035,230.37686462144666]
["SEE910623192382","Sonstige",6.3657774999999992,34284.001476190038,230.8193333333333]
["SEE913282681389","Sonstige",5.7710749999999997,34289.772551190035,230.8193333333333]
["SEE929003106239","Sonstige",3.993725,34293.766276190036,230.8193333333333]
["SEE944335479066","Sonstige",5.7710749999999997,34299.537351190032,230.8193333333333]
["SEE964903137297","Sonstige",4.2355499999999999,34303.77290119003,230.8193333333333]
["SEE974941636973","Sonstige",6.6988500000000002,34310.471751190031,230.8193333333333]
["SEE994929345864","Sonstige",3.993725,34314.465476190031,230.8193333333333]
["SEE999705546763","Sonstige",7.9857499999999995,34322.451226190031,230.8193333333333]
["SEE906257837416","Öl",23.8,34346.251226190034,231.08921513269337]
["SEE911567250299","Öl",73.95,34420.201226190031,231.08921513269337]
["SEE921877855527","GuD",50.895000000000003,34471.096226190028,232.00026984126984]
["SEE988178455061","GuD",18.878999999999998,34489.975226190028,232.00026984126984]
["SEE915108754215","Öl",76.5,34566.475226190028,238.46386946386946]
["SEE981258814888","Öl",38.42,34604.895226190027,238.46386946386946]
["SEE966920434281","GuD",43.587000000000003,34648.482226190026,238.77968954248368]
["SEE975361659900","GuD",517.65,35166.132226190028,238.77968954248368]
["SEE989202977269","GuD",386.71499999999997,35552.847226190024,238.77968954248368]
["SEE999539592561","GuD",23.663999999999998,35576.511226190021,238.77968954248368]
["SEE920864082298","GuD",39.128250000000001,35615.639476190023,240.53731687242799]
["SEE926897163430","GuD",39.128250000000001,35654.767726190024,240.53731687242799]
["SEE954183997452","GuD",11.31,35666.077726190022,240.53731687242799]
["SEE964077382691","GuD",39.128250000000001,35705.205976190024,240.53731687242799]
["SEE970688261195","GuD",12.18,35717.385976190024,240.53731687242799]
["SEE986097297199","GuD",87,35804.385976190024,240.53731687242799]
["SEE948129095272","GuD",488.07,36292.455976190024,241.92246688741724]
["SEE982350358232","GuD",5.8289999999999997,36298.284976190022,242.32117744610284]
["SEE937536026146","GuD",164.86500000000001,36463.14997619002,243.52528333333333]
["SEE915604855232","GuD",40.820399999999999,36503.970376190016,244.13186299081036]
["SEE982064018118","GuD",14.485499999999998,36518.455876190019,244.13186299081036]
["SEE915883553447","GuD",245.34,36763.795876190015,244.7414907872697]
["SEE924780675428","GuD",245.34,37009.135876190012,244.7414907872697]
["SEE973737205324","GuD",245.34,37254.475876190008,244.7414907872697]
["SEE905937514456","Öl",19.72,37274.19587619001,245.59063625450182]
["SEE925076352665","Öl",19.72,37293.915876190011,245.59063625450182]
["SEE960317505882","Öl",19.72,37313.635876190012,245.59063625450182]
["SEE981924913907","Öl",19.72,37333.355876190013,245.59063625450182]
["SEE903983424590","GuD",374.1,37707.455876190012,246.79589527027031]
["SEE911671792326","GuD",255.345,37962.800876190013,246.79589527027031]
["SEE929022761297","GuD",255.345,38218.145876190014,246.79589527027031]
["SEE979958390276","GuD",295.8,38513.945876190017,246.79589527027031]
["SEE911613995433","Öl",115.6,38629.545876190015,247.51421657592255]
["SEE942982288260","GuD",362.79,38992.335876190016,247.62740677966104]
["SEE901927360195","Öl",1.9889999999999999,38994.324876190018,247.96242424242422]
["SEE907524301289","Öl",8.5,39002.824876190018,247.96242424242422]
["SEE921785427038","Öl",10.199999999999999,39013.024876190015,247.96242424242422]
["SEE967390177067","Öl",12.75,39025.774876190015,247.96242424242422]
["SEE971740147860","Öl",1.7212499999999999,39027.496126190017,247.96242424242422]
["SEE978934537223","Öl",1.3727499999999999,39028.868876190019,247.96242424242422]
["SEE917448747254","Öl",0.99212,39029.860996190022,249.61989017693716]
["SEE942008424429","Öl",1.3464,39031.207396190024,249.61989017693716]
["SEE920992144554","GuD",64.38,39095.587396190022,249.73105982905986]
["SEE923244371197","GuD",55.079700000000003,39150.667096190024,249.73105982905986]
["SEE931001040675","GuD",34.365000000000002,39185.032096190022,249.73105982905986]
["SEE936196276359","GuD",55.67304,39240.705136190023,249.73105982905986]
["SEE973101826070","GuD",70.47,39311.175136190024,249.73105982905986]
["SEE913896693631","GuD",110.49,39421.665136190022,251.65533161068043]
["SEE925720506642","GuD",15.225,39436.890136190021,251.65533161068043]
["SEE975193004329","GuD",24.36,39461.250136190021,251.65533161068043]
["SEE979861364876","GuD",45.849000000000004,39507.099136190023,251.65533161068043]
["SEE993412996354","GuD",10.5009,39517.600036190022,251.65533161068043]
["SEE909927513559","GuD",253.43100000000001,39771.031036190019,251.87098275862073]
["SEE916609233650","GuD",127.89,39898.921036190019,251.87098275862073]
["SEE984335626152","GuD",231.42,40130.341036190017,251.87098275862073]
["SEE996285049943","GuD",121.53899999999999,40251.880036190014,251.87098275862073]
["SEE900628853036","GuD",356.7,40608.580036190011,253.17273830155983]
["SEE987970110314","GuD",354.09,40962.670036190008,253.17273830155983]
["SEE905192478234","GuD",696,41658.670036190008,255.59478565179356]
["SEE949509046600","Öl",21.25,41679.920036190008,257.60453400503781]
["SEE962777669616","Öl",21.25,41701.170036190008,257.60453400503781]
["SEE912764206645","GuD",18.792000000000002,41719.962036190009,259.66030222222224]
["SEE915885358156","GuD",65.424000000000007,41785.386036190008,259.66030222222224]
["SEE916495905242","GuD",73.08,41858.46603619001,259.66030222222224]
["SEE922855765289","GuD",65.424000000000007,41923.890036190009,259.66030222222224]
["SEE923769915258","GuD",37.409999999999997,41961.300036190012,259.66030222222224]
["SEE924909675933","GuD",26.97,41988.270036190013,259.66030222222224]
["SEE942019110397","GuD",37.409999999999997,42025.680036190017,259.66030222222224]
["SEE949895584069","GuD",33.733380000000004,42059.413416190015,259.66030222222224]
["SEE953872640426","GuD",30.624000000000002,42090.037416190018,259.66030222222224]
["SEE960352714492","GuD",24.012,42114.049416190021,259.66030222222224]
["SEE968471468838","GuD",25.404,42139.453416190023,259.66030222222224]
["SEE972466462527","GuD",8.1344999999999992,42147.587916190023,259.66030222222224]
["SEE975188536989","GuD",34.799999999999997,42182.387916190026,259.66030222222224]
["SEE976880282228","GuD",34.365000000000002,42216.752916190024,259.66030222222224]
["SEE978399772948","GuD",24.012,42240.764916190026,259.66030222222224]
["SEE991633857065","GuD",26.97,42267.734916190027,259.66030222222224]
["SEE994055644299","GuD",2.2785300000000004,42270.013446190031,259.66030222222224]
["SEE924172977710","Öl",73.099999999999994,42343.113446190029,259.72253968253966]
["SEE901120268069","Steinkohle",14.719999999999999,42357.83344619003,259.83440740740747]
["SEE952266131625","Steinkohle",16.411200000000001,42374.244646190033,259.83440740740747]
["SEE953373967701","Steinkohle",12.600000000000001,42386.844646190031,259.83440740740747]
["SEE991559435767","Steinkohle",12.510400000000001,42399.35504619003,259.83440740740747]
["SEE993408840296","Steinkohle",36.792000000000002,42436.147046190032,259.83440740740747]
["SEE993836152862","Steinkohle",14.057600000000001,42450.204646190032,259.83440740740747]
["SEE976219797843","GuD",125.97600000000001,42576.180646190034,261.74224014336914]
["SEE980327120226","GuD",125.97600000000001,42702.156646190037,261.74224014336914]
["SEE996720450723","GuD",111.012,42813.168646190039,261.74224014336914]
["SEE934361309352","GuD",67.483289999999997,42880.651936190035,263.85803071364046]
["SEE940224582367","GuD",3.6974999999999998,42884.349436190038,263.85803071364046]
["SEE984037976906","GuD",53.180489999999999,42937.529926190036,263.85803071364046]
["SEE934897209904","Öl",47.6,42985.129926190035,264.06520335700452]
["SEE922877375398","GuD",6.7859999999999996,42991.915926190035,265.52758181818177]
["SEE936181210535","GuD",4.7763,42996.692226190033,265.52758181818177]
["SEE956061511231","GuD",0.95700000000000007,42997.649226190035,265.52758181818177]
["SEE965551192713","GuD",60.9,43058.549226190036,265.52758181818177]
["SEE983959934148","GuD",67.86,43126.409226190037,265.52758181818177]
["SEE992769312817","GuD",4.3064999999999998,43130.715726190036,265.52758181818177]
["SEE996145759296","GuD",4.7850000000000001,43135.500726190039,265.52758181818177]
["SEE999585452499","GuD",71.34,43206.840726190036,265.52758181818177]
["SEE927820549208","GuD",4.1498999999999997,43210.990626190032,266.00850637522768]
["SEE977050146562","GuD",4.3717500000000005,43215.362376190031,266.00850637522768]
["SEE997706570718","GuD",4.3717500000000005,43219.734126190029,266.00850637522768]
["SEE976549634931","Öl",73.27,43293.004126190026,266.29166666666669]
["SEE947816911833","GuD",119.19,43412.194126190028,268.19452708907255]
["SEE963909310185","Öl",14.45,43426.644126190025,268.55613919894944]
["SEE992645841813","Öl",14.45,43441.094126190023,268.55613919894944]
["SEE908089235248","GuD",160.08000000000001,43601.174126190024,270.41698148148146]
["SEE914857304191","GuD",160.08000000000001,43761.254126190026,270.41698148148146]
["SEE915645322953","GuD",20.010000000000002,43781.264126190028,270.41698148148146]
["SEE923412553844","GuD",6.96,43788.224126190027,270.41698148148146]
["SEE924373150776","GuD",20.010000000000002,43808.234126190029,270.41698148148146]
["SEE934669010578","GuD",93.96,43902.194126190028,270.41698148148146]
["SEE957083466325","GuD",87,43989.194126190028,270.41698148148146]
["SEE957201039868","GuD",6.96,43996.154126190027,270.41698148148146]
["SEE991220769276","GuD",168.78,44164.934126190026,270.41698148148146]
["SEE928580946900","GuD",97.875,44262.809126190026,272.67678804855279]
["SEE959858570855","Gasturbine",33.408000000000001,44296.217126190029,274.47489642184559]
["SEE903153060207","GuD",15.954929999999999,44312.172056190029,274.97489642184559]
["SEE972356296461","GuD",33.493259999999999,44345.665316190032,274.97489642184559]
["SEE961660070034","GuD",13.484999999999999,44359.150316190033,275.49088679245284]
["SEE978207781308","GuD",94.134,44453.284316190031,275.49088679245284]
["SEE918791805134","Sonstige",13.174999999999999,44466.459316190034,275.78398550724637]
["SEE929865645150","Sonstige",8.84,44475.29931619003,275.78398550724637]
["SEE933851011843","Sonstige",16.32,44491.61931619003,275.78398550724637]
["SEE935397901879","Sonstige",13.174999999999999,44504.794316190033,275.78398550724637]
["SEE988668060393","Sonstige",28.56,44533.354316190031,275.78398550724637]
["SEE923421872301","GuD",143.98499999999999,44677.339316190031,277.3122886989554]
["SEE932265704129","GuD",20.118749999999999,44697.458066190033,277.3122886989554]
["SEE943309807898","GuD",62.204999999999998,44759.663066190034,277.3122886989554]
["SEE944122961347","GuD",150.51,44910.173066190036,277.3122886989554]
["SEE964935453853","GuD",23.01933,44933.192396190039,277.3122886989554]
["SEE975464070619","GuD",20.672069999999998,44953.86446619004,277.3122886989554]
["SEE965768299069","GuD",48.894000000000005,45002.75846619004,278.10032380952379]
["SEE908746529123","GuD",31.32,45034.07846619004,279.68998084291189]
["SEE916662059105","GuD",31.32,45065.398466190039,279.68998084291189]
["SEE942226311273","GuD",31.32,45096.718466190039,279.68998084291189]
["SEE959025997980","GuD",33.93,45130.648466190039,279.68998084291189]
["SEE963454497492","GuD",33.93,45164.57846619004,279.68998084291189]
["SEE991087959599","GuD",21.75,45186.32846619004,279.68998084291189]
["SEE994538470544","GuD",33.93,45220.25846619004,279.68998084291189]
["SEE998644964959","GuD",33.93,45254.18846619004,279.68998084291189]
["SEE901410470721","GuD",53.94,45308.128466190043,282.10902415458941]
["SEE919296928137","GuD",98.065529999999995,45406.193996190043,282.10902415458941]
["SEE950477241393","GuD",64.38,45470.57399619004,282.10902415458941]
["SEE967194778880","GuD",53.94,45524.513996190042,282.10902415458941]
["SEE968254365774","GuD",53.94,45578.453996190045,282.10902415458941]
["SEE902267138956","GuD",52.2,45630.653996190042,284.57050682261212]
["SEE904165703137","GuD",35.820509999999999,45666.474506190039,284.57050682261212]
["SEE905035807238","GuD",52.2,45718.674506190036,284.57050682261212]
["SEE912160334607","GuD",32.19,45750.864506190039,284.57050682261212]
["SEE918705951896","GuD",35.820509999999999,45786.685016190037,284.57050682261212]
["SEE930522848685","GuD",33.408000000000001,45820.09301619004,284.57050682261212]
["SEE947225300921","GuD",32.19,45852.283016190042,284.57050682261212]
["SEE961788817153","GuD",10.44,45862.723016190044,284.57050682261212]
["SEE963827374382","GuD",48.72,45911.443016190045,284.57050682261212]
["SEE971164680486","GuD",16.317720000000001,45927.760736190045,284.57050682261212]
["SEE906722372718","GuD",2.5882499999999999,45930.348986190045,287.07555555555564]
["SEE944995057840","GuD",8.5259999999999998,45938.874986190043,287.07555555555564]
["SEE958827094903","GuD",3.0449999999999999,45941.919986190042,289.62533730158731]
["SEE909886576275","GuD",174,46115.919986190042,291.93034]
["SEE940780197517","GuD",13.398,46129.317986190043,291.93034]
["SEE944095305490","GuD",26.1,46155.417986190041,291.93034]
["SEE947712976042","GuD",1.131,46156.548986190042,291.93034]
["SEE967844487346","GuD",44.37,46200.918986190045,291.93034]
["SEE986633590692","GuD",4.4848499999999998,46205.403836190046,291.93034]
["SEE994055148599","GuD",17.399999999999999,46222.803836190047,291.93034]
["SEE999117793854","GuD",174,46396.803836190047,291.93034]
["SEE904819420762","GuD",142.68,46539.483836190047,297.85748979591841]
["SEE948541471333","GuD",142.68,46682.163836190048,297.85748979591841]
["SEE992187994404","GuD",100.92,46783.083836190046,297.85748979591841]
["SEE975793104498","GuD",8.9462099999999989,46792.030046190048,299.68310061601647]
["SEE900040609433","Steinkohle",4.9119999999999999,46796.942046190044,301.53350537634412]
["SEE909339504022","Steinkohle",4.9119999999999999,46801.854046190041,301.53350537634412]
["SEE993385162510","Steinkohle",4.6288,46806.48284619004,301.53350537634412]
["SEE900549498521","GuD",8.786999999999999,46815.269846190036,304.03160416666668]
["SEE937997291855","GuD",8.786999999999999,46824.056846190033,304.03160416666668]
["SEE939848582457","GuD",8.786999999999999,46832.84384619003,304.03160416666668]
["SEE946069613440","GuD",8.786999999999999,46841.630846190026,304.03160416666668]
["SEE969511682320","GuD",8.786999999999999,46850.417846190023,304.03160416666668]
["SEE905023260298","GuD",3.8775899999999996,46854.295436190019,310.46844680851069]
["SEE909553236495","GuD",10.661850000000001,46864.957286190016,310.46844680851069]
["SEE918506212059","GuD",7.6647000000000007,46872.621986190017,310.46844680851069]
["SEE923793340132","GuD",9.8310000000000013,46882.452986190016,310.46844680851069]
["SEE924562445072","GuD",9.8310000000000013,46892.283986190014,310.46844680851069]
["SEE930647914081","GuD",9.8310000000000013,46902.114986190012,310.46844680851069]
["SEE939899660715","GuD",9.8310000000000013,46911.94598619001,310.46844680851069]
["SEE939917723934","GuD",2.2811399999999997,46914.22712619001,310.46844680851069]
["SEE955178360381","GuD",3.5583,46917.785426190007,310.46844680851069]
["SEE961847934449","GuD",39.210900000000002,46956.996326190005,310.46844680851069]
["SEE962395118756","GuD",9.8310000000000013,46966.827326190003,310.46844680851069]
["SEE963438570067","GuD",9.8310000000000013,46976.658326190001,310.46844680851069]
["SEE965203033722","GuD",2.2811399999999997,46978.939466190001,310.46844680851069]
["SEE965660903200","GuD",9.8310000000000013,46988.770466189999,310.46844680851069]
["SEE979426528330","GuD",2.2811399999999997,46991.051606189998,310.46844680851069]
["SEE985036646654","GuD",9.8310000000000013,47000.882606189996,310.46844680851069]
["SEE985143270643","GuD",2.2811399999999997,47003.163746189995,310.46844680851069]
["SEE998387657606","GuD",26.325330000000001,47029.489076189995,310.46844680851069]
["SEE921098709050","GuD",50.46,47079.949076189994,317.18515217391302]
["SEE925192446583","GuD",50.46,47130.409076189993,317.18515217391302]
["SEE933564106935","GuD",50.46,47180.869076189992,317.18515217391302]
["SEE951620659119","GuD",50.46,47231.329076189992,317.18515217391302]
["SEE985908351792","GuD",312.33,47543.659076189993,317.18515217391302]
["SEE994418588468","GuD",312.33,47855.989076189995,317.18515217391302]
["SEE903508467828","GuD",1.7121599999999999,47857.701236189998,318.97960209881944]
["SEE921399860047","GuD",2.8579500000000002,47860.559186189996,318.97960209881944]
["SEE921888721163","GuD",1.7121599999999999,47862.271346189998,318.97960209881944]
["SEE932929596862","GuD",1.7121599999999999,47863.983506190001,318.97960209881944]
["SEE939597247393","GuD",1.7121599999999999,47865.695666190004,318.97960209881944]
["SEE945563004310","GuD",2.8579500000000002,47868.553616190002,318.97960209881944]
["SEE951279779923","GuD",1.7121599999999999,47870.265776190005,318.97960209881944]
["SEE900953976684","GuD",2.0801699999999999,47872.345946190006,319.95432017543862]
["SEE904662075126","GuD",12.949949999999999,47885.295896190008,319.95432017543862]
["SEE917096062495","GuD",26.2392,47911.535096190011,319.95432017543862]
["SEE918912535520","GuD",2.0801699999999999,47913.615266190012,319.95432017543862]
["SEE970806189455","GuD",11.223000000000001,47924.83826619001,319.95432017543862]
["SEE976263348152","GuD",2.0801699999999999,47926.918436190012,319.95432017543862]
["SEE976607134694","GuD",3.5583,47930.476736190009,319.95432017543862]
["SEE989200392347","GuD",12.949949999999999,47943.426686190011,319.95432017543862]
["SEE997988564504","GuD",9.8692799999999998,47953.295966190009,319.95432017543862]
["SEE959343099212","GuD",108.75,48062.045966190009,321.00532453245324]
["SEE962185382367","GuD",0.87,48062.915966190012,323.91378774422736]
["SEE967950570895","GuD",0.87,48063.785966190015,323.91378774422736]
["SEE901789931854","GuD",85.173000000000002,48148.958966190017,324.20037777777782]
["SEE907223904750","GuD",69.338999999999999,48218.297966190017,324.20037777777782]
["SEE908070409573","GuD",2.8283700000000001,48221.12633619002,324.20037777777782]
["SEE913600410226","GuD",2.8283700000000001,48223.954706190023,324.20037777777782]
["SEE914740925915","GuD",8.8739999999999988,48232.828706190026,324.20037777777782]
["SEE916830465356","GuD",8.6390999999999991,48241.467806190027,324.20037777777782]
["SEE920825895844","GuD",8.6390999999999991,48250.106906190027,324.20037777777782]
["SEE934337929126","GuD",2.8283700000000001,48252.93527619003,324.20037777777782]
["SEE939242219362","GuD",263.61,48516.545276190031,324.20037777777782]
["SEE943764365964","GuD",2.8283700000000001,48519.373646190033,324.20037777777782]
["SEE945401341942","GuD",8.6390999999999991,48528.012746190034,324.20037777777782]
["SEE945569399960","GuD",8.6390999999999991,48536.651846190034,324.20037777777782]
["SEE950005518836","GuD",21.489000000000001,48558.140846190036,324.20037777777782]
["SEE951582148140","GuD",8.6390999999999991,48566.779946190036,324.20037777777782]
["SEE956308510836","GuD",8.8739999999999988,48575.653946190039,324.20037777777782]
["SEE963177319026","GuD",13.92,48589.573946190038,324.20037777777782]
["SEE963197749315","GuD",8.8739999999999988,48598.447946190041,324.20037777777782]
["SEE964290104919","GuD",8.6390999999999991,48607.087046190041,324.20037777777782]
["SEE966089822219","GuD",8.6390999999999991,48615.726146190042,324.20037777777782]
["SEE968581935343","GuD",2.8283700000000001,48618.554516190045,324.20037777777782]
["SEE976252866650","GuD",8.8739999999999988,48627.428516190048,324.20037777777782]
["SEE977368296324","GuD",8.8739999999999988,48636.302516190051,324.20037777777782]
["SEE977622942226","GuD",2.8283700000000001,48639.130886190054,324.20037777777782]
["SEE979557966681","GuD",8.6390999999999991,48647.769986190055,324.20037777777782]
["SEE983509659989","GuD",8.6390999999999991,48656.409086190055,324.20037777777782]
["SEE985585573104","GuD",85.173000000000002,48741.582086190057,324.20037777777782]
["SEE992213654456","GuD",263.61,49005.192086190058,324.20037777777782]
["SEE997770651436","GuD",8.6390999999999991,49013.831186190058,324.20037777777782]
["SEE905054165586","GuD",3.2816399999999999,49017.112826190059,330.04110859728507]
["SEE910080930862","GuD",3.2816399999999999,49020.39446619006,330.04110859728507]
["SEE912978354040","GuD",3.2816399999999999,49023.676106190062,330.04110859728507]
["SEE916894674336","GuD",3.2816399999999999,49026.957746190063,330.04110859728507]
["SEE921008505376","GuD",3.2816399999999999,49030.239386190064,330.04110859728507]
["SEE955085348786","GuD",3.2816399999999999,49033.521026190065,330.04110859728507]
["SEE960430412456","GuD",3.2816399999999999,49036.802666190066,330.04110859728507]
["SEE970143794190","GuD",3.2816399999999999,49040.084306190067,330.04110859728507]
["SEE971876915975","GuD",3.2816399999999999,49043.365946190068,330.04110859728507]
["SEE976415135319","GuD",12.18,49055.545946190068,331.08504312301409]
["SEE901050642113","GuD",49.870139999999999,49105.416086190067,331.53447727272726]
["SEE975556152230","GuD",56.55,49161.96608619007,331.53447727272726]
["SEE922477386435","GuD",50.46,49212.426086190069,337.64622685185185]
["SEE982367992610","GuD",336.69,49549.116086190072,337.64622685185185]
["SEE982563254987","GuD",78.3,49627.416086190075,337.64622685185185]
["SEE914414538991","GuD",177.48,49804.896086190078,339.20969767441863]
["SEE920494524915","GuD",177.48,49982.376086190081,339.20969767441863]
["SEE976850689781","GuD",77.864999999999995,50060.241086190079,339.20969767441863]
["SEE951078548935","GuD",2.8823099999999999,50063.12339619008,340.78778037383182]
["SEE977834211387","GuD",4.1760000000000002,50067.299396190079,340.78778037383182]
["SEE974201537415","Gasturbine",279.27,50346.569396190076,346.7504047619048]
["SEE911764038249","GuD",333.21,50679.779396190075,348.48965352449227]
["SEE940081190514","GuD",3.8001600000000004,50683.579556190074,350.23960134486072]
["SEE991036415459","GuD",6.5754599999999996,50690.155016190074,350.23960134486072]
["SEE997248724068","GuD",6.5754599999999996,50696.730476190074,350.23960134486072]
["SEE917497526305","GuD",13.363199999999999,50710.093676190074,354.64973249027241]
["SEE989834346082","GuD",13.363199999999999,50723.456876190074,354.64973249027241]
["SEE951401550147","Öl",19.805,50743.261876190074,355.33739130434782]
["SEE985887784048","Öl",19.889999999999997,50763.151876190073,355.33739130434782]
["SEE992973663477","Öl",19.805,50782.956876190074,355.33739130434782]
["SEE995899706617","GuD",47.85,50830.806876190072,355.68334146341471]
["SEE965327731764","GuD",1.20669,50832.013566190071,356.02922363281249]
["SEE998558143099","GuD",19.888199999999998,50851.901766190073,356.02922363281249]
["SEE975094128629","GuD",17.399999999999999,50869.301766190074,356.1157997557998]
["SEE905366486355","GuD",23.315999999999999,50892.617766190073,358.29402948402952]
["SEE909438607068","GuD",11.223000000000001,50903.840766190071,358.29402948402952]
["SEE913088869400","GuD",15.057089999999999,50918.897856190073,358.29402948402952]
["SEE919939073064","GuD",42.978000000000002,50961.875856190076,358.29402948402952]
["SEE951684578067","GuD",13.093500000000001,50974.969356190079,358.29402948402952]
["SEE966530598731","GuD",55.244999999999997,51030.214356190081,358.29402948402952]
["SEE984196895179","GuD",42.978000000000002,51073.192356190084,358.29402948402952]
["SEE902845037787","GuD",3.915,51077.107356190085,359.26095097314612]
["SEE904076796426","GuD",8.2267200000000003,51085.334076190084,359.26095097314612]
["SEE905939296770","GuD",8.2267200000000003,51093.560796190082,359.26095097314612]
["SEE910823411191","GuD",3.915,51097.475796190083,359.26095097314612]
["SEE916115669219","GuD",8.2267200000000003,51105.702516190082,359.26095097314612]
["SEE916435406600","GuD",8.2267200000000003,51113.929236190081,359.26095097314612]
["SEE917331286914","GuD",3.915,51117.844236190082,359.26095097314612]
["SEE918100281437","GuD",3.915,51121.759236190082,359.26095097314612]
["SEE918583974024","GuD",8.2267200000000003,51129.985956190081,359.26095097314612]
["SEE921059219284","GuD",8.2267200000000003,51138.21267619008,359.26095097314612]
["SEE923401813959","GuD",160.94999999999999,51299.162676190077,359.26095097314612]
["SEE927436598478","GuD",2.9232,51302.085876190074,359.26095097314612]
["SEE929077603696","GuD",100.05,51402.135876190077,359.26095097314612]
["SEE932569905017","GuD",8.2267200000000003,51410.362596190076,359.26095097314612]
["SEE934242259776","GuD",8.2267200000000003,51418.589316190075,359.26095097314612]
["SEE937791832391","GuD",8.2267200000000003,51426.816036190074,359.26095097314612]
["SEE939823727910","GuD",8.2267200000000003,51435.042756190072,359.26095097314612]
["SEE940475173918","GuD",8.2267200000000003,51443.269476190071,359.26095097314612]
["SEE941552924256","GuD",8.2267200000000003,51451.49619619007,359.26095097314612]
["SEE946583344691","GuD",3.915,51455.411196190071,359.26095097314612]
["SEE951839779134","GuD",8.2267200000000003,51463.63791619007,359.26095097314612]
["SEE953574430066","GuD",8.2267200000000003,51471.864636190068,359.26095097314612]
["SEE963125615224","GuD",8.2267200000000003,51480.091356190067,359.26095097314612]
["SEE967283752913","GuD",2.9232,51483.014556190064,359.26095097314612]
["SEE967544153657","GuD",8.2267200000000003,51491.241276190063,359.26095097314612]
["SEE972750176482","GuD",3.8888999999999996,51495.130176190061,359.26095097314612]
["SEE979353792927","GuD",8.2267200000000003,51503.35689619006,359.26095097314612]
["SEE982889459141","GuD",2.9232,51506.280096190058,359.26095097314612]
["SEE985206646330","GuD",8.2267200000000003,51514.506816190056,359.26095097314612]
["SEE987324322059","GuD",8.2267200000000003,51522.733536190055,359.26095097314612]
["SEE994826833730","GuD",8.2267200000000003,51530.960256190054,359.26095097314612]
["SEE995752550746","GuD",2.9232,51533.883456190051,359.26095097314612]
["SEE985331675700","GuD",10.962,51544.845456190051,360.05597530864196]
["SEE901246020381","GuD",8.70261,51553.548066190051,360.23312747035578]
["SEE904748267797","GuD",3.8166899999999995,51557.364756190051,360.23312747035578]
["SEE907667929555","GuD",10.005000000000001,51567.369756190048,360.23312747035578]
["SEE929808661773","GuD",3.8906400000000003,51571.260396190046,360.23312747035578]
["SEE948545926433","GuD",3.8906400000000003,51575.151036190044,360.23312747035578]
["SEE949816813650","GuD",3.8166899999999995,51578.967726190043,360.23312747035578]
["SEE953235539855","GuD",8.4537899999999997,51587.421516190043,360.23312747035578]
["SEE956808243722","GuD",3.8906400000000003,51591.312156190041,360.23312747035578]
["SEE957602727647","GuD",3.8906400000000003,51595.202796190038,360.23312747035578]
["SEE957769851605","GuD",34.049190000000003,51629.251986190036,360.23312747035578]
["SEE968905685947","GuD",3.8166899999999995,51633.068676190036,360.23312747035578]
["SEE971156902916","GuD",3.8166899999999995,51636.885366190036,360.23312747035578]
["SEE972346658903","GuD",8.4537899999999997,51645.339156190035,360.23312747035578]
["SEE974615285285","GuD",8.4537899999999997,51653.792946190035,360.23312747035578]
["SEE984068604342","GuD",3.8906400000000003,51657.683586190033,360.23312747035578]
["SEE933402065318","GuD",3.5583,51661.24188619003,361.21060193212782]
["SEE934531299087","GuD",19.14,51680.381886190029,361.21060193212782]
["SEE955111508221","GuD",7.3306199999999997,51687.71250619003,361.21060193212782]
["SEE965333653821","GuD",48.72,51736.432506190031,361.21060193212782]
["SEE975166535577","GuD",6.96,51743.39250619003,361.21060193212782]
["SEE986959633936","GuD",7.7273399999999999,51751.119846190028,361.21060193212782]
["SEE988684097793","GuD",48.72,51799.839846190029,361.21060193212782]
["SEE993922966908","GuD",3.5583,51803.398146190026,361.21060193212782]
["SEE997719859992","GuD",45.24,51848.638146190024,361.21060193212782]
["SEE928797247012","GuD",2.3072400000000002,51850.945386190026,362.19341778440139]
["SEE931050475398","GuD",394.02299999999997,52244.968386190027,362.19341778440139]
["SEE945093389369","GuD",40.89,52285.858386190026,362.19341778440139]
["SEE958184152735","GuD",24.36,52310.218386190027,362.19341778440139]
["SEE977273010268","GuD",9.57,52319.788386190026,362.19341778440139]
["SEE977956291342","GuD",18.800699999999999,52338.589086190026,362.19341778440139]
["SEE926418118239","Gasturbine",1.6095000000000002,52340.198586190025,364.03792499999997]
["SEE938018666973","Gasturbine",4.4369999999999994,52344.635586190023,364.03792499999997]
["SEE939524649245","Gasturbine",4.7850000000000001,52349.420586190026,364.03792499999997]
["SEE953048986860","Gasturbine",4.4369999999999994,52353.857586190024,364.03792499999997]
["SEE908119179962","GuD",3.2407500000000002,52357.098336190022,364.1752497502498]
["SEE912975333499","GuD",38.565360000000005,52395.663696190022,364.1752497502498]
["SEE925623713673","GuD",3.6600899999999998,52399.32378619002,364.1752497502498]
["SEE925705511180","GuD",3.6600899999999998,52402.983876190017,364.1752497502498]
["SEE925723270861","GuD",3.6757499999999999,52406.659626190019,364.1752497502498]
["SEE933094075404","GuD",25.812900000000003,52432.472526190017,364.1752497502498]
["SEE942581404276","GuD",3.6757499999999999,52436.148276190019,364.1752497502498]
["SEE964121468647","GuD",3.2442299999999999,52439.392506190015,364.1752497502498]
["SEE971995083203","GuD",9.048,52448.440506190018,364.1752497502498]
["SEE976877764072","GuD",3.6600899999999998,52452.100596190015,364.1752497502498]
["SEE980130244065","GuD",3.6600899999999998,52455.760686190013,364.1752497502498]
["SEE999306148830","GuD",3.6757499999999999,52459.436436190015,364.1752497502498]
["SEE900252837358","GuD",3.7844999999999995,52463.220936190017,364.53792499999997]
["SEE900348277440","GuD",1.8905100000000001,52465.111446190014,364.53792499999997]
["SEE900364034072","GuD",5.6550000000000002,52470.766446190013,364.53792499999997]
["SEE900527375523","GuD",4.7850000000000001,52475.551446190017,364.53792499999997]
["SEE900559860912","GuD",3.8367,52479.388146190016,364.53792499999997]
["SEE901196452256","GuD",5.8376999999999999,52485.225846190013,364.53792499999997]
["SEE902114639810","GuD",1.74,52486.965846190011,364.53792499999997]
["SEE903050015065","GuD",1.66605,52488.631896190011,364.53792499999997]
["SEE906462907775","GuD",4.9329000000000001,52493.56479619001,364.53792499999997]
["SEE906681939748","GuD",1.8905100000000001,52495.455306190008,364.53792499999997]
["SEE907064154956","GuD",4.9329000000000001,52500.388206190008,364.53792499999997]
["SEE907892165506","GuD",1.6964999999999999,52502.084706190006,364.53792499999997]
["SEE908040387344","GuD",1.7230349999999999,52503.807741190009,364.53792499999997]
["SEE909963484639","GuD",2.2184999999999997,52506.026241190011,364.53792499999997]
["SEE911689709217","GuD",5.22,52511.246241190012,364.53792499999997]
["SEE914143996840","GuD",6.4623600000000003,52517.70860119001,364.53792499999997]
["SEE914688001801","GuD",3.7749300000000003,52521.48353119001,364.53792499999997]
["SEE916733797554","GuD",3.6105000000000005,52525.094031190012,364.53792499999997]
["SEE917568874298","GuD",5.1103799999999993,52530.20441119001,364.53792499999997]
["SEE919286948329","GuD",6.7859999999999996,52536.99041119001,364.53792499999997]
["SEE919395394109","GuD",2.8379400000000001,52539.828351190008,364.53792499999997]
["SEE919932222612","GuD",1.7052,52541.533551190005,364.53792499999997]
["SEE920560912882","GuD",44.265599999999999,52585.799151190004,364.53792499999997]
["SEE920571907488","GuD",3.7801499999999999,52589.579301190002,364.53792499999997]
["SEE920885263676","GuD",1.70085,52591.280151190003,364.53792499999997]
["SEE923953841820","GuD",1.3006500000000001,52592.580801190001,364.53792499999997]
["SEE924769212057","GuD",0.86565000000000003,52593.446451190001,364.53792499999997]
["SEE925189660817","GuD",2.7840000000000003,52596.23045119,364.53792499999997]
["SEE926356200836","GuD",1.3049999999999999,52597.53545119,364.53792499999997]
["SEE926582462244","GuD",3.8367,52601.37215119,364.53792499999997]
["SEE926990956885","GuD",1.7643599999999999,52603.136511190001,364.53792499999997]
["SEE928983473973","GuD",1.7043300000000001,52604.840841190002,364.53792499999997]
["SEE929612840487","GuD",1.7052,52606.546041189999,364.53792499999997]
["SEE929826629465","GuD",11.092499999999999,52617.638541189997,364.53792499999997]
["SEE933714674710","GuD",8.6999999999999993,52626.338541189994,364.53792499999997]
["SEE934292362181","GuD",1.7189460000000001,52628.057487189995,364.53792499999997]
["SEE935253303649","GuD",3.7409999999999997,52631.798487189997,364.53792499999997]
["SEE936112096313","GuD",1.70259,52633.501077189998,364.53792499999997]
["SEE937830141170","GuD",1.653,52635.154077189996,364.53792499999997]
["SEE938449433663","GuD",6.2640000000000002,52641.418077189999,364.53792499999997]
["SEE939211785720","GuD",6.7859999999999996,52648.204077189999,364.53792499999997]
["SEE939394838077","GuD",1.7052,52649.909277189996,364.53792499999997]
["SEE941042670380","GuD",7.1548800000000004,52657.064157189998,364.53792499999997]
["SEE941055812814","GuD",4.5544500000000001,52661.618607190001,364.53792499999997]
["SEE941875842596","GuD",30.45,52692.068607189998,364.53792499999997]
["SEE942028155815","GuD",2.2437300000000002,52694.31233719,364.53792499999997]
["SEE942234222677","GuD",1.8905100000000001,52696.202847189998,364.53792499999997]
["SEE942369834141","GuD",18.322199999999999,52714.52504719,364.53792499999997]
["SEE942954514045","GuD",2.6448,52717.169847190002,364.53792499999997]
["SEE943007353727","GuD",1.7139,52718.883747190004,364.53792499999997]
["SEE943109996648","GuD",3.7409999999999997,52722.624747190006,364.53792499999997]
["SEE943163469652","GuD",1.6964999999999999,52724.321247190004,364.53792499999997]
["SEE944861777810","GuD",1.72434,52726.045587190005,364.53792499999997]
["SEE945217244789","GuD",44.265599999999999,52770.311187190004,364.53792499999997]
["SEE945807171310","GuD",1.1745000000000001,52771.485687190005,364.53792499999997]
["SEE945933440847","GuD",4.7850000000000001,52776.270687190008,364.53792499999997]
["SEE946476002431","GuD",18.10905,52794.379737190007,364.53792499999997]
["SEE947745452346","GuD",6.8730000000000002,52801.252737190007,364.53792499999997]
["SEE947763810036","GuD",7.8552299999999997,52809.107967190008,364.53792499999997]
["SEE947894664195","GuD",3.8793299999999995,52812.987297190011,364.53792499999997]
["SEE949310869146","GuD",2.7840000000000003,52815.771297190011,364.53792499999997]
["SEE949685414514","GuD",1.5399,52817.311197190014,364.53792499999997]
["SEE951802406722","GuD",6.5163000000000002,52823.827497190017,364.53792499999997]
["SEE952857304476","GuD",1.5486,52825.376097190019,364.53792499999997]
["SEE956207547964","GuD",1.8905100000000001,52827.266607190017,364.53792499999997]
["SEE956674158182","GuD",1.1745000000000001,52828.441107190018,364.53792499999997]
["SEE957639615832","GuD",12.040799999999999,52840.48190719002,364.53792499999997]
["SEE957844983702","GuD",7.83,52848.311907190022,364.53792499999997]
["SEE957939399869","GuD",1.7121599999999999,52850.024067190025,364.53792499999997]
["SEE958897712714","GuD",1.7230349999999999,52851.747102190027,364.53792499999997]
["SEE959745626917","GuD",3.48,52855.227102190031,364.53792499999997]
["SEE960935066536","GuD",6.5250000000000004,52861.752102190032,364.53792499999997]
["SEE964821359092","GuD",3.8793299999999995,52865.631432190035,364.53792499999997]
["SEE965444118547","GuD",4.6980000000000004,52870.329432190032,364.53792499999997]
["SEE965711846036","GuD",6.5250000000000004,52876.854432190034,364.53792499999997]
["SEE967129146814","GuD",1.72434,52878.578772190034,364.53792499999997]
["SEE967243760361","GuD",11.7363,52890.315072190031,364.53792499999997]
["SEE967448123107","GuD",1.8905100000000001,52892.205582190029,364.53792499999997]
["SEE968984873471","GuD",1.1484000000000001,52893.353982190027,364.53792499999997]
["SEE969074173341","GuD",30.45,52923.803982190024,364.53792499999997]
["SEE971441182924","GuD",2.2437300000000002,52926.047712190026,364.53792499999997]
["SEE971949289934","GuD",2.7840000000000003,52928.831712190025,364.53792499999997]
["SEE972128015696","GuD",27.057000000000002,52955.888712190026,364.53792499999997]
["SEE973007329446","GuD",3.8897699999999999,52959.778482190028,364.53792499999997]
["SEE973271553004","GuD",4.8459000000000003,52964.624382190028,364.53792499999997]
["SEE975854838485","GuD",3.7409999999999997,52968.36538219003,364.53792499999997]
["SEE977583940965","GuD",1.8931200000000001,52970.25850219003,364.53792499999997]
["SEE979791664664","GuD",43.064999999999998,53013.323502190033,364.53792499999997]
["SEE980823248912","GuD",22.558229999999998,53035.881732190035,364.53792499999997]
["SEE981577567892","GuD",6.0203999999999995,53041.902132190036,364.53792499999997]
["SEE981673107183","GuD",1.7043300000000001,53043.606462190037,364.53792499999997]
["SEE982138852266","GuD",3.5669999999999997,53047.17346219004,364.53792499999997]
["SEE982412379564","GuD",1.2162599999999999,53048.389722190041,364.53792499999997]
["SEE984352856976","GuD",0.69368580000000002,53049.083407990038,364.53792499999997]
["SEE986027519575","GuD",1.70085,53050.784257990039,364.53792499999997]
["SEE986400818790","GuD",7.1661900000000003,53057.950447990042,364.53792499999997]
["SEE986561991462","GuD",1.6964999999999999,53059.646947990041,364.53792499999997]
["SEE987257004671","GuD",1.7052,53061.352147990037,364.53792499999997]
["SEE987278903410","GuD",27.405000000000001,53088.757147990036,364.53792499999997]
["SEE987729168146","GuD",4.3499999999999996,53093.107147990035,364.53792499999997]
["SEE988410265359","GuD",1.7043300000000001,53094.811477990035,364.53792499999997]
["SEE989342161450","GuD",5.67936,53100.490837990037,364.53792499999997]
["SEE990308000553","GuD",1.7678400000000001,53102.258677990038,364.53792499999997]
["SEE990935582224","GuD",5.22,53107.478677990039,364.53792499999997]
["SEE994281911899","GuD",1.7660999999999998,53109.244777990039,364.53792499999997]
["SEE994846175667","GuD",1.11534,53110.360117990036,364.53792499999997]
["SEE995184160995","GuD",1.8531,53112.213217990036,364.53792499999997]
["SEE995596088894","GuD",4.7850000000000001,53116.99821799004,364.53792499999997]
["SEE995963332841","GuD",1.7052,53118.703417990037,364.53792499999997]
["SEE996431301710","GuD",3.7409999999999997,53122.444417990038,364.53792499999997]
["SEE997674469793","GuD",1.9488000000000001,53124.393217990037,364.53792499999997]
["SEE998028907619","GuD",1.7469600000000001,53126.140177990033,364.53792499999997]
["SEE998778600532","GuD",3.8367,53129.976877990033,364.53792499999997]
["SEE900240101683","GuD",3.8628000000000005,53133.839677990036,365.17435512146261]
["SEE911283118750","GuD",33.234000000000002,53167.073677990033,365.17435512146261]
["SEE913280112274","GuD",18.27,53185.343677990029,365.17435512146261]
["SEE914749097217","GuD",3.8628000000000005,53189.206477990032,365.17435512146261]
["SEE916865356940","GuD",27.84,53217.046477990029,365.17435512146261]
["SEE923729511377","GuD",3.7523099999999996,53220.798787990032,365.17435512146261]
["SEE924343365650","GuD",26.048669999999998,53246.847457990028,365.17435512146261]
["SEE940178738247","GuD",4.1385899999999998,53250.986047990031,365.17435512146261]
["SEE942845579245","GuD",37.768439999999998,53288.754487990031,365.17435512146261]
["SEE949085992346","GuD",14.972700000000001,53303.727187990029,365.17435512146261]
["SEE952488583202","GuD",24.36,53328.08718799003,365.17435512146261]
["SEE963962520354","GuD",3.7523099999999996,53331.839497990033,365.17435512146261]
["SEE969792129750","GuD",3.8628000000000005,53335.702297990036,365.17435512146261]
["SEE970554561831","GuD",19.574999999999999,53355.277297990033,365.17435512146261]
["SEE986713152253","GuD",24.299099999999999,53379.576397990029,365.17435512146261]
["SEE990603147649","GuD",17.835000000000001,53397.411397990028,365.17435512146261]
["SEE993713255198","GuD",17.200770000000002,53414.612167990032,365.17435512146261]
["SEE994027750690","GuD",4.1325000000000003,53418.744667990031,365.17435512146261]
["SEE997867646000","GuD",63.945,53482.689667990031,365.17435512146261]
["SEE902725989434","GuD",2.28288,53484.97254799003,366.17898041185339]
["SEE906385906152","GuD",3.6539999999999999,53488.626547990032,366.17898041185339]
["SEE908927793930","GuD",2.28288,53490.909427990031,366.17898041185339]
["SEE910326850336","GuD",2.28288,53493.19230799003,366.17898041185339]
["SEE911257641864","GuD",3.6539999999999999,53496.846307990032,366.17898041185339]
["SEE914989602134","GuD",43.326000000000001,53540.172307990033,366.17898041185339]
["SEE932621971301","GuD",6.2205000000000004,53546.392807990036,366.17898041185339]
["SEE943297204990","GuD",33.590873999999999,53579.983681990037,366.17898041185339]
["SEE945436960576","GuD",6.2205000000000004,53586.204181990041,366.17898041185339]
["SEE951458309484","GuD",3.6539999999999999,53589.858181990043,366.17898041185339]
["SEE966481430050","GuD",3.6539999999999999,53593.512181990045,366.17898041185339]
["SEE969540726491","GuD",43.326000000000001,53636.838181990046,366.17898041185339]
["SEE989785638618","GuD",2.28288,53639.121061990045,366.17898041185339]
["SEE993957305321","GuD",11.7624,53650.883461990044,366.17898041185339]
["SEE999839188105","GuD",3.6539999999999999,53654.537461990047,366.17898041185339]
["SEE919137629452","GuD",15.1206,53669.658061990049,366.82118238993712]
["SEE928072880231","GuD",32.972999999999999,53702.631061990047,366.82118238993712]
["SEE948546582201","GuD",15.1206,53717.751661990049,366.82118238993712]
["SEE930322571356","GuD",3.6896699999999996,53721.441331990049,367.18917149332663]
["SEE970980016073","GuD",3.6896699999999996,53725.131001990048,367.18917149332663]
["SEE979899728817","GuD",3.6896699999999996,53728.820671990048,367.18917149332663]
["SEE913203719740","GuD",77.723190000000002,53806.543861990045,368.20497474747475]
["SEE915966254872","GuD",195.75,54002.293861990045,368.20497474747475]
["SEE922395631839","GuD",84.39,54086.683861990045,368.20497474747475]
["SEE950895373805","GuD",29.58,54116.263861990046,368.20497474747475]
["SEE965067693100","GuD",19.227,54135.490861990045,368.20497474747475]
["SEE967916097817","GuD",14.903099999999998,54150.393961990048,368.20497474747475]
["SEE976320012538","GuD",84.39,54234.783961990048,368.20497474747475]
["SEE983138549866","GuD",46.893000000000001,54281.676961990044,368.20497474747475]
["SEE991324265957","GuD",12.513209999999999,54294.190171990042,368.20497474747475]
["SEE907508778663","GuD",2.7840000000000003,54296.974171990041,370.25360589131537]
["SEE912906399075","GuD",54.642960000000002,54351.617131990039,371.28652915711746]
["SEE995077047419","GuD",50.46,54402.077131990038,371.28652915711746]
["SEE913609763316","GuD",6.3075000000000001,54408.38463199004,372.32525536261494]
["SEE919189403703","GuD",19.23657,54427.621201990041,372.32525536261494]
["SEE964717210810","GuD",9.1985100000000006,54436.819711990043,372.32525536261494]
["SEE968474056711","GuD",19.23657,54456.056281990044,372.32525536261494]
["SEE969023487444","GuD",3.7844999999999995,54459.840781990046,372.32525536261494]
["SEE988616317180","GuD",10.1442,54469.984981990048,372.32525536261494]
["SEE994968008959","Gasturbine",1.3224,54471.307381990046,373.34658974358973]
["SEE914438115895","GuD",49.455149999999996,54520.762531990047,373.36983354673498]
["SEE920193460095","GuD",4.7188800000000004,54525.481411990047,373.36983354673498]
["SEE939329445868","GuD",4.6423200000000007,54530.123731990047,373.36983354673498]
["SEE946568262484","GuD",49.71528,54579.839011990043,373.36983354673498]
["SEE989392899242","GuD",4.6423200000000007,54584.481331990042,373.36983354673498]
["SEE999181532861","GuD",4.7188800000000004,54589.200211990043,373.36983354673498]
["SEE918373264410","GuD",26.709,54615.909211990045,373.46508709016393]
["SEE924647197780","GuD",10.353,54626.262211990048,374.42031330251672]
["SEE971867565370","GuD",60.9,54687.162211990049,374.42031330251672]
["SEE994761683902","GuD",12.18,54699.34221199005,374.42031330251672]
["SEE946394519998","GuD",3.3196163699999999,54702.661828360047,375.47674478496015]
["SEE946744372112","GuD",46.631999999999998,54749.293828360045,375.47674478496015]
["SEE949201577754","GuD",3.3196163699999999,54752.613444730043,375.47674478496015]
["SEE987326760026","GuD",15.355499999999999,54767.968944730041,375.47674478496015]
["SEE927473609168","GuD",63.040199999999992,54831.009144730044,376.53917871900831]
["SEE945071514516","GuD",4.9746600000000001,54835.983804730044,376.53917871900831]
["SEE964745752825","GuD",34.974000000000004,54870.957804730046,376.53917871900831]
["SEE977708202411","GuD",4.9746600000000001,54875.932464730045,376.53917871900831]
["SEE901884895389","GuD",11.136000000000001,54887.068464730044,377.60766640766644]
["SEE922981583535","GuD",4.4369999999999994,54891.505464730042,377.60766640766644]
["SEE946029200710","GuD",7.221000000000001,54898.72646473004,377.60766640766644]
["SEE953991032447","GuD",11.560560000000001,54910.287024730038,377.60766640766644]
["SEE975024902015","GuD",2.1053999999999999,54912.392424730038,377.60766640766644]
["SEE982694984074","GuD",1.7391300000000001,54914.13155473004,377.60766640766644]
["SEE982892019516","GuD",4.4108999999999998,54918.542454730043,377.60766640766644]
["SEE991039408854","GuD",4.8719999999999999,54923.414454730046,377.60766640766644]
["SEE997682781566","GuD",5.22,54928.634454730047,377.60766640766644]
["SEE900295294101","GuD",2.81271,54931.447164730045,378.68225974025972]
["SEE921316314745","GuD",2.86056,54934.307724730046,378.68225974025972]
["SEE935012767491","GuD",2.7683399999999998,54937.076064730049,378.68225974025972]
["SEE950630767128","GuD",2.7683399999999998,54939.844404730051,378.68225974025972]
["SEE954348740183","GuD",2.7683399999999998,54942.612744730053,378.68225974025972]
["SEE957952105034","GuD",11.831999999999999,54954.444744730055,378.68225974025972]
["SEE961328936443","GuD",2.8588200000000001,54957.303564730057,378.68225974025972]
["SEE997562455938","GuD",2.8649100000000001,54960.168474730053,378.68225974025972]
["SEE918407219966","GuD",3.7844999999999995,54963.952974730055,379.7630112008336]
["SEE926239714443","GuD",22.371179999999999,54986.324154730057,379.7630112008336]
["SEE961057667205","GuD",9.0218999999999987,54995.346054730056,379.7630112008336]
["SEE970401548961","GuD",9.918000000000001,55005.264054730054,379.7630112008336]
["SEE903406002589","GuD",3.37473,55008.638784730058,380.84997387669807]
["SEE914224312040","GuD",3.37473,55012.013514730061,380.84997387669807]
["SEE923918497345","GuD",3.37473,55015.388244730064,380.84997387669807]
["SEE932664806912","GuD",3.37473,55018.762974730067,380.84997387669807]
["SEE956441736957","GuD",3.37473,55022.13770473007,380.84997387669807]
["SEE970377695522","GuD",3.37473,55025.512434730073,380.84997387669807]
["SEE973250051972","GuD",16.356000000000002,55041.868434730073,380.84997387669807]
["SEE987679030500","GuD",3.37473,55045.243164730076,380.84997387669807]
["SEE992079247007","GuD",3.37473,55048.61789473008,380.84997387669807]
["SEE995527175044","GuD",3.37473,55051.992624730083,380.84997387669807]
["SEE918916993708","Gasturbine",43.5,55095.492624730083,381.44320146712079]
["SEE934554511586","GuD",2.4795000000000003,55097.972124730084,381.94320146712079]
["SEE936873341158","GuD",2.1318697499999999,55100.103994480087,381.94320146712079]
["SEE952340290002","GuD",2.1318697499999999,55102.23586423009,381.94320146712079]
["SEE958711841521","GuD",2.4795000000000003,55104.715364230091,381.94320146712079]
["SEE987361570932","GuD",32.015999999999998,55136.731364230094,381.94320146712079]
["SEE914878135613","GuD",35.582999999999998,55172.314364230093,383.04274829217024]
["SEE922579581844","GuD",4.3030200000000001,55176.617384230092,383.04274829217024]
["SEE926292106278","GuD",3.7810200000000003,55180.398404230094,383.04274829217024]
["SEE932657881513","GuD",4.1855700000000002,55184.583974230096,383.04274829217024]
["SEE950355589975","GuD",25.656299999999998,55210.240274230098,383.04274829217024]
["SEE955837429145","GuD",4.5674999999999999,55214.807774230096,383.04274829217024]
["SEE960254517375","GuD",8.786999999999999,55223.594774230092,383.04274829217024]
["SEE968206101610","GuD",4.3030200000000001,55227.897794230092,383.04274829217024]
["SEE976907281142","GuD",34.034399999999998,55261.932194230088,383.04274829217024]
["SEE979396678813","GuD",15.747000000000002,55277.679194230092,383.04274829217024]
["SEE991807535867","GuD",4.2195,55281.898694230091,383.04274829217024]
["SEE992623649677","GuD",3.67923,55285.577924230092,383.04274829217024]
["SEE998356674993","GuD",4.3030200000000001,55289.880944230092,383.04274829217024]
["SEE999966551940","GuD",35.582999999999998,55325.46394423009,383.04274829217024]
["SEE915098640406","Gasturbine",4.7850000000000001,55330.248944230094,383.14518421052634]
["SEE985412461604","Gasturbine",0.9917999999999999,55331.240744230097,383.14518421052634]
["SEE990877363660","Gasturbine",0.94656000000000007,55332.187304230094,383.14518421052634]
["SEE906120609386","GuD",24.749760000000002,55356.937064230093,383.64518421052634]
["SEE908836263777","GuD",4.3369499999999999,55361.27401423009,383.64518421052634]
["SEE915268412710","GuD",4.0124399999999998,55365.286454230089,383.64518421052634]
["SEE918111432224","GuD",4.4978999999999996,55369.784354230091,383.64518421052634]
["SEE919366422664","GuD",14.797829999999999,55384.582184230094,383.64518421052634]
["SEE925388069183","GuD",4.2969299999999997,55388.879114230091,383.64518421052634]
["SEE931197865137","GuD",4.4578799999999994,55393.336994230092,383.64518421052634]
["SEE933639931950","GuD",1.5660000000000001,55394.902994230091,383.64518421052634]
["SEE936364054154","GuD",3.7540500000000003,55398.657044230094,383.64518421052634]
["SEE937617144974","GuD",4.3369499999999999,55402.993994230092,383.64518421052634]
["SEE940809994431","GuD",3.6331199999999999,55406.62711423009,383.64518421052634]
["SEE943952259648","GuD",3.67401,55410.301124230093,383.64518421052634]
["SEE945237549437","GuD",4.0124399999999998,55414.313564230091,383.64518421052634]
["SEE962906846994","GuD",4.2925800000000001,55418.606144230092,383.64518421052634]
["SEE974638642331","GuD",2.2184999999999997,55420.824644230095,383.64518421052634]
["SEE975815924073","GuD",2.8301099999999999,55423.654754230098,383.64518421052634]
["SEE979811488683","GuD",4.7850000000000001,55428.439754230101,383.64518421052634]
["SEE988996320985","GuD",1.35111,55429.790864230104,383.64518421052634]
["SEE996946209945","GuD",3.7540500000000003,55433.544914230108,383.64518421052634]
["SEE997054171575","GuD",2.2184999999999997,55435.76341423011,383.64518421052634]
["SEE926471060193","GuD",9.8310000000000013,55445.594414230109,384.1486693017128]
["SEE946501569267","GuD",10.44,55456.034414230111,384.1486693017128]
["SEE970114818481","GuD",10.44,55466.474414230113,384.1486693017128]
["SEE991627285584","GuD",3.915,55470.389414230114,384.1486693017128]
["SEE901925227438","GuD",5.53146,55475.920874230113,385.26102008456661]
["SEE908154984538","GuD",4.4952899999999998,55480.416164230111,385.26102008456661]
["SEE909727831365","GuD",8.5512300000000003,55488.967394230109,385.26102008456661]
["SEE935952275827","GuD",12.336599999999999,55501.303994230111,385.26102008456661]
["SEE941053107073","GuD",15.4686,55516.772594230111,385.26102008456661]
["SEE943682372433","GuD",4.8980999999999995,55521.67069423011,385.26102008456661]
["SEE958702894895","GuD",5.22,55526.890694230111,385.26102008456661]
["SEE960916622249","GuD",4.4952899999999998,55531.38598423011,385.26102008456661]
["SEE964073339897","GuD",11.484,55542.869984230107,385.26102008456661]
["SEE966835021620","GuD",1.33284,55544.202824230109,385.26102008456661]
["SEE968058469012","GuD",4.4952899999999998,55548.698114230108,385.26102008456661]
["SEE976376888927","GuD",4.2804000000000002,55552.978514230112,385.26102008456661]
["SEE985288285472","GuD",1.33284,55554.311354230114,385.26102008456661]
["SEE994429144455","GuD",96.356849999999994,55650.668204230111,385.26102008456661]
["SEE998526561375","GuD",39.062999999999995,55689.731204230113,385.26102008456661]
["SEE961620762023","GuD",8.6999999999999993,55698.43120423011,386.27787493375729]
["SEE900758207372","GuD",19.227,55717.658204230109,386.37985687781605]
["SEE905257392765","GuD",13.05,55730.708204230112,386.37985687781605]
["SEE906231810480","GuD",4.81806,55735.52626423011,386.37985687781605]
["SEE911097916719","GuD",25.640640000000001,55761.166904230107,386.37985687781605]
["SEE945682618689","GuD",14.099282639999998,55775.266186870111,386.37985687781605]
["SEE954367504490","GuD",4.4108999999999998,55779.677086870113,386.37985687781605]
["SEE972598164399","GuD",1.7747999999999999,55781.451886870113,386.37985687781605]
["SEE972612434835","GuD",4.9076700000000004,55786.359556870113,386.37985687781605]
["SEE975217906967","GuD",4.81806,55791.177616870111,386.37985687781605]
["SEE991299080678","GuD",4.81806,55795.995676870109,386.37985687781605]
["SEE910951087138","GuD",4.1760000000000002,55800.171676870108,387.50523657628924]
["SEE957488519732","GuD",8.2650000000000006,55808.436676870107,387.50523657628924]
["SEE900100287427","GuD",5.5766999999999998,55814.013376870105,388.6372167422021]
["SEE924235173530","GuD",5.5766999999999998,55819.590076870103,388.6372167422021]
["SEE999756197518","GuD",15.137999999999998,55834.728076870102,389.7758556149733]
["SEE903702464654","GuD",4.5570600000000008,55839.285136870101,390.92121212121214]
["SEE927766801477","GuD",3.1728899999999998,55842.458026870103,390.92121212121214]
["SEE953784241926","GuD",11.45529,55853.913316870101,390.92121212121214]
["SEE957723162266","GuD",21.75,55875.663316870101,390.92121212121214]
["SEE961202959384","GuD",5.3304900000000002,55880.993806870101,390.92121212121214]
["SEE980976424690","GuD",6.66594,55887.6597468701,390.92121212121214]
["SEE987913244618","GuD",10.46175,55898.121496870102,390.92121212121214]
["SEE995754822537","GuD",5.3304900000000002,55903.451986870103,390.92121212121214]
["SEE997216629753","GuD",6.1430699999999998,55909.595056870101,390.92121212121214]
["SEE906061539261","GuD",4.2629999999999999,55913.8580568701,392.07334588488436]
["SEE961687984079","GuD",4.2629999999999999,55918.121056870099,392.07334588488436]
["SEE963192915654","GuD",2.0880000000000001,55920.209056870102,392.07334588488436]
["SEE982127973149","GuD",30.475230000000003,55950.684286870099,392.07334588488436]
["SEE994210380116","GuD",8.8287599999999991,55959.513046870095,392.07334588488436]
["SEE974045584156","Gasturbine",4.3499999999999996,55963.863046870094,393.89818722943727]
["SEE975248607116","GuD",4.0890000000000004,55967.952046870094,393.97343243243245]
["SEE980608407671","GuD",13.98612,55981.938166870095,393.97343243243245]
["SEE905229048430","GuD",4.3499999999999996,55986.288166870094,394.39818722943727]
["SEE915945252462","GuD",4.2577800000000003,55990.545946870094,394.39818722943727]
["SEE964447287038","GuD",4.2577800000000003,55994.803726870094,394.39818722943727]
["SEE971914041024","GuD",45.152999999999999,56039.956726870092,394.39818722943727]
["SEE976858964187","GuD",4.2577800000000003,56044.214506870092,394.39818722943727]
["SEE940039139749","GuD",28.71,56072.924506870091,396.75087098530213]
["SEE925631744058","GuD",6.5093399999999999,56079.433846870088,399.13190032858705]
["SEE968234156613","GuD",21.75,56101.183846870088,400.33320516341672]
["SEE997242656822","GuD",28.71,56129.893846870087,400.44277472527472]
["SEE929068766096","GuD",2.4795000000000003,56132.373346870088,401.54179063360885]
["SEE939218038409","GuD",5.4375,56137.810846870088,401.54179063360885]
["SEE983807255883","GuD",20.706,56158.516846870087,401.54179063360885]
["SEE903050601572","GuD",11.744999999999999,56170.261846870089,402.75772312793589]
["SEE913556136355","GuD",5.5941000000000001,56175.855946870091,402.75772312793589]
["SEE921503407342","GuD",32.712000000000003,56208.567946870091,402.75772312793589]
["SEE929198153032","GuD",8.0474999999999994,56216.615446870092,402.75772312793589]
["SEE956085205437","GuD",39.845999999999997,56256.461446870089,402.75772312793589]
["SEE945038569870","GuD",2.9579999999999997,56259.419446870088,405.21189880455933]
["SEE985796237000","GuD",20.445,56279.864446870088,405.21189880455933]
["SEE923480721565","GuD",40.89,56320.754446870087,405.77385857461024]
["SEE982512881400","GuD",17.747999999999998,56338.502446870087,406.4502788622421]
["SEE926090463146","GuD",62.64,56401.142446870086,407.69627972027979]
["SEE962934119541","GuD",62.64,56463.782446870086,407.69627972027979]
["SEE910102553963","GuD",8.6999999999999993,56472.482446870083,408.72145260796412]
["SEE950309975076","GuD",6.5250000000000004,56479.007446870084,408.94997194163864]
[null,"Gasturbine",3257.6433041700025,59736.650751040084,411.21234463276841]
["SEE908238702164","GuD",8.3520000000000003,59745.002751040083,411.48071710897796]
["SEE971801168636","GuD",4.9590000000000005,59749.961751040086,411.48071710897796]
["SEE922153723905","GuD",18.6615,59768.623251040088,412.75791560464461]
["SEE917033307511","GuD",11.571,59780.194251040091,413.45792907801422]
["SEE980525088564","GuD",28.014000000000003,59808.208251040094,413.45792907801422]
["SEE993301547841","GuD",25.23,59833.438251040097,413.45792907801422]
["SEE916437209445","GuD",8.0474999999999994,59841.485751040098,414.04309659090916]
["SEE916877868585","GuD",88.131,59929.616751040099,414.04309659090916]
["SEE914931712744","GuD",2.7840000000000003,59932.400751040099,415.33633513821604]
["SEE955802157592","GuD",2.7840000000000003,59935.184751040098,415.33633513821604]
["SEE960507530304","GuD",9.8310000000000013,59945.015751040097,415.33633513821604]
["SEE963301495572","GuD",5.5244999999999997,59950.540251040096,415.33633513821604]
["SEE901516014812","GuD",2.2968000000000002,59952.837051040093,416.40048571428576]
["SEE908658611688","GuD",5.2373999999999992,59958.074451040091,416.40048571428576]
["SEE911507913505","GuD",2.3681399999999999,59960.44259104009,416.40048571428576]
["SEE931044787582","GuD",2.61,59963.05259104009,416.40048571428576]
["SEE935809614632","GuD",5.35311,59968.405701040087,416.40048571428576]
["SEE948869114622","GuD",5.7510393000000004,59974.156740340084,416.40048571428576]
["SEE980794086872","GuD",7.3949999999999996,59981.551740340081,416.40048571428576]
["SEE994477053693","GuD",4.2029700000000005,59985.754710340079,416.40048571428576]
["SEE994422897143","GuD",10.092000000000001,59995.846710340076,416.63770726129223]
["SEE914128531905","GuD",5.4218400000000004,60001.268550340079,416.87520022883291]
["SEE953718174887","Gasturbine",17.399999999999999,60018.66855034008,417.32789564220184]
["SEE958518628752","GuD",17.399999999999999,60036.068550340082,419.26516110471806]
["SEE995462815548","GuD",24.36,60060.428550340082,419.26516110471806]
["SEE952058615067","GuD",46.98,60107.408550340086,425.98164279450452]
["SEE969051180959","GuD",10.521084000000002,60117.929634340086,425.98164279450452]
["SEE900341307519","GuD",12.347909999999999,60130.277544340082,427.35093841642231]
["SEE936262825863","GuD",143.28899999999999,60273.566544340079,427.35093841642231]
["SEE944148486770","GuD",19.14,60292.706544340079,427.35093841642231]
["SEE949799257847","GuD",81.78,60374.486544340078,427.35093841642231]
["SEE957163765348","GuD",11.657999999999999,60386.144544340081,427.35093841642231]
["SEE964242179781","Gasturbine",97.44,60483.584544340083,430.12284278959817]
["SEE930751125922","GuD",11.31,60494.894544340081,437.1890789078908]
["SEE948481095354","GuD",11.31,60506.204544340078,437.1890789078908]
["SEE904364883227","GuD",6.0030000000000001,60512.207544340075,441.54596969696973]
["SEE912020488365","GuD",51.852000000000004,60564.059544340074,441.54596969696973]
["SEE912994271871","GuD",51.852000000000004,60615.911544340073,441.54596969696973]
["SEE918857857947","GuD",3.8186649000000004,60619.730209240071,441.54596969696973]
["SEE945462188876","GuD",23.898899999999998,60643.629109240072,441.54596969696973]
["SEE956884287917","GuD",10.353,60653.982109240074,441.54596969696973]
["SEE987512757786","GuD",53.591999999999999,60707.574109240071,441.54596969696973]
["SEE990015251552","GuD",11.136000000000001,60718.71010924007,441.54596969696973]
["SEE996548424685","GuD",30.189000000000004,60748.899109240068,441.54596969696973]
["SEE907828499484","GuD",15.66,60764.559109240072,444.49929835265408]
["SEE945580171361","GuD",15.66,60780.219109240075,444.49929835265408]
["SEE949722134498","GuD",10.335600000000001,60790.554709240074,444.49929835265408]
["SEE952807166543","GuD",10.335600000000001,60800.890309240072,444.49929835265408]
["SEE956631893736","GuD",7.83,60808.720309240074,444.49929835265408]
["SEE964215288830","GuD",7.4819999999999993,60816.202309240078,444.49929835265408]
["SEE992491089179","GuD",1.7121599999999999,60817.914469240081,444.49929835265408]
["SEE902796244388","GuD",9.57,60827.48446924008,445.9908784817876]
["SEE904161631090","Gasturbine",70.47,60897.954469240081,462.00053968253968]
["SEE972458947407","Gasturbine",56.289000000000001,60954.243469240078,462.00053968253968]
["SEE973793127974","GuD",139.19999999999999,61093.443469240076,462.50053968253968]
["SEE989503748513","Gasturbine",58.029000000000003,61151.472469240078,465.83729193341867]
["SEE963975943188","Gasturbine",49.589999999999996,61201.062469240074,469.73844415752097]
["SEE971282697380","Gasturbine",39.15,61240.212469240076,477.74054497701911]
["SEE963817764100","GuD",21.75,61261.962469240076,503.9746366782008]
["SEE918056935682","GuD",30.841500000000003,61292.803969240078,539.33396296296291]
["SEE910471578864","GuD",21.75,61314.553969240078,582.36068]
["SEE972526098451","GuD",20.010000000000002,61334.56396924008,582.36068]

{"sheet":"Backend II","index":8,"n_rows":2261,"n_cols":10,"rows_kept":2261,"cut":false,"hidden":true,"merged":[]}
["Power","Erneuerbare Energien","Abfall","Kernenergie","Braunkohle","Steinkohle","GuD","Gasturbine","Öl","Sonstige"]
[0,0,3,0,0,0,0,0,0,0]
[1693.3820869999995,0,3,0,0,0,0,0,0,0]
[1693.3820869999995,0,0,17.141999999999999,0,0,0,0,0,0]
[2935.8620869999995,0,0,17.141999999999999,0,0,0,0,0,0]
[2935.8620869999995,0,0,17.866700000000002,0,0,0,0,0,0]
[5465.4620869999999,0,0,17.866700000000002,0,0,0,0,0,0]
[5465.4620869999999,0,0,0,83.834299999999999,0,0,0,0,0]
[6013.5620870000002,0,0,0,83.834299999999999,0,0,0,0,0]
[6013.5620870000002,0,0,0,84.478300000000004,0,0,0,0,0]
[6037.9394870000006,0,0,0,84.478300000000004,0,0,0,0,0]
[6037.9394870000006,0,0,0,85.171300000000002,0,0,0,0,0]
[8703.6194869999999,0,0,0,85.171300000000002,0,0,0,0,0]
[8703.6194869999999,0,0,0,86.352500000000006,0,0,0,0,0]
[8769.1304870000004,0,0,0,86.352500000000006,0,0,0,0,0]
[8769.1304870000004,0,0,0,86.552700000000002,0,0,0,0,0]
[9499.9304869999996,0,0,0,86.552700000000002,0,0,0,0,0]
[9499.9304869999996,0,0,0,86.834400000000002,0,0,0,0,0]
[10063.690487,0,0,0,86.834400000000002,0,0,0,0,0]
[10063.690487,0,0,0,87.158799999999999,0,0,0,0,0]
[10838.860487,0,0,0,87.158799999999999,0,0,0,0,0]
[10838.860487,0,0,0,87.321899999999999,0,0,0,0,0]
[11385.220487000001,0,0,0,87.321899999999999,0,0,0,0,0]
[11385.220487000001,0,0,0,89.243099999999998,0,0,0,0,0]
[13474.090487000001,0,0,0,89.243099999999998,0,0,0,0,0]
[13474.090487000001,0,0,0,91.431700000000006,0,0,0,0,0]
[14432.632997000001,0,0,0,91.431700000000006,0,0,0,0,0]
[14432.632997000001,0,0,0,94.206900000000005,0,0,0,0,0]
[14449.858996999999,0,0,0,94.206900000000005,0,0,0,0,0]
[14449.858996999999,0,0,0,94.927700000000002,0,0,0,0,0]
[14476.828996999999,0,0,0,94.927700000000002,0,0,0,0,0]
[14476.828996999999,0,0,0,95.365700000000004,0,0,0,0,0]
[14526.331996999998,0,0,0,95.365700000000004,0,0,0,0,0]
[14526.331996999998,0,0,0,97.159300000000002,0,0,0,0,0]
[14652.671656999999,0,0,0,97.159300000000002,0,0,0,0,0]
[14652.671656999999,0,0,0,97.413799999999995,0,0,0,0,0]
[16392.671656999999,0,0,0,97.413799999999995,0,0,0,0,0]
[16392.671656999999,0,0,0,97.772499999999994,0,0,0,0,0]
[16421.816656999999,0,0,0,97.772499999999994,0,0,0,0,0]
[16421.816656999999,0,0,0,98.393600000000006,0,0,0,0,0]
[16625.546296999997,0,0,0,98.393600000000006,0,0,0,0,0]
[16625.546296999997,0,0,0,99.767399999999995,0,0,0,0,0]
[17679.116296999997,0,0,0,99.767399999999995,0,0,0,0,0]
[17679.116296999997,0,0,0,101.4019,0,0,0,0,0]
[18826.646296999999,0,0,0,101.4019,0,0,0,0,0]
[18826.646296999999,0,0,0,104.2505,0,0,0,0,0]
[19696.646296999999,0,0,0,104.2505,0,0,0,0,0]
[19696.646296999999,0,0,0,104.3678,0,0,0,0,0]
[19711.528670990003,0,0,0,104.3678,0,0,0,0,0]
[19711.528670990003,0,0,0,110.4657,0,0,0,0,0]
[20007.328670990006,0,0,0,110.4657,0,0,0,0,0]
[20007.328670990006,0,0,0,0,139.8006,0,0,0,0]
[20033.648670990005,0,0,0,0,139.8006,0,0,0,0]
[20033.648670990005,0,0,0,143.23259999999999,0,0,0,0,0]
[20046.698670990005,0,0,0,143.23259999999999,0,0,0,0,0]
[20046.698670990005,0,0,0,0,0,0,0,145.88460000000001,0]
[20071.688670990006,0,0,0,0,0,0,0,145.88460000000001,0]
[20071.688670990006,0,0,0,0,149.03389999999999,0,0,0,0]
[20098.008670990006,0,0,0,0,149.03389999999999,0,0,0,0]
[20098.008670990006,0,0,0,0,0,0,0,149.17750000000001,0]
[20184.708670990007,0,0,0,0,0,0,0,149.17750000000001,0]
[20184.708670990007,0,0,0,0,150.4545,0,0,0,0]
[20220.308670990005,0,0,0,0,150.4545,0,0,0,0]
[20220.308670990005,0,0,0,0,151.74029999999999,0,0,0,0]
[20894.708670990007,0,0,0,0,151.74029999999999,0,0,0,0]
[20894.708670990007,0,0,0,0,151.90260000000001,0,0,0,0]
[20949.428670990008,0,0,0,0,151.90260000000001,0,0,0,0]
[20949.428670990008,0,0,0,0,152.22819999999999,0,0,0,0]
[21530.228670990007,0,0,0,0,152.22819999999999,0,0,0,0]
[21530.228670990007,0,0,0,0,153.04849999999999,0,0,0,0]
[22197.428670990008,0,0,0,0,153.04849999999999,0,0,0,0]
[22197.428670990008,0,0,0,0,153.21360000000001,0,0,0,0]
[22794.228670990007,0,0,0,0,153.21360000000001,0,0,0,0]
[22794.228670990007,0,0,0,0,155.56360000000001,0,0,0,0]
[23171.828670990006,0,0,0,0,155.56360000000001,0,0,0,0]
[23171.828670990006,0,0,0,0,156.42060000000001,0,0,0,0]
[24593.428670990004,0,0,0,0,156.42060000000001,0,0,0,0]
[24593.428670990004,0,0,0,0,157.28720000000001,0,0,0,0]
[25215.828670990006,0,0,0,0,157.28720000000001,0,0,0,0]
[25215.828670990006,0,0,0,0,159.0498,0,0,0,0]
[25495.828670990006,0,0,0,0,159.0498,0,0,0,0]
[25495.828670990006,0,0,0,0,159.9461,0,0,0,0]
[25754.228670990007,0,0,0,0,159.9461,0,0,0,0]
[25754.228670990007,0,0,0,0,160.8527,0,0,0,0]
[26371.828670990006,0,0,0,0,160.8527,0,0,0,0]
[26371.828670990006,0,0,0,0,162.88399999999999,0,0,0,0]
[26783.028670990007,0,0,0,0,162.88399999999999,0,0,0,0]
[26783.028670990007,0,0,0,0,165.5454,0,0,0,0]
[26880.628670990005,0,0,0,0,165.5454,0,0,0,0]
[26880.628670990005,0,0,0,0,167.50069999999999,0,0,0,0]
[26923.028670990007,0,0,0,0,167.50069999999999,0,0,0,0]
[26923.028670990007,0,0,0,0,171.76220000000001,0,0,0,0]
[26967.476670990007,0,0,0,0,171.76220000000001,0,0,0,0]
[26967.476670990007,0,0,0,0,172.59889999999999,0,0,0,0]
[27470.676670990008,0,0,0,0,172.59889999999999,0,0,0,0]
[27470.676670990008,0,0,0,0,173.65629999999999,0,0,0,0]
[27878.676670990008,0,0,0,0,173.65629999999999,0,0,0,0]
[27878.676670990008,0,0,0,0,174.21129999999999,0,0,0,0]
[27881.938270990009,0,0,0,0,174.21129999999999,0,0,0,0]
[27881.938270990009,0,0,0,0,174.7268,0,0,0,0]
[28148.338270990011,0,0,0,0,174.7268,0,0,0,0]
[28148.338270990011,0,0,0,0,175.8107,0,0,0,0]
[29246.65827099001,0,0,0,0,175.8107,0,0,0,0]
[29246.65827099001,0,0,0,0,176.9083,0,0,0,0]
[29608.65827099001,0,0,0,0,176.9083,0,0,0,0]
[29608.65827099001,0,0,0,0,178.0197,0,0,0,0]
[29657.858270990011,0,0,0,0,178.0197,0,0,0,0]
[29657.858270990011,0,0,0,0,0,0,0,180.31270000000001,0]
[29674.008270990013,0,0,0,0,0,0,0,180.31270000000001,0]
[29674.008270990013,0,0,0,180.44839999999999,0,0,0,0,0]
[29759.268270990011,0,0,0,180.44839999999999,0,0,0,0,0]
[29759.268270990011,0,0,0,0,181.4401,0,0,0,0]
[30036.868270990009,0,0,0,0,181.4401,0,0,0,0]
[30036.868270990009,0,0,0,0,182.60980000000001,0,0,0,0]
[30072.868270990009,0,0,0,0,182.60980000000001,0,0,0,0]
[30072.868270990009,0,0,0,0,184.99549999999999,0,0,0,0]
[30108.868270990009,0,0,0,0,184.99549999999999,0,0,0,0]
[30108.868270990009,0,0,0,0,0,0,0,185.3837,0]
[30110.058270990008,0,0,0,0,0,0,0,185.3837,0]
[30110.058270990008,0,0,0,0,186.21199999999999,0,0,0,0]
[30686.058270990008,0,0,0,0,186.21199999999999,0,0,0,0]
[30686.058270990008,0,0,0,0,187.44479999999999,0,0,0,0]
[30712.298270990006,0,0,0,0,187.44479999999999,0,0,0,0]
[30712.298270990006,0,0,0,0,189.96019999999999,0,0,0,0]
[30881.098270990005,0,0,0,0,189.96019999999999,0,0,0,0]
[30881.098270990005,0,0,0,0,0,0,0,0,190.6009]
[30962.021670990005,0,0,0,0,0,0,0,0,190.6009]
[30962.021670990005,0,0,0,0,0,0,0,0,192.51609999999999]
[31017.696670990004,0,0,0,0,0,0,0,0,192.51609999999999]
[31017.696670990004,0,0,0,0,195.20079999999999,0,0,0,0]
[31220.096670990002,0,0,0,0,195.20079999999999,0,0,0,0]
[31220.096670990002,0,0,0,0,0,0,0,0,197.988]
[31283.621420990003,0,0,0,0,0,0,0,0,197.988]
[31283.621420990003,0,0,0,0,199.32640000000001,0,0,0,0]
[31307.541420990005,0,0,0,0,199.32640000000001,0,0,0,0]
[31307.541420990005,0,0,0,0,200.74080000000001,0,0,0,0]
[31329.465420990004,0,0,0,0,200.74080000000001,0,0,0,0]
[31329.465420990004,0,0,0,0,202.17570000000001,0,0,0,0]
[31605.465420990004,0,0,0,0,202.17570000000001,0,0,0,0]
[31605.465420990004,0,0,0,0,203.63130000000001,0,0,0,0]
[31881.465420990004,0,0,0,0,203.63130000000001,0,0,0,0]
[31881.465420990004,0,0,0,0,0,0,0,0,203.7818]
[31888.860420990004,0,0,0,0,0,0,0,0,203.7818]
[31888.860420990004,0,0,0,0,0,0,0,204.744,0]
[31977.890695990012,0,0,0,0,0,0,0,204.744,0]
[31977.890695990012,0,0,0,0,0,0,0,205.10120000000001,0]
[31979.046695990011,0,0,0,0,0,0,0,205.10120000000001,0]
[31979.046695990011,0,0,0,0,205.34639999999999,0,0,0,0]
[32045.55869599001,0,0,0,0,205.34639999999999,0,0,0,0]
[32045.55869599001,0,0,0,0,0,0,0,0,205.97399999999999]
[32066.787445990009,0,0,0,0,0,0,0,0,205.97399999999999]
[32066.787445990009,0,0,0,0,0,0,0,206.2319,0]
[32138.025945990019,0,0,0,0,0,0,0,206.2319,0]
[32138.025945990019,0,0,0,0,208.1275,0,0,0,0]
[32165.945945990017,0,0,0,0,208.1275,0,0,0,0]
[32165.945945990017,0,0,0,0,0,0,0,0,208.78190000000001]
[32224.850945990016,0,0,0,0,0,0,0,0,208.78190000000001]
[32224.850945990016,0,0,0,0,212.82820000000001,0,0,0,0]
[32339.314945990016,0,0,0,0,212.82820000000001,0,0,0,0]
[32339.314945990016,0,0,0,0,0,0,0,213.89859999999999,0]
[32519.514945990013,0,0,0,0,0,0,0,213.89859999999999,0]
[32519.514945990013,0,0,0,0,0,0,0,214.51220000000001,0]
[32523.594945990015,0,0,0,0,0,0,0,214.51220000000001,0]
[32523.594945990015,0,0,0,0,0,0,0,215.1293,0]
[32571.194945990013,0,0,0,0,0,0,0,215.1293,0]
[32571.194945990013,0,0,0,0,0,0,0,215.4674,0]
[32850.957145990011,0,0,0,0,0,0,0,215.4674,0]
[32850.957145990011,0,0,0,0,0,0,0,215.7499,0]
[32946.888145990022,0,0,0,0,0,0,0,215.7499,0]
[32946.888145990022,0,0,0,0,0,0,0,216.3742,0]
[32976.213145990019,0,0,0,0,0,0,0,216.3742,0]
[32976.213145990019,0,0,0,0,0,0,0,217.6337,0]
[32985.257145990028,0,0,0,0,0,0,0,217.6337,0]
[32985.257145990028,0,0,0,0,0,0,0,0,217.68680000000001]
[33413.111683990028,0,0,0,0,0,0,0,0,217.68680000000001]
[33413.111683990028,0,0,0,0,0,0,0,218.90799999999999,0]
[33936.899348690029,0,0,0,0,0,0,0,218.90799999999999,0]
[33936.899348690029,0,0,0,0,0,0,0,220.19739999999999,0]
[33943.019348690024,0,0,0,0,0,0,0,220.19739999999999,0]
[33943.019348690024,0,0,0,0,0,0,0,0,220.8272]
[34024.194348690027,0,0,0,0,0,0,0,0,220.8272]
[34024.194348690027,0,0,0,0,221.15600000000001,0,0,0,0]
[34043.651948690029,0,0,0,0,221.15600000000001,0,0,0,0]
[34043.651948690029,0,0,0,0,0,0,0,224.64869999999999,0]
[34159.995698690029,0,0,0,0,0,0,0,224.64869999999999,0]
[34159.995698690029,0,0,0,0,0,0,0,225.51130000000001,0]
[34185.495698690029,0,0,0,0,0,0,0,225.51130000000001,0]
[34185.495698690029,0,0,0,0,0,0,0,226.88030000000001,0]
[34203.685698690038,0,0,0,0,0,0,0,226.88030000000001,0]
[34203.685698690038,0,0,0,0,0,0,0,230.37690000000001,0]
[34277.635698690035,0,0,0,0,0,0,0,230.37690000000001,0]
[34277.635698690035,0,0,0,0,0,0,0,0,230.8193]
[34322.451226190031,0,0,0,0,0,0,0,0,230.8193]
[34322.451226190031,0,0,0,0,0,0,0,231.08920000000001,0]
[34420.201226190031,0,0,0,0,0,0,0,231.08920000000001,0]
[34420.201226190031,0,0,0,0,0,232.00030000000001,0,0,0]
[34489.975226190028,0,0,0,0,0,232.00030000000001,0,0,0]
[34489.975226190028,0,0,0,0,0,0,0,238.4639,0]
[34604.895226190027,0,0,0,0,0,0,0,238.4639,0]
[34604.895226190027,0,0,0,0,0,238.77969999999999,0,0,0]
[35576.511226190021,0,0,0,0,0,238.77969999999999,0,0,0]
[35576.511226190021,0,0,0,0,0,240.53729999999999,0,0,0]
[35804.385976190024,0,0,0,0,0,240.53729999999999,0,0,0]
[35804.385976190024,0,0,0,0,0,241.92250000000001,0,0,0]
[36292.455976190024,0,0,0,0,0,241.92250000000001,0,0,0]
[36292.455976190024,0,0,0,0,0,242.3212,0,0,0]
[36298.284976190022,0,0,0,0,0,242.3212,0,0,0]
[36298.284976190022,0,0,0,0,0,243.52529999999999,0,0,0]
[36463.14997619002,0,0,0,0,0,243.52529999999999,0,0,0]
[36463.14997619002,0,0,0,0,0,244.1319,0,0,0]
[36518.455876190019,0,0,0,0,0,244.1319,0,0,0]
[36518.455876190019,0,0,0,0,0,244.7415,0,0,0]
[37254.475876190008,0,0,0,0,0,244.7415,0,0,0]
[37254.475876190008,0,0,0,0,0,0,0,245.59059999999999,0]
[37333.355876190013,0,0,0,0,0,0,0,245.59059999999999,0]
[37333.355876190013,0,0,0,0,0,246.79589999999999,0,0,0]
[38513.945876190017,0,0,0,0,0,246.79589999999999,0,0,0]
[38513.945876190017,0,0,0,0,0,0,0,247.51419999999999,0]
[38629.545876190015,0,0,0,0,0,0,0,247.51419999999999,0]
[38629.545876190015,0,0,0,0,0,247.62739999999999,0,0,0]
[38992.335876190016,0,0,0,0,0,247.62739999999999,0,0,0]
[38992.335876190016,0,0,0,0,0,0,0,247.9624,0]
[39028.868876190019,0,0,0,0,0,0,0,247.9624,0]
[39028.868876190019,0,0,0,0,0,0,0,249.6199,0]
[39031.207396190024,0,0,0,0,0,0,0,249.6199,0]
[39031.207396190024,0,0,0,0,0,249.7311,0,0,0]
[39311.175136190024,0,0,0,0,0,249.7311,0,0,0]
[39311.175136190024,0,0,0,0,0,251.65530000000001,0,0,0]
[39517.600036190022,0,0,0,0,0,251.65530000000001,0,0,0]
[39517.600036190022,0,0,0,0,0,251.87100000000001,0,0,0]
[40251.880036190014,0,0,0,0,0,251.87100000000001,0,0,0]
[40251.880036190014,0,0,0,0,0,253.17269999999999,0,0,0]
[40962.670036190008,0,0,0,0,0,253.17269999999999,0,0,0]
[40962.670036190008,0,0,0,0,0,255.59479999999999,0,0,0]
[41658.670036190008,0,0,0,0,0,255.59479999999999,0,0,0]
[41658.670036190008,0,0,0,0,0,0,0,257.60449999999997,0]
[41701.170036190008,0,0,0,0,0,0,0,257.60449999999997,0]
[41701.170036190008,0,0,0,0,0,259.66030000000001,0,0,0]
[42270.013446190031,0,0,0,0,0,259.66030000000001,0,0,0]
[42270.013446190031,0,0,0,0,0,0,0,259.72250000000003,0]
[42343.113446190029,0,0,0,0,0,0,0,259.72250000000003,0]
[42343.113446190029,0,0,0,0,259.83440000000002,0,0,0,0]
[42450.204646190032,0,0,0,0,259.83440000000002,0,0,0,0]
[42450.204646190032,0,0,0,0,0,261.74220000000003,0,0,0]
[42813.168646190039,0,0,0,0,0,261.74220000000003,0,0,0]
[42813.168646190039,0,0,0,0,0,263.858,0,0,0]
[42937.529926190036,0,0,0,0,0,263.858,0,0,0]
[42937.529926190036,0,0,0,0,0,0,0,264.0652,0]
[42985.129926190035,0,0,0,0,0,0,0,264.0652,0]
[42985.129926190035,0,0,0,0,0,265.52760000000001,0,0,0]
[43206.840726190036,0,0,0,0,0,265.52760000000001,0,0,0]
[43206.840726190036,0,0,0,0,0,266.00850000000003,0,0,0]
[43219.734126190029,0,0,0,0,0,266.00850000000003,0,0,0]
[43219.734126190029,0,0,0,0,0,0,0,266.29169999999999,0]
[43293.004126190026,0,0,0,0,0,0,0,266.29169999999999,0]
[43293.004126190026,0,0,0,0,0,268.19450000000001,0,0,0]
[43412.194126190028,0,0,0,0,0,268.19450000000001,0,0,0]
[43412.194126190028,0,0,0,0,0,0,0,268.55610000000001,0]
[43441.094126190023,0,0,0,0,0,0,0,268.55610000000001,0]
[43441.094126190023,0,0,0,0,0,270.41699999999997,0,0,0]
[44164.934126190026,0,0,0,0,0,270.41699999999997,0,0,0]
[44164.934126190026,0,0,0,0,0,272.67680000000001,0,0,0]
[44262.809126190026,0,0,0,0,0,272.67680000000001,0,0,0]
[44262.809126190026,0,0,0,0,0,0,274.47489999999999,0,0]
[44296.217126190029,0,0,0,0,0,0,274.47489999999999,0,0]
[44296.217126190029,0,0,0,0,0,274.97489999999999,0,0,0]
[44345.665316190032,0,0,0,0,0,274.97489999999999,0,0,0]
[44345.665316190032,0,0,0,0,0,275.49090000000001,0,0,0]
[44453.284316190031,0,0,0,0,0,275.49090000000001,0,0,0]
[44453.284316190031,0,0,0,0,0,0,0,0,275.78399999999999]
[44533.354316190031,0,0,0,0,0,0,0,0,275.78399999999999]
[44533.354316190031,0,0,0,0,0,277.31229999999999,0,0,0]
[44953.86446619004,0,0,0,0,0,277.31229999999999,0,0,0]
[44953.86446619004,0,0,0,0,0,278.1003,0,0,0]
[45002.75846619004,0,0,0,0,0,278.1003,0,0,0]
[45002.75846619004,0,0,0,0,0,279.69,0,0,0]
[45254.18846619004,0,0,0,0,0,279.69,0,0,0]
[45254.18846619004,0,0,0,0,0,282.10899999999998,0,0,0]
[45578.453996190045,0,0,0,0,0,282.10899999999998,0,0,0]
[45578.453996190045,0,0,0,0,0,284.57049999999998,0,0,0]
[45927.760736190045,0,0,0,0,0,284.57049999999998,0,0,0]
[45927.760736190045,0,0,0,0,0,287.07560000000001,0,0,0]
[45938.874986190043,0,0,0,0,0,287.07560000000001,0,0,0]
[45938.874986190043,0,0,0,0,0,289.62529999999998,0,0,0]
[45941.919986190042,0,0,0,0,0,289.62529999999998,0,0,0]
[45941.919986190042,0,0,0,0,0,291.93029999999999,0,0,0]
[46396.803836190047,0,0,0,0,0,291.93029999999999,0,0,0]
[46396.803836190047,0,0,0,0,0,297.85750000000002,0,0,0]
[46783.083836190046,0,0,0,0,0,297.85750000000002,0,0,0]
[46783.083836190046,0,0,0,0,0,299.68310000000002,0,0,0]
[46792.030046190048,0,0,0,0,0,299.68310000000002,0,0,0]
[46792.030046190048,0,0,0,0,301.5335,0,0,0,0]
[46806.48284619004,0,0,0,0,301.5335,0,0,0,0]
[46806.48284619004,0,0,0,0,0,304.03160000000003,0,0,0]
[46850.417846190023,0,0,0,0,0,304.03160000000003,0,0,0]
[46850.417846190023,0,0,0,0,0,310.46839999999997,0,0,0]
[47029.489076189995,0,0,0,0,0,310.46839999999997,0,0,0]
[47029.489076189995,0,0,0,0,0,317.18520000000001,0,0,0]
[47855.989076189995,0,0,0,0,0,317.18520000000001,0,0,0]
[47855.989076189995,0,0,0,0,0,318.9796,0,0,0]
[47870.265776190005,0,0,0,0,0,318.9796,0,0,0]
[47870.265776190005,0,0,0,0,0,319.95429999999999,0,0,0]
[47953.295966190009,0,0,0,0,0,319.95429999999999,0,0,0]
[47953.295966190009,0,0,0,0,0,321.00529999999998,0,0,0]
[48062.045966190009,0,0,0,0,0,321.00529999999998,0,0,0]
[48062.045966190009,0,0,0,0,0,323.91379999999998,0,0,0]
[48063.785966190015,0,0,0,0,0,323.91379999999998,0,0,0]
[48063.785966190015,0,0,0,0,0,324.2004,0,0,0]
[49013.831186190058,0,0,0,0,0,324.2004,0,0,0]
[49013.831186190058,0,0,0,0,0,330.04109999999997,0,0,0]
[49043.365946190068,0,0,0,0,0,330.04109999999997,0,0,0]
[49043.365946190068,0,0,0,0,0,331.08499999999998,0,0,0]
[49055.545946190068,0,0,0,0,0,331.08499999999998,0,0,0]
[49055.545946190068,0,0,0,0,0,331.53449999999998,0,0,0]
[49161.96608619007,0,0,0,0,0,331.53449999999998,0,0,0]
[49161.96608619007,0,0,0,0,0,337.64620000000002,0,0,0]
[49627.416086190075,0,0,0,0,0,337.64620000000002,0,0,0]
[49627.416086190075,0,0,0,0,0,339.2097,0,0,0]
[50060.241086190079,0,0,0,0,0,339.2097,0,0,0]
[50060.241086190079,0,0,0,0,0,340.7878,0,0,0]
[50067.299396190079,0,0,0,0,0,340.7878,0,0,0]
[50067.299396190079,0,0,0,0,0,0,346.75040000000001,0,0]
[50346.569396190076,0,0,0,0,0,0,346.75040000000001,0,0]
[50346.569396190076,0,0,0,0,0,348.48970000000003,0,0,0]
[50679.779396190075,0,0,0,0,0,348.48970000000003,0,0,0]
[50679.779396190075,0,0,0,0,0,350.2396,0,0,0]
[50696.730476190074,0,0,0,0,0,350.2396,0,0,0]
[50696.730476190074,0,0,0,0,0,354.6497,0,0,0]
[50723.456876190074,0,0,0,0,0,354.6497,0,0,0]
[50723.456876190074,0,0,0,0,0,0,0,355.3374,0]
[50782.956876190074,0,0,0,0,0,0,0,355.3374,0]
[50782.956876190074,0,0,0,0,0,355.68329999999997,0,0,0]
[50830.806876190072,0,0,0,0,0,355.68329999999997,0,0,0]
[50830.806876190072,0,0,0,0,0,356.0292,0,0,0]
[50851.901766190073,0,0,0,0,0,356.0292,0,0,0]
[50851.901766190073,0,0,0,0,0,356.11579999999998,0,0,0]
[50869.301766190074,0,0,0,0,0,356.11579999999998,0,0,0]
[50869.301766190074,0,0,0,0,0,358.29399999999998,0,0,0]
[51073.192356190084,0,0,0,0,0,358.29399999999998,0,0,0]
[51073.192356190084,0,0,0,0,0,359.26100000000002,0,0,0]
[51533.883456190051,0,0,0,0,0,359.26100000000002,0,0,0]
[51533.883456190051,0,0,0,0,0,360.05599999999998,0,0,0]
[51544.845456190051,0,0,0,0,0,360.05599999999998,0,0,0]
[51544.845456190051,0,0,0,0,0,360.23309999999998,0,0,0]
[51657.683586190033,0,0,0,0,0,360.23309999999998,0,0,0]
[51657.683586190033,0,0,0,0,0,361.2106,0,0,0]
[51848.638146190024,0,0,0,0,0,361.2106,0,0,0]
[51848.638146190024,0,0,0,0,0,362.1934,0,0,0]
[52338.589086190026,0,0,0,0,0,362.1934,0,0,0]
[52338.589086190026,0,0,0,0,0,0,364.03789999999998,0,0]
[52353.857586190024,0,0,0,0,0,0,364.03789999999998,0,0]
[52353.857586190024,0,0,0,0,0,364.17520000000002,0,0,0]
[52459.436436190015,0,0,0,0,0,364.17520000000002,0,0,0]
[52459.436436190015,0,0,0,0,0,364.53789999999998,0,0,0]
[53129.976877990033,0,0,0,0,0,364.53789999999998,0,0,0]
[53129.976877990033,0,0,0,0,0,365.17439999999999,0,0,0]
[53482.689667990031,0,0,0,0,0,365.17439999999999,0,0,0]
[53482.689667990031,0,0,0,0,0,366.17899999999997,0,0,0]
[53654.537461990047,0,0,0,0,0,366.17899999999997,0,0,0]
[53654.537461990047,0,0,0,0,0,366.82119999999998,0,0,0]
[53717.751661990049,0,0,0,0,0,366.82119999999998,0,0,0]
[53717.751661990049,0,0,0,0,0,367.18920000000003,0,0,0]
[53728.820671990048,0,0,0,0,0,367.18920000000003,0,0,0]
[53728.820671990048,0,0,0,0,0,368.20499999999998,0,0,0]
[54294.190171990042,0,0,0,0,0,368.20499999999998,0,0,0]
[54294.190171990042,0,0,0,0,0,370.25360000000001,0,0,0]
[54296.974171990041,0,0,0,0,0,370.25360000000001,0,0,0]
[54296.974171990041,0,0,0,0,0,371.28649999999999,0,0,0]
[54402.077131990038,0,0,0,0,0,371.28649999999999,0,0,0]
[54402.077131990038,0,0,0,0,0,372.32530000000003,0,0,0]
[54469.984981990048,0,0,0,0,0,372.32530000000003,0,0,0]
[54469.984981990048,0,0,0,0,0,0,373.34660000000002,0,0]
[54471.307381990046,0,0,0,0,0,0,373.34660000000002,0,0]
[54471.307381990046,0,0,0,0,0,373.3698,0,0,0]
[54589.200211990043,0,0,0,0,0,373.3698,0,0,0]
[54589.200211990043,0,0,0,0,0,373.46510000000001,0,0,0]
[54615.909211990045,0,0,0,0,0,373.46510000000001,0,0,0]
[54615.909211990045,0,0,0,0,0,374.4203,0,0,0]
[54699.34221199005,0,0,0,0,0,374.4203,0,0,0]
[54699.34221199005,0,0,0,0,0,375.47669999999999,0,0,0]
[54767.968944730041,0,0,0,0,0,375.47669999999999,0,0,0]
[54767.968944730041,0,0,0,0,0,376.53919999999999,0,0,0]
[54875.932464730045,0,0,0,0,0,376.53919999999999,0,0,0]
[54875.932464730045,0,0,0,0,0,377.60770000000002,0,0,0]
[54928.634454730047,0,0,0,0,0,377.60770000000002,0,0,0]
[54928.634454730047,0,0,0,0,0,378.6823,0,0,0]
[54960.168474730053,0,0,0,0,0,378.6823,0,0,0]
[54960.168474730053,0,0,0,0,0,379.76299999999998,0,0,0]
[55005.264054730054,0,0,0,0,0,379.76299999999998,0,0,0]
[55005.264054730054,0,0,0,0,0,380.85,0,0,0]
[55051.992624730083,0,0,0,0,0,380.85,0,0,0]
[55051.992624730083,0,0,0,0,0,0,381.44319999999999,0,0]
[55095.492624730083,0,0,0,0,0,0,381.44319999999999,0,0]
[55095.492624730083,0,0,0,0,0,381.94319999999999,0,0,0]
[55136.731364230094,0,0,0,0,0,381.94319999999999,0,0,0]
[55136.731364230094,0,0,0,0,0,383.04270000000002,0,0,0]
[55325.46394423009,0,0,0,0,0,383.04270000000002,0,0,0]
[55325.46394423009,0,0,0,0,0,0,383.14519999999999,0,0]
[55332.187304230094,0,0,0,0,0,0,383.14519999999999,0,0]
[55332.187304230094,0,0,0,0,0,383.64519999999999,0,0,0]
[55435.76341423011,0,0,0,0,0,383.64519999999999,0,0,0]
[55435.76341423011,0,0,0,0,0,384.14870000000002,0,0,0]
[55470.389414230114,0,0,0,0,0,384.14870000000002,0,0,0]
[55470.389414230114,0,0,0,0,0,385.26100000000002,0,0,0]
[55689.731204230113,0,0,0,0,0,385.26100000000002,0,0,0]
[55689.731204230113,0,0,0,0,0,386.27789999999999,0,0,0]
[55698.43120423011,0,0,0,0,0,386.27789999999999,0,0,0]
[55698.43120423011,0,0,0,0,0,386.37990000000002,0,0,0]
[55795.995676870109,0,0,0,0,0,386.37990000000002,0,0,0]
[55795.995676870109,0,0,0,0,0,387.5052,0,0,0]
[55808.436676870107,0,0,0,0,0,387.5052,0,0,0]
[55808.436676870107,0,0,0,0,0,388.63720000000001,0,0,0]
[55819.590076870103,0,0,0,0,0,388.63720000000001,0,0,0]
[55819.590076870103,0,0,0,0,0,389.77589999999998,0,0,0]
[55834.728076870102,0,0,0,0,0,389.77589999999998,0,0,0]
[55834.728076870102,0,0,0,0,0,390.9212,0,0,0]
[55909.595056870101,0,0,0,0,0,390.9212,0,0,0]
[55909.595056870101,0,0,0,0,0,392.07330000000002,0,0,0]
[55959.513046870095,0,0,0,0,0,392.07330000000002,0,0,0]
[55959.513046870095,0,0,0,0,0,0,393.89819999999997,0,0]
[55963.863046870094,0,0,0,0,0,0,393.89819999999997,0,0]
[55963.863046870094,0,0,0,0,0,393.97340000000003,0,0,0]
[55981.938166870095,0,0,0,0,0,393.97340000000003,0,0,0]
[55981.938166870095,0,0,0,0,0,394.39819999999997,0,0,0]
[56044.214506870092,0,0,0,0,0,394.39819999999997,0,0,0]
[56044.214506870092,0,0,0,0,0,396.7509,0,0,0]
[56072.924506870091,0,0,0,0,0,396.7509,0,0,0]
[56072.924506870091,0,0,0,0,0,399.13189999999997,0,0,0]
[56079.433846870088,0,0,0,0,0,399.13189999999997,0,0,0]
[56079.433846870088,0,0,0,0,0,400.33319999999998,0,0,0]
[56101.183846870088,0,0,0,0,0,400.33319999999998,0,0,0]
[56101.183846870088,0,0,0,0,0,400.44279999999998,0,0,0]
[56129.893846870087,0,0,0,0,0,400.44279999999998,0,0,0]
[56129.893846870087,0,0,0,0,0,401.54180000000002,0,0,0]
[56158.516846870087,0,0,0,0,0,401.54180000000002,0,0,0]
[56158.516846870087,0,0,0,0,0,402.7577,0,0,0]
[56256.461446870089,0,0,0,0,0,402.7577,0,0,0]
[56256.461446870089,0,0,0,0,0,405.21190000000001,0,0,0]
[56279.864446870088,0,0,0,0,0,405.21190000000001,0,0,0]
[56279.864446870088,0,0,0,0,0,405.77390000000003,0,0,0]
[56320.754446870087,0,0,0,0,0,405.77390000000003,0,0,0]
[56320.754446870087,0,0,0,0,0,406.45030000000003,0,0,0]
[56338.502446870087,0,0,0,0,0,406.45030000000003,0,0,0]
[56338.502446870087,0,0,0,0,0,407.69630000000001,0,0,0]
[56463.782446870086,0,0,0,0,0,407.69630000000001,0,0,0]
[56463.782446870086,0,0,0,0,0,408.72149999999999,0,0,0]
[56472.482446870083,0,0,0,0,0,408.72149999999999,0,0,0]
[56472.482446870083,0,0,0,0,0,408.95,0,0,0]
[56479.007446870084,0,0,0,0,0,408.95,0,0,0]
[56479.007446870084,0,0,0,0,0,0,411.21230000000003,0,0]
[59736.650751040084,0,0,0,0,0,0,411.21230000000003,0,0]
[59736.650751040084,0,0,0,0,0,411.48070000000001,0,0,0]
[59749.961751040086,0,0,0,0,0,411.48070000000001,0,0,0]
[59749.961751040086,0,0,0,0,0,412.75790000000001,0,0,0]
[59768.623251040088,0,0,0,0,0,412.75790000000001,0,0,0]
[59768.623251040088,0,0,0,0,0,413.4579,0,0,0]
[59833.438251040097,0,0,0,0,0,413.4579,0,0,0]
[59833.438251040097,0,0,0,0,0,414.04309999999998,0,0,0]
[59929.616751040099,0,0,0,0,0,414.04309999999998,0,0,0]
[59929.616751040099,0,0,0,0,0,415.33629999999999,0,0,0]
[59950.540251040096,0,0,0,0,0,415.33629999999999,0,0,0]
[59950.540251040096,0,0,0,0,0,416.40050000000002,0,0,0]
[59985.754710340079,0,0,0,0,0,416.40050000000002,0,0,0]
[59985.754710340079,0,0,0,0,0,416.6377,0,0,0]
[59995.846710340076,0,0,0,0,0,416.6377,0,0,0]
[59995.846710340076,0,0,0,0,0,416.87520000000001,0,0,0]
[60001.268550340079,0,0,0,0,0,416.87520000000001,0,0,0]
[60001.268550340079,0,0,0,0,0,0,417.3279,0,0]
[60018.66855034008,0,0,0,0,0,0,417.3279,0,0]
[60018.66855034008,0,0,0,0,0,419.26519999999999,0,0,0]
[60060.428550340082,0,0,0,0,0,419.26519999999999,0,0,0]
[60060.428550340082,0,0,0,0,0,425.98160000000001,0,0,0]
[60117.929634340086,0,0,0,0,0,425.98160000000001,0,0,0]
[60117.929634340086,0,0,0,0,0,427.35090000000002,0,0,0]
[60386.144544340081,0,0,0,0,0,427.35090000000002,0,0,0]
[60386.144544340081,0,0,0,0,0,0,430.12279999999998,0,0]
[60483.584544340083,0,0,0,0,0,0,430.12279999999998,0,0]
[60483.584544340083,0,0,0,0,0,437.1891,0,0,0]
[60506.204544340078,0,0,0,0,0,437.1891,0,0,0]
[60506.204544340078,0,0,0,0,0,441.54599999999999,0,0,0]
[60748.899109240068,0,0,0,0,0,441.54599999999999,0,0,0]
[60748.899109240068,0,0,0,0,0,444.49930000000001,0,0,0]
[60817.914469240081,0,0,0,0,0,444.49930000000001,0,0,0]
[60817.914469240081,0,0,0,0,0,445.99090000000001,0,0,0]
[60827.48446924008,0,0,0,0,0,445.99090000000001,0,0,0]
[60827.48446924008,0,0,0,0,0,0,462.00049999999999,0,0]
[60954.243469240078,0,0,0,0,0,0,462.00049999999999,0,0]
[60954.243469240078,0,0,0,0,0,462.50049999999999,0,0,0]
[61093.443469240076,0,0,0,0,0,462.50049999999999,0,0,0]
[61093.443469240076,0,0,0,0,0,0,465.83730000000003,0,0]
[61151.472469240078,0,0,0,0,0,0,465.83730000000003,0,0]
[61151.472469240078,0,0,0,0,0,0,469.73840000000001,0,0]
[61201.062469240074,0,0,0,0,0,0,469.73840000000001,0,0]
[61201.062469240074,0,0,0,0,0,0,477.7405,0,0]
[61240.212469240076,0,0,0,0,0,0,477.7405,0,0]
[61240.212469240076,0,0,0,0,0,503.97460000000001,0,0,0]
[61261.962469240076,0,0,0,0,0,503.97460000000001,0,0,0]
[61261.962469240076,0,0,0,0,0,539.33399999999995,0,0,0]
[61292.803969240078,0,0,0,0,0,539.33399999999995,0,0,0]
[61292.803969240078,0,0,0,0,0,582.36069999999995,0,0,0]
[61334.56396924008,0,0,0,0,0,582.36069999999995,0,0,0]
[]
[]
[]
[]
[]
[]
[]
[]
[]
[]
[]
[]
[]
[]
[]
[]
[]
[]
[]
[]
[]
[]
[]
[]
[]
[]
[]
[]
[]
[]
[]
[]
[]
[]
[]
[]
[]
[]
[]
[]
[]
[]
[]
[]
[]
[]
[]
[]
[]
[]
[]
[]
[]
[]
[]
[]
[]
[]
[]
[]
[]
[]
[]
[]
[]
[]
[]
[]
[]
[]
[]
[]
[]
[]
[]
[]
[]
[]
[]
[]
[]
[]
[]
[]
[]
[]
[]
[]
[]
[]
[]
[]
[]
[]
[]
[]
[]
[]
[]
[]
[]
[]
[]
[]
[]
[]
[]
[]
[]
[]
[]
[]
[]
[]
[]
[]
[]
[]
[]
[]
[]
[]
[]
[]
[]
[]
[]
[]
[]
[]
[]
[]
[]
[]
[]
[]
[]
[]
[]
[]
[]
[]
[]
[]
[]
[]
[]
[]
[]
[]
[]
[]
[]
[]
[]
[]
[]
[]
[]
[]
[]
[]
[]
[]
[]
[]
[]
[]
[]
[]
[]
[]
[]
[]
[]
[]
[]
[]
[]
[]
[]
[]
[]
[]
[]
[]
[]
[]
[]
[]
[]
[]
[]
[]
[]
[]
[]
[]
[]
[]
[]
[]
[]
[]
[]
[]
[]
[]
[]
[]
[]
[]
[]
[]
[]
[]
[]
[]
[]
[]
[]
[]
[]
[]
[]
[]
[]
[]
[]
[]
[]
[]
[]
[]
[]
[]
[]
[]
[]
[]
[]
[]
[]
[]
[]
[]
[]
[]
[]
[]
[]
[]
[]
[]
[]
[]
[]
[]
[]
[]
[]
[]
[]
[]
[]
[]
[]
[]
[]
[]
[]
[]
[]
[]
[]
[]
[]
[]
[]
[]
[]
[]
[]
[]
[]
[]
[]
[]
[]
[]
[]
[]
[]
[]
[]
[]
[]
[]
[]
[]
[]
[]
[]
[]
[]
[]
[]
[]
[]
[]
[]
[]
[]
[]
[]
[]
[]
[]
[]
[]
[]
[]
[]
[]
[]
[]
[]
[]
[]
[]
[]
[]
[]
[]
[]
[]
[]
[]
[]
[]
[]
[]
[]
[]
[]
[]
[]
[]
[]
[]
[]
[]
[]
[]
[]
[]
[]
[]
[]
[]
[]
[]
[]
[]
[]
[]
[]
[]
[]
[]
[]
[]
[]
[]
[]
[]
[]
[]
[]
[]
[]
[]
[]
[]
[]
[]
[]
[]
[]
[]
[]
[]
[]
[]
[]
[]
[]
[]
[]
[]
[]
[]
[]
[]
[]
[]
[]
[]
[]
[]
[]
[]
[]
[]
[]
[]
[]
[]
[]
[]
[]
[]
[]
[]
[]
[]
[]
[]
[]
[]
[]
[]
[]
[]
[]
[]
[]
[]
[]
[]
[]
[]
[]
[]
[]
[]
[]
[]
[]
[]
[]
[]
[]
[]
[]
[]
[]
[]
[]
[]
[]
[]
[]
[]
[]
[]
[]
[]
[]
[]
[]
[]
[]
[]
[]
[]
[]
[]
[]
[]
[]
[]
[]
[]
[]
[]
[]
[]
[]
[]
[]
[]
[]
[]
[]
[]
[]
[]
[]
[]
[]
[]
[]
[]
[]
[]
[]
[]
[]
[]
[]
[]
[]
[]
[]
[]
[]
[]
[]
[]
[]
[]
[]
[]
[]
[]
[]
[]
[]
[]
[]
[]
[]
[]
[]
[]
[]
[]
[]
[]
[]
[]
[]
[]
[]
[]
[]
[]
[]
[]
[]
[]
[]
[]
[]
[]
[]
[]
[]
[]
[]
[]
[]
[]
[]
[]
[]
[]
[]
[]
[]
[]
[]
[]
[]
[]
[]
[]
[]
[]
[]
[]
[]
[]
[]
[]
[]
[]
[]
[]
[]
[]
[]
[]
[]
[]
[]
[]
[]
[]
[]
[]
[]
[]
[]
[]
[]
[]
[]
[]
[]
[]
[]
[]
[]
[]
[]
[]
[]
[]
[]
[]
[]
[]
[]
[]
[]
[]
[]
[]
[]
[]
[]
[]
[]
[]
[]
[]
[]
[]
[]
[]
[]
[]
[]
[]
[]
[]
[]
[]
[]
[]
[]
[]
[]
[]
[]
[]
[]
[]
[]
[]
[]
[]
[]
[]
[]
[]
[]
[]
[]
[]
[]
[]
[]
[]
[]
[]
[]
[]
[]
[]
[]
[]
[]
[]
[]
[]
[]
[]
[]
[]
[]
[]
[]
[]
[]
[]
[]
[]
[]
[]
[]
[]
[]
[]
[]
[]
[]
[]
[]
[]
[]
[]
[]
[]
[]
[]
[]
[]
[]
[]
[]
[]
[]
[]
[]
[]
[]
[]
[]
[]
[]
[]
[]
[]
[]
[]
[]
[]
[]
[]
[]
[]
[]
[]
[]
[]
[]
[]
[]
[]
[]
[]
[]
[]
[]
[]
[]
[]
[]
[]
[]
[]
[]
[]
[]
[]
[]
[]
[]
[]
[]
[]
[]
[]
[]
[]
[]
[]
[]
[]
[]
[]
[]
[]
[]
[]
[]
[]
[]
[]
[]
[]
[]
[]
[]
[]
[]
[35077.725365759979,0,0,0,0,0,331.91669999999999,0,0,0]
[35077.725365759979,0,0,0,0,0,0,0,206.35079999999999,0]
[35106.625365759981,0,0,0,0,0,0,0,206.35079999999999,0]
[35106.625365759981,0,0,0,0,0,376.93599999999998,0,0,0]
[35110.917945759982,0,0,0,0,0,376.93599999999998,0,0,0]
[35110.917945759982,0,0,0,0,0,0,0,0,205.88040000000001]
[35125.792945759982,0,0,0,0,0,0,0,0,205.88040000000001]
[35125.792945759982,0,0,0,0,0,274.5444,0,0,0]
[35130.012445759981,0,0,0,0,0,274.5444,0,0,0]
[35130.012445759981,0,0,0,0,0,0,283.8143,0,0]
[35141.14844575998,0,0,0,0,0,0,283.8143,0,0]
[35141.14844575998,0,0,0,0,0,0,0,215.5916,0]
[35150.753445759983,0,0,0,0,0,0,0,215.5916,0]
[35150.753445759983,0,0,0,0,0,279.60079999999999,0,0,0]
[35155.103445759982,0,0,0,0,0,279.60079999999999,0,0,0]
[35155.103445759982,0,0,0,0,0,0,0,0,217.58779999999999]
[35218.003445759983,0,0,0,0,0,0,0,0,217.58779999999999]
[35218.003445759983,0,0,0,0,0,0,0,204.86199999999999,0]
[35219.688145759981,0,0,0,0,0,0,0,204.86199999999999,0]
[35219.688145759981,0,0,0,0,0,396.07279999999997,0,0,0]
[35224.242595759984,0,0,0,0,0,396.07279999999997,0,0,0]
[35224.242595759984,0,0,0,0,0,0,0,245.73230000000001,0]
[35232.683095759981,0,0,0,0,0,0,0,245.73230000000001,0]
[35232.683095759981,0,0,0,0,0,268.47669999999999,0,0,0]
[35236.241395759978,0,0,0,0,0,268.47669999999999,0,0,0]
[35236.241395759978,0,0,0,0,0,341.2611,0,0,0]
[35241.71369575998,0,0,0,0,0,341.2611,0,0,0]
[35241.71369575998,0,0,0,0,0,429.46929999999998,0,0,0]
[35252.153695759982,0,0,0,0,0,429.46929999999998,0,0,0]
[35252.153695759982,0,0,0,0,0,0,0,216.49889999999999,0]
[35330.63589575998,0,0,0,0,0,0,0,216.49889999999999,0]
[35330.63589575998,0,0,0,92.684100000000001,0,0,0,0,0]
[35337.59589575998,0,0,0,92.684100000000001,0,0,0,0,0]
[35337.59589575998,0,0,0,0,0,294.23759999999999,0,0,0]
[35521.165895759979,0,0,0,0,0,294.23759999999999,0,0,0]
[35521.165895759979,0,0,0,0,0,376.93599999999998,0,0,0]
[35583.805895759979,0,0,0,0,0,376.93599999999998,0,0,0]
[35583.805895759979,0,0,0,0,0,0,0,215.5916,0]
[35586.034595759978,0,0,0,0,0,0,0,215.5916,0]
[35586.034595759978,0,0,0,0,154.75409999999999,0,0,0,0]
[35648.43459575998,0,0,0,0,154.75409999999999,0,0,0,0]
[35648.43459575998,0,0,0,0,0,392.68110000000001,0,0,0]
[35653.332695759978,0,0,0,0,0,392.68110000000001,0,0,0]
[35653.332695759978,0,0,0,0,0,404.22030000000001,0,0,0]
[35665.512695759979,0,0,0,0,0,404.22030000000001,0,0,0]
[35665.512695759979,0,0,0,0,0,391.5634,0,0,0]
[35674.038695759977,0,0,0,0,0,391.5634,0,0,0]
[35674.038695759977,0,0,0,0,0,399.41840000000002,0,0,0]
[35694.157445759978,0,0,0,0,0,399.41840000000002,0,0,0]
[35694.157445759978,0,0,0,0,0,284.84789999999998,0,0,0]
[35696.440325759977,0,0,0,0,0,284.84789999999998,0,0,0]
[35696.440325759977,0,0,0,0,0,405.41180000000003,0,0,0]
[35700.221345759979,0,0,0,0,0,405.41180000000003,0,0,0]
[35700.221345759979,0,0,0,0,0,294.23759999999999,0,0,0]
[35719.10034575998,0,0,0,0,0,294.23759999999999,0,0,0]
[35719.10034575998,0,0,0,0,0,321.02,0,0,0]
[35727.19134575998,0,0,0,0,0,321.02,0,0,0]
[35727.19134575998,0,0,0,0,0,334.92450000000002,0,0,0]
[35730.758345759983,0,0,0,0,0,334.92450000000002,0,0,0]
[35730.758345759983,0,0,0,0,0,321.02,0,0,0]
[35745.154235759983,0,0,0,0,0,321.02,0,0,0]
[35745.154235759983,0,0,0,0,0,294.23759999999999,0,0,0]
[35748.721235759986,0,0,0,0,0,294.23759999999999,0,0,0]
[35748.721235759986,0,1,0,0,0,0,0,0,0]
[35773.772435759987,0,1,0,0,0,0,0,0,0]
[35773.772435759987,0,0,0,0,0,0,0,257.75310000000002,0]
[35786.437435759988,0,0,0,0,0,0,0,257.75310000000002,0]
[35786.437435759988,0,0,0,0,214.97319999999999,0,0,0,0]
[35789.908635759988,0,0,0,0,214.97319999999999,0,0,0,0]
[35789.908635759988,0,0,0,0,0,396.69580000000002,0,0,0]
[35796.172635759991,0,0,0,0,0,396.69580000000002,0,0,0]
[35796.172635759991,0,0,0,0,0,421.56830000000002,0,0,0]
[35957.122635759988,0,0,0,0,0,421.56830000000002,0,0,0]
[35957.122635759988,0,0,0,0,0,371.47879999999998,0,0,0]
[35980.525635759986,0,0,0,0,0,371.47879999999998,0,0,0]
[35980.525635759986,0,0,0,0,0,335.22089999999997,0,0,0]
[35994.511755759988,0,0,0,0,0,335.22089999999997,0,0,0]
[35994.511755759988,0,0,0,0,0,405.41180000000003,0,0,0]
[36033.640005759989,0,0,0,0,0,405.41180000000003,0,0,0]
[36033.640005759989,0,0,0,0,0,335.22089999999997,0,0,0]
[36057.939105759986,0,0,0,0,0,335.22089999999997,0,0,0]
[36057.939105759986,0,0,0,0,0,429.46929999999998,0,0,0]
[36090.651105759986,0,0,0,0,0,429.46929999999998,0,0,0]
[36090.651105759986,0,0,0,0,0,321.02,0,0,0]
[36110.539305759987,0,0,0,0,0,321.02,0,0,0]
[36110.539305759987,0,0,0,0,0,289.19040000000001,0,0,0]
[36134.899305759987,0,0,0,0,0,289.19040000000001,0,0,0]
[36134.899305759987,0,0,0,0,0,521.13459999999998,0,0,0]
[36140.737005759984,0,0,0,0,0,521.13459999999998,0,0,0]
[36140.737005759984,0,0,0,0,0,294.23759999999999,0,0,0]
[36147.457755759984,0,0,0,0,0,294.23759999999999,0,0,0]
[36147.457755759984,0,0,0,0,0,0,0,268.71109999999999,0]
[36200.157755759981,0,0,0,0,0,0,0,268.71109999999999,0]
[36200.157755759981,0,0,0,0,0,377.5942,0,0,0]
[36211.467755759979,0,0,0,0,0,377.5942,0,0,0]
[36211.467755759979,0,0,0,0,0,0,485.74630000000002,0,0]
[36222.603755759978,0,0,0,0,0,0,485.74630000000002,0,0]
[36222.603755759978,0,0,0,0,0,398.36680000000001,0,0,0]
[36226.162055759974,0,0,0,0,0,398.36680000000001,0,0,0]
[36226.162055759974,0,0,0,0,0,248.70070000000001,0,0,0]
[36229.903055759976,0,0,0,0,0,248.70070000000001,0,0,0]
[36229.903055759976,0,0,0,0,0,376.56099999999998,0,0,0]
[36234.676389059976,0,0,0,0,0,376.56099999999998,0,0,0]
[36234.676389059976,0,1,0,0,0,0,0,0,0]
[36238.246389059976,0,1,0,0,0,0,0,0,0]
[36238.246389059976,0,0,0,0,0,459.62819999999999,0,0,0]
[36247.816389059975,0,0,0,0,0,459.62819999999999,0,0,0]
[36247.816389059975,0,0,0,0,0,0,444.77780000000001,0,0]
[36262.606389059976,0,0,0,0,0,0,444.77780000000001,0,0]
[36262.606389059976,0,0,0,0,0,335.22089999999997,0,0,0]
[36270.001389059973,0,0,0,0,0,335.22089999999997,0,0,0]
[36270.001389059973,0,0,0,0,0,407.81599999999997,0,0,0]
[37192.20138905997,0,0,0,0,0,407.81599999999997,0,0,0]
[37192.20138905997,0,0,0,0,207.41569999999999,0,0,0,0]
[37195.081389059967,0,0,0,0,207.41569999999999,0,0,0,0]
[37195.081389059967,0,0,0,0,0,384.98930000000001,0,0,0]
[37210.054089059966,0,0,0,0,0,384.98930000000001,0,0,0]
[37210.054089059966,0,0,0,0,0,389.34710000000001,0,0,0]
[37218.841089059963,0,0,0,0,0,389.34710000000001,0,0,0]
[37218.841089059963,0,0,0,0,0,376.93599999999998,0,0,0]
[37230.881889059965,0,0,0,0,0,376.93599999999998,0,0,0]
[37230.881889059965,0,0,0,0,0,0,0,0,230.71440000000001]
[37270.763889059963,0,0,0,0,0,0,0,0,230.71440000000001]
[37270.763889059963,0,0,0,0,0,286.73149999999998,0,0,0]
[37328.792889059965,0,0,0,0,0,286.73149999999998,0,0,0]
[37328.792889059965,0,0,0,0,0,380.72829999999999,0,0,0]
[37360.112889059965,0,0,0,0,0,380.72829999999999,0,0,0]
[37360.112889059965,0,0,0,0,0,321.02,0,0,0]
[37361.859849059962,0,0,0,0,0,321.02,0,0,0]
[37361.859849059962,0,0,0,0,0,368.13670000000002,0,0,0]
[37382.531919059962,0,0,0,0,0,368.13670000000002,0,0,0]
[37382.531919059962,0,0,0,0,0,373.49509999999998,0,0,0]
[37386.221589059962,0,0,0,0,0,373.49509999999998,0,0,0]
[37386.221589059962,0,0,0,0,0,376.93599999999998,0,0,0]
[37414.844589059961,0,0,0,0,0,376.93599999999998,0,0,0]
[37414.844589059961,0,0,0,0,0,307.97840000000002,0,0,0]
[37427.894589059964,0,0,0,0,0,307.97840000000002,0,0,0]
[37427.894589059964,0,0,0,0,0,321.02,0,0,0]
[37461.824589059965,0,0,0,0,0,321.02,0,0,0]
[37461.824589059965,0,0,0,0,0,376.93599999999998,0,0,0]
[37486.184589059965,0,0,0,0,0,376.93599999999998,0,0,0]
[37486.184589059965,0,0,0,0,0,287.54649999999998,0,0,0]
[37872.899589059962,0,0,0,0,0,287.54649999999998,0,0,0]
[37872.899589059962,0,1,0,0,0,0,0,0,0]
[37905.369589059963,0,1,0,0,0,0,0,0,0]
[37905.369589059963,0,0,0,0,161.5549,0,0,0,0]
[37991.929589059961,0,0,0,0,161.5549,0,0,0,0]
[37991.929589059961,0,0,0,0,0,0,0,145.96850000000001,0]
[37995.520839059958,0,0,0,0,0,0,0,145.96850000000001,0]
[37995.520839059958,0,0,0,0,0,335.22089999999997,0,0,0]
[38018.079069059961,0,0,0,0,0,335.22089999999997,0,0,0]
[38018.079069059961,0,0,0,0,0,0,0,204.86199999999999,0]
[38070.779069059958,0,0,0,0,0,0,0,204.86199999999999,0]
[38070.779069059958,0,1,0,0,0,0,0,0,0]
[38090.329069059961,0,1,0,0,0,0,0,0,0]
[38090.329069059961,0,0,0,90.465000000000003,0,0,0,0,0]
[38099.275279059962,0,0,0,90.465000000000003,0,0,0,0,0]
[38099.275279059962,0,0,0,0,0,378.63310000000001,0,0,0]
[38116.388179059963,0,0,0,0,0,378.63310000000001,0,0,0]
[38116.388179059963,0,0,0,0,0,370.47890000000001,0,0,0]
[38141.879179059964,0,0,0,0,0,370.47890000000001,0,0,0]
[38141.879179059964,0,0,0,0,0,314.36340000000001,0,0,0]
[38164.499179059967,0,0,0,0,0,314.36340000000001,0,0,0]
[38164.499179059967,0,0,0,0,0,0,0,224.7783,0]
[38404.199179059964,0,0,0,0,0,0,0,224.7783,0]
[38404.199179059964,0,0,0,0,0,246.88300000000001,0,0,0]
[38411.159179059963,0,0,0,0,0,246.88300000000001,0,0,0]
[38411.159179059963,0,0,0,0,0,0,0,217.75919999999999,0]
[38421.996679059965,0,0,0,0,0,0,0,217.75919999999999,0]
[38421.996679059965,0,0,0,0,0,376.93599999999998,0,0,0]
[38424.084679059968,0,0,0,0,0,376.93599999999998,0,0,0]
[38424.084679059968,0,0,0,0,0,291.69209999999998,0,0,0]
[38435.91667905997,0,0,0,0,0,291.69209999999998,0,0,0]
[38435.91667905997,0,0,0,0,0,376.93599999999998,0,0,0]
[38486.811679059967,0,0,0,0,0,376.93599999999998,0,0,0]
[38486.811679059967,0,0,0,0,0,371.47879999999998,0,0,0]
[38732.151679059963,0,0,0,0,0,371.47879999999998,0,0,0]
[38732.151679059963,0,0,0,0,0,0,0,248.10550000000001,0]
[38754.931679059962,0,0,0,0,0,0,0,248.10550000000001,0]
[38754.931679059962,0,0,0,0,0,0,0,215.2533,0]
[38765.981679059965,0,0,0,0,0,0,0,215.2533,0]
[38765.981679059965,0,0,0,0,0,376.93599999999998,0,0,0]
[38771.506179059965,0,0,0,0,0,376.93599999999998,0,0,0]
[38771.506179059965,0,0,0,0,0,0,0,206.35079999999999,0]
[38780.771179059964,0,0,0,0,0,0,0,206.35079999999999,0]
[38780.771179059964,0,0,0,0,0,371.47879999999998,0,0,0]
[38781.815179059966,0,0,0,0,0,371.47879999999998,0,0,0]
[38781.815179059966,0,0,0,0,0,301.84879999999998,0,0,0]
[38809.220179059965,0,0,0,0,0,301.84879999999998,0,0,0]
[38809.220179059965,0,0,0,0,0,380.72829999999999,0,0,0]
[38810.924509059965,0,0,0,0,0,380.72829999999999,0,0,0]
[38810.924509059965,0,0,0,0,0,334.92450000000002,0,0,0]
[38811.898909059964,0,0,0,0,0,334.92450000000002,0,0,0]
[38811.898909059964,0,0,0,0,0,398.36680000000001,0,0,0]
[38813.464909059963,0,0,0,0,0,398.36680000000001,0,0,0]
[38813.464909059963,0,0,0,0,0,396.07279999999997,0,0,0]
[38821.691629059962,0,0,0,0,0,396.07279999999997,0,0,0]
[38821.691629059962,0,0,0,0,0,413.95370000000003,0,0,0]
[38831.52262905996,0,0,0,0,0,413.95370000000003,0,0,0]
[38831.52262905996,0,0,0,0,0,291.69209999999998,0,0,0]
[39564.932629059964,0,0,0,0,0,291.69209999999998,0,0,0]
[39564.932629059964,0,0,0,0,0,268.47669999999999,0,0,0]
[39604.943929059962,0,0,0,0,0,268.47669999999999,0,0,0]
[39604.943929059962,0,0,0,0,0,384.98930000000001,0,0,0]
[40281.803929059963,0,0,0,0,0,384.98930000000001,0,0,0]
[40281.803929059963,0,0,0,0,0,335.22089999999997,0,0,0]
[40283.978929059966,0,0,0,0,0,335.22089999999997,0,0,0]
[40283.978929059966,0,0,0,84.980599999999995,0,0,0,0,0]
[40288.953589059965,0,0,0,84.980599999999995,0,0,0,0,0]
[40288.953589059965,0,0,0,0,0,372.48419999999999,0,0,0]
[40316.010589059966,0,0,0,0,0,372.48419999999999,0,0,0]
[40316.010589059966,0,0,0,0,178.6891,0,0,0,0]
[40323.575389059966,0,0,0,0,178.6891,0,0,0,0]
[40323.575389059966,0,0,0,0,0,376.93599999999998,0,0,0]
[40333.406389059965,0,0,0,0,0,376.93599999999998,0,0,0]
[40333.406389059965,0,0,0,0,0,384.98930000000001,0,0,0]
[40336.726005429962,0,0,0,0,0,384.98930000000001,0,0,0]
[40336.726005429962,0,0,0,0,0,440.47809999999998,0,0,0]
[40390.23100542996,0,0,0,0,0,440.47809999999998,0,0,0]
[40390.23100542996,0,0,0,0,0,376.93599999999998,0,0,0]
[40408.588005429963,0,0,0,0,0,376.93599999999998,0,0,0]
[40408.588005429963,0,0,0,0,0,314.36340000000001,0,0,0]
[40416.76165542996,0,0,0,0,0,314.36340000000001,0,0,0]
[40416.76165542996,0,0,0,0,0,378.63310000000001,0,0,0]
[40706.471655429959,0,0,0,0,0,378.63310000000001,0,0,0]
[40706.471655429959,0,1,0,0,0,0,0,0,0]
[40770.391655429958,0,1,0,0,0,0,0,0,0]
[40770.391655429958,0,0,0,0,0,327.96609999999998,0,0,0]
[40772.131655429956,0,0,0,0,0,327.96609999999998,0,0,0]
[40772.131655429956,0,0,0,0,0,0,0,215.5916,0]
[40774.256655429956,0,0,0,0,0,0,0,215.5916,0]
[40774.256655429956,0,0,0,0,0,377.5942,0,0,0]
[40777.024995429958,0,0,0,0,0,377.5942,0,0,0]
[40777.024995429958,0,0,0,0,0,397.2165,0,0,0]
[40789.36159542996,0,0,0,0,0,397.2165,0,0,0]
[40789.36159542996,0,0,0,0,0,341.2611,0,0,0]
[40828.511595429962,0,0,0,0,0,341.2611,0,0,0]
[40828.511595429962,0,0,0,96.673000000000002,0,0,0,0,0]
[41275.691595429962,0,0,0,96.673000000000002,0,0,0,0,0]
[41275.691595429962,0,0,0,0,0,393.80509999999998,0,0,0]
[41638.481595429963,0,0,0,0,0,393.80509999999998,0,0,0]
[41638.481595429963,0,0,0,0,0,392.68110000000001,0,0,0]
[41689.811595429965,0,0,0,0,0,392.68110000000001,0,0,0]
[41689.811595429965,0,0,0,0,0,329.8218,0,0,0]
[41736.704595429961,0,0,0,0,0,329.8218,0,0,0]
[41736.704595429961,0,0,0,0,0,0,0,206.35079999999999,0]
[41739.520645429962,0,0,0,0,0,0,0,206.35079999999999,0]
[41739.520645429962,0,0,0,0,0,377.5942,0,0,0]
[41740.613365429963,0,0,0,0,0,377.5942,0,0,0]
[41740.613365429963,0,0,0,0,0,248.70070000000001,0,0,0]
[41851.625365429965,0,0,0,0,0,248.70070000000001,0,0,0]
[41851.625365429965,0,0,0,0,0,330.82979999999998,0,0,0]
[41936.798365429968,0,0,0,0,0,330.82979999999998,0,0,0]
[41936.798365429968,0,0,0,0,0,0,0,215.5916,0]
[41964.848365429971,0,0,0,0,0,0,0,215.5916,0]
[41964.848365429971,0,0,0,0,207.41569999999999,0,0,0,0]
[41967.888365429972,0,0,0,0,207.41569999999999,0,0,0,0]
[41967.888365429972,0,0,0,0,0,379.67779999999999,0,0,0]
[41993.544665429974,0,0,0,0,0,379.67779999999999,0,0,0]
[41993.544665429974,0,0,0,0,0,372.48419999999999,0,0,0]
[41997.145064729972,0,0,0,0,0,372.48419999999999,0,0,0]
[41997.145064729972,0,0,0,0,0,330.82979999999998,0,0,0]
[42042.994064729974,0,0,0,0,0,330.82979999999998,0,0,0]
[42042.994064729974,0,1,0,0,0,0,0,0,0]
[42045.307764729972,0,1,0,0,0,0,0,0,0]
[42045.307764729972,0,0,0,0,0,0,494.02170000000001,0,0]
[42054.010374729973,0,0,0,0,0,0,494.02170000000001,0,0]
[42054.010374729973,0,0,0,0,0,376.93599999999998,0,0,0]
[42087.940374729973,0,0,0,0,0,376.93599999999998,0,0,0]
[42087.940374729973,0,0,0,0,0,0,0,248.10550000000001,0]
[42126.190374729973,0,0,0,0,0,0,0,248.10550000000001,0]
[42126.190374729973,0,1,0,0,0,0,0,0,0]
[42200.14037472997,0,1,0,0,0,0,0,0,0]
[42200.14037472997,0,0,0,0,0,335.22089999999997,0,0,0]
[42205.360374729971,0,0,0,0,0,335.22089999999997,0,0,0]
[42205.360374729971,0,0,0,0,0,387.15589999999997,0,0,0]
[42212.233374729971,0,0,0,0,0,387.15589999999997,0,0,0]
[42212.233374729971,0,0,0,0,0,341.2611,0,0,0]
[42213.638424729972,0,0,0,0,0,341.2611,0,0,0]
[42213.638424729972,0,0,0,0,0,0,0,215.5916,0]
[42217.351224729973,0,0,0,0,0,0,0,215.5916,0]
[42217.351224729973,0,0,0,0,0,407.81599999999997,0,0,0]
[42267.811224729972,0,0,0,0,0,407.81599999999997,0,0,0]
[42267.811224729972,0,0,0,0,202.76329999999999,0,0,0,0]
[42431.011224729969,0,0,0,0,202.76329999999999,0,0,0,0]
[42431.011224729969,0,0,0,0,0,376.93599999999998,0,0,0]
[42452.761224729969,0,0,0,0,0,376.93599999999998,0,0,0]
[42452.761224729969,0,0,0,0,0,376.56099999999998,0,0,0]
[42457.532304729968,0,0,0,0,0,376.56099999999998,0,0,0]
[42457.532304729968,0,0,0,0,0,376.93599999999998,0,0,0]
[42506.252304729969,0,0,0,0,0,376.93599999999998,0,0,0]
[42506.252304729969,0,0,0,0,0,0,0,0,217.58779999999999]
[42514.289904729972,0,0,0,0,0,0,0,0,217.58779999999999]
[42514.289904729972,0,0,0,0,0,372.48419999999999,0,0,0]
[42522.743694729972,0,0,0,0,0,372.48419999999999,0,0,0]
[42522.743694729972,0,0,0,0,0,284.3143,0,0,0]
[42530.312694729975,0,0,0,0,0,284.3143,0,0,0]
[42530.312694729975,0,0,0,0,0,0,477.74419999999998,0,0]
[42540.143694729974,0,0,0,0,0,0,477.74419999999998,0,0]
[42540.143694729974,0,0,0,0,0,268.47669999999999,0,0,0]
[42551.12309472997,0,0,0,0,0,268.47669999999999,0,0,0]
[42551.12309472997,0,0,0,0,0,366.71010000000001,0,0,0]
[42553.289394729967,0,0,0,0,0,366.71010000000001,0,0,0]
[42553.289394729967,0,0,0,0,0,399.52390000000003,0,0,0]
[43105.043394729961,0,0,0,0,0,399.52390000000003,0,0,0]
[43105.043394729961,0,1,0,0,0,0,0,0,0]
[43220.643394729959,0,1,0,0,0,0,0,0,0]
[43220.643394729959,0,0,0,0,0,371.47879999999998,0,0,0]
[43222.948894729961,0,0,0,0,0,371.47879999999998,0,0,0]
[43222.948894729961,0,0,0,0,0,376.93599999999998,0,0,0]
[43309.948894729961,0,0,0,0,0,376.93599999999998,0,0,0]
[43309.948894729961,0,0,0,0,0,258.20839999999998,0,0,0]
[43314.036589729963,0,0,0,0,0,258.20839999999998,0,0,0]
[43314.036589729963,0,0,0,0,0,0,0,217.75919999999999,0]
[43322.87658972996,0,0,0,0,0,0,0,217.75919999999999,0]
[43322.87658972996,0,0,0,0,0,393.80509999999998,0,0,0]
[43360.64502972996,0,0,0,0,0,393.80509999999998,0,0,0]
[43360.64502972996,0,0,0,0,0,376.93599999999998,0,0,0]
[43375.435029729961,0,0,0,0,0,376.93599999999998,0,0,0]
[43375.435029729961,0,1,0,0,0,0,0,0,0]
[43624.910029729959,0,1,0,0,0,0,0,0,0]
[43624.910029729959,0,0,0,0,0,253.04839999999999,0,0,0]
[43627.833229729957,0,0,0,0,0,253.04839999999999,0,0,0]
[43627.833229729957,0,0,0,0,0,0,0,204.86199999999999,0]
[43639.299729729959,0,0,0,0,0,0,0,204.86199999999999,0]
[43639.299729729959,0,0,0,0,0,478.24419999999998,0,0,0]
[43643.116419729959,0,0,0,0,0,478.24419999999998,0,0,0]
[43643.116419729959,0,0,0,0,0,0,0,204.86199999999999,0]
[43645.972419729958,0,0,0,0,0,0,0,204.86199999999999,0]
[43645.972419729958,0,0,0,111.9838,0,0,0,0,0]
[43651.975419729955,0,0,0,111.9838,0,0,0,0,0]
[43651.975419729955,0,0,0,0,0,0,407.31599999999997,0,0]
[43655.635509729953,0,0,0,0,0,0,407.31599999999997,0,0]
[43655.635509729953,0,1,0,0,0,0,0,0,0]
[43684.195509729951,0,1,0,0,0,0,0,0,0]
[43684.195509729951,0,0,0,0,0,0,358.55810000000002,0,0]
[43688.475909729954,0,0,0,0,0,0,358.55810000000002,0,0]
[43688.475909729954,0,0,0,0,0,0,0,215.87430000000001,0]
[43692.130909729953,0,0,0,0,0,0,0,215.87430000000001,0]
[43692.130909729953,0,0,0,0,0,372.48419999999999,0,0,0]
[43725.624169729956,0,0,0,0,0,372.48419999999999,0,0,0]
[43725.624169729956,0,0,0,0,0,396.69580000000002,0,0,0]
[43726.711669729957,0,0,0,0,0,396.69580000000002,0,0,0]
[43726.711669729957,0,0,0,0,0,0,0,215.5916,0]
[43730.755119729954,0,0,0,0,0,0,0,215.5916,0]
[43730.755119729954,0,0,0,0,177.5804,0,0,0,0]
[43735.688719729958,0,0,0,0,177.5804,0,0,0,0]
[43735.688719729958,0,0,0,0,0,0,0,0,197.898]
[43765.108919729959,0,0,0,0,0,0,0,0,197.898]
[43765.108919729959,0,0,0,0,0,0,0,0,230.71440000000001]
[43769.268819729958,0,0,0,0,0,0,0,0,230.71440000000001]
[43769.268819729958,0,0,0,0,0,390.45209999999997,0,0,0]
[43793.167719729958,0,0,0,0,0,390.45209999999997,0,0,0]
[43793.167719729958,0,0,0,0,0,368.22629999999998,0,0,0]
[44310.817719729959,0,0,0,0,0,368.22629999999998,0,0,0]
[44310.817719729959,0,0,0,0,0,373.49509999999998,0,0,0]
[44314.634409729959,0,0,0,0,0,373.49509999999998,0,0,0]
[44314.634409729959,0,0,0,0,0,268.47669999999999,0,0,0]
[44349.78240972996,0,0,0,0,0,268.47669999999999,0,0,0]
[44349.78240972996,0,0,0,0,0,368.13670000000002,0,0,0]
[44355.689274729957,0,0,0,0,0,368.13670000000002,0,0,0]
[44355.689274729957,0,0,0,0,0,371.47879999999998,0,0,0]
[44372.045274729957,0,0,0,0,0,371.47879999999998,0,0,0]
[44372.045274729957,0,0,0,0,0,407.3768,0,0,0]
[44379.005274729956,0,0,0,0,0,407.3768,0,0,0]
[44379.005274729956,0,0,0,95.498000000000005,0,0,0,0,0]
[44428.720554729953,0,0,0,95.498000000000005,0,0,0,0,0]
[44428.720554729953,0,0,0,0,0,246.88300000000001,0,0,0]
[44432.474604729956,0,0,0,0,0,246.88300000000001,0,0,0]
[44432.474604729956,0,0,0,0,0,0,0,215.87430000000001,0]
[44445.649604729959,0,0,0,0,0,0,0,215.87430000000001,0]
[44445.649604729959,0,0,0,0,0,286.73149999999998,0,0,0]
[44880.649604729959,0,0,0,0,0,286.73149999999998,0,0,0]
[44880.649604729959,0,0,0,0,174.33600000000001,0,0,0,0]
[44884.409604729961,0,0,0,0,174.33600000000001,0,0,0,0]
[44884.409604729961,0,0,0,0,0,342.80549999999999,0,0,0]
[44905.180854729959,0,0,0,0,0,342.80549999999999,0,0,0]
[44905.180854729959,0,0,0,0,0,309.86630000000002,0,0,0]
[44925.538854729959,0,0,0,0,0,309.86630000000002,0,0,0]
[44925.538854729959,0,0,0,0,0,396.69580000000002,0,0,0]
[44927.191854729957,0,0,0,0,0,396.69580000000002,0,0,0]
[44927.191854729957,0,0,0,0,0,376.93599999999998,0,0,0]
[44930.944164729961,0,0,0,0,0,376.93599999999998,0,0,0]
[44930.944164729961,0,0,0,0,0,0,0,0,197.898]
[44933.707514729962,0,0,0,0,0,0,0,0,197.898]
[44933.707514729962,0,0,0,0,214.97319999999999,0,0,0,0]
[44937.259514729965,0,0,0,0,214.97319999999999,0,0,0,0]
[44937.259514729965,0,0,0,0,0,270.62979999999999,0,0,0]
[44952.049514729966,0,0,0,0,0,270.62979999999999,0,0,0]
[44952.049514729966,0,0,0,0,0,335.22089999999997,0,0,0]
[44969.884514729965,0,0,0,0,0,335.22089999999997,0,0,0]
[44969.884514729965,0,0,0,0,0,373.49509999999998,0,0,0]
[44981.107514729963,0,0,0,0,0,373.49509999999998,0,0,0]
[44981.107514729963,0,0,0,0,0,380.72829999999999,0,0,0]
[44993.670314729963,0,0,0,0,0,380.72829999999999,0,0,0]
[44993.670314729963,0,0,0,0,0,398.36680000000001,0,0,0]
[44995.382474729966,0,0,0,0,0,398.36680000000001,0,0,0]
[44995.382474729966,0,0,0,101.1362,0,0,0,0,0]
[45015.566474729967,0,0,0,101.1362,0,0,0,0,0]
[45015.566474729967,0,0,0,0,0,342.34070000000003,0,0,0]
[45039.578474729969,0,0,0,0,0,342.34070000000003,0,0,0]
[45039.578474729969,0,0,0,0,0,0,0,0,220.7268]
[45043.828474729969,0,0,0,0,0,0,0,0,220.7268]
[45043.828474729969,0,0,0,0,0,373.49509999999998,0,0,0]
[45082.978474729971,0,0,0,0,0,373.49509999999998,0,0,0]
[45082.978474729971,0,0,0,0,0,0,0,266.44529999999997,0]
[45166.193474729967,0,0,0,0,0,0,0,266.44529999999997,0]
[45166.193474729967,0,1,0,0,0,0,0,0,0]
[45171.718474729969,0,1,0,0,0,0,0,0,0]
[45171.718474729969,0,0,0,0,0,330.82979999999998,0,0,0]
[45250.018474729972,0,0,0,0,0,330.82979999999998,0,0,0]
[45250.018474729972,0,1,0,0,0,0,0,0,0]
[45264.170974729968,0,1,0,0,0,0,0,0,0]
[45264.170974729968,0,0,0,0,0,350.74279999999999,0,0,0]
[45268.542724729967,0,0,0,0,0,350.74279999999999,0,0,0]
[45268.542724729967,0,0,0,0,0,407.81599999999997,0,0,0]
[45275.052064729964,0,0,0,0,0,407.81599999999997,0,0,0]
[45275.052064729964,0,0,0,0,0,376.56099999999998,0,0,0]
[45359.529064729963,0,0,0,0,0,376.56099999999998,0,0,0]
[45359.529064729963,0,0,0,0,0,268.47669999999999,0,0,0]
[46281.72906472996,0,0,0,0,0,268.47669999999999,0,0,0]
[46281.72906472996,0,0,0,0,0,396.07279999999997,0,0,0]
[46321.749064729956,0,0,0,0,0,396.07279999999997,0,0,0]
[46321.749064729956,0,0,0,0,0,0,376.43599999999998,0,0]
[46322.619064729959,0,0,0,0,0,0,376.43599999999998,0,0]
[46322.619064729959,0,0,0,0,0,0,0,206.35079999999999,0]
[46324.291864729959,0,0,0,0,0,0,0,206.35079999999999,0]
[46324.291864729959,0,0,0,0,0,275.04169999999999,0,0,0]
[46493.071864729958,0,0,0,0,0,275.04169999999999,0,0,0]
[46493.071864729958,0,0,0,0,0,374.51150000000001,0,0,0]
[46512.646864729955,0,0,0,0,0,374.51150000000001,0,0,0]
[46512.646864729955,0,0,0,0,0,335.22089999999997,0,0,0]
[46541.356864729954,0,0,0,0,0,335.22089999999997,0,0,0]
[46541.356864729954,0,1,0,0,0,0,0,0,0]
[46550.281864729957,0,1,0,0,0,0,0,0,0]
[46550.281864729957,0,0,0,0,0,376.93599999999998,0,0,0]
[46599.871864729954,0,0,0,0,0,376.93599999999998,0,0,0]
[46599.871864729954,0,0,0,0,0,335.22089999999997,0,0,0]
[46604.243614729952,0,0,0,0,0,335.22089999999997,0,0,0]
[46604.243614729952,0,0,0,0,0,389.34710000000001,0,0,0]
[46607.56323109995,0,0,0,0,0,389.34710000000001,0,0,0]
[46607.56323109995,0,1,0,0,0,0,0,0,0]
[46658.223231099953,0,1,0,0,0,0,0,0,0]
[46658.223231099953,0,0,0,0,0,352.37479999999999,0,0,0]
[46663.443231099955,0,0,0,0,0,352.37479999999999,0,0,0]
[46663.443231099955,0,0,0,0,0,376.56099999999998,0,0,0]
[46664.591631099953,0,0,0,0,0,376.56099999999998,0,0,0]
[46664.591631099953,0,0,0,0,0,374.51150000000001,0,0,0]
[46676.771631099953,0,0,0,0,0,374.51150000000001,0,0,0]
[46676.771631099953,0,0,0,0,0,284.84789999999998,0,0,0]
[46690.134831099953,0,0,0,0,0,284.84789999999998,0,0,0]
[46690.134831099953,0,0,0,0,0,268.47669999999999,0,0,0]
[46701.897231099952,0,0,0,0,0,268.47669999999999,0,0,0]
[46701.897231099952,0,0,0,0,0,0,0,206.35079999999999,0]
[46721.702231099953,0,0,0,0,0,0,0,206.35079999999999,0]
[46721.702231099953,0,0,0,92.684100000000001,0,0,0,0,0]
[46747.802231099951,0,0,0,92.684100000000001,0,0,0,0,0]
[46747.802231099951,0,0,0,0,0,0,0,248.10550000000001,0]
[46751.287231099952,0,0,0,0,0,0,0,248.10550000000001,0]
[46751.287231099952,0,0,0,0,0,371.47879999999998,0,0,0]
[46758.143701099951,0,0,0,0,0,371.47879999999998,0,0,0]
[46758.143701099951,0,0,0,0,0,396.07279999999997,0,0,0]
[46795.553701099954,0,0,0,0,0,396.07279999999997,0,0,0]
[46795.553701099954,0,1,0,0,0,0,0,0,0]
[46986.803701099954,0,1,0,0,0,0,0,0,0]
[46986.803701099954,0,0,0,0,0,321.02,0,0,0]
[47013.773701099955,0,0,0,0,0,321.02,0,0,0]
[47013.773701099955,0,0,0,0,0,335.22089999999997,0,0,0]
[47091.203701099956,0,0,0,0,0,335.22089999999997,0,0,0]
[47091.203701099956,0,0,0,0,169.18610000000001,0,0,0,0]
[47574.403701099953,0,0,0,0,169.18610000000001,0,0,0,0]
[47574.403701099953,0,0,0,0,0,376.93599999999998,0,0,0]
[47575.360701099955,0,0,0,0,0,376.93599999999998,0,0,0]
[47575.360701099955,0,0,0,0,0,396.69580000000002,0,0,0]
[47590.585701099953,0,0,0,0,0,396.69580000000002,0,0,0]
[47590.585701099953,0,0,0,0,0,260.19839999999999,0,0,0]
[47594.788671099952,0,0,0,0,0,260.19839999999999,0,0,0]
[47594.788671099952,0,0,0,0,0,379.67779999999999,0,0,0]
[47596.52867109995,0,0,0,0,0,379.67779999999999,0,0,0]
[47596.52867109995,0,0,0,0,0,255.173,0,0,0]
[47620.88867109995,0,0,0,0,0,255.173,0,0,0]
[47620.88867109995,0,0,0,0,0,376.93599999999998,0,0,0]
[47632.546671099954,0,0,0,0,0,376.93599999999998,0,0,0]
[47632.546671099954,0,0,0,0,0,376.56099999999998,0,0,0]
[47636.409471099956,0,0,0,0,0,376.56099999999998,0,0,0]
[47636.409471099956,0,0,0,0,0,270.62979999999999,0,0,0]
[47640.715971099955,0,0,0,0,0,270.62979999999999,0,0,0]
[47640.715971099955,0,0,0,0,154.5873,0,0,0,0]
[47649.755971099956,0,0,0,0,154.5873,0,0,0,0]
[47649.755971099956,0,0,0,0,0,427.52670000000001,0,0,0]
[48196.115971099956,0,0,0,0,0,427.52670000000001,0,0,0]
[48196.115971099956,0,0,0,0,0,407.3768,0,0,0]
[48202.505251099959,0,0,0,0,0,407.3768,0,0,0]
[48202.505251099959,0,0,0,0,0,376.93599999999998,0,0,0]
[48222.882391099956,0,0,0,0,0,376.93599999999998,0,0,0]
[48222.882391099956,0,0,0,0,0,404.22030000000001,0,0,0]
[48225.805591099954,0,0,0,0,0,404.22030000000001,0,0,0]
[48225.805591099954,0,0,0,0,0,376.93599999999998,0,0,0]
[48242.031091099954,0,0,0,0,0,376.93599999999998,0,0,0]
[48242.031091099954,0,0,0,0,177.5804,0,0,0,0]
[48245.987891099954,0,0,0,0,177.5804,0,0,0,0]
[48245.987891099954,0,0,0,0,189.33250000000001,0,0,0,0]
[48249.367891099952,0,0,0,0,189.33250000000001,0,0,0,0]
[48249.367891099952,0,0,0,0,0,0,0,238.60140000000001,0]
[48253.762391099954,0,0,0,0,0,0,0,238.60140000000001,0]
[48253.762391099954,0,0,0,0,0,376.93599999999998,0,0,0]
[48296.134871099952,0,0,0,0,0,376.93599999999998,0,0,0]
[48296.134871099952,0,1,0,0,0,0,0,0,0]
[48297.09792109995,0,1,0,0,0,0,0,0,0]
[48297.09792109995,0,0,0,0,0,376.93599999999998,0,0,0]
[48339.16764109995,0,0,0,0,0,376.93599999999998,0,0,0]
[48339.16764109995,0,0,0,0,0,0,0,204.86199999999999,0]
[48370.957641099951,0,0,0,0,0,0,0,204.86199999999999,0]
[48370.957641099951,0,0,0,0,0,405.41180000000003,0,0,0]
[48372.262641099951,0,0,0,0,0,405.41180000000003,0,0,0]
[48372.262641099951,0,0,0,0,0,376.93599999999998,0,0,0]
[48381.484641099953,0,0,0,0,0,376.93599999999998,0,0,0]
[48381.484641099953,0,0,0,0,0,0,0,206.35079999999999,0]
[48385.054641099952,0,0,0,0,0,0,0,206.35079999999999,0]
[48385.054641099952,0,0,0,0,0,250.5455,0,0,0]
[48386.759841099949,0,0,0,0,0,250.5455,0,0,0]
[48386.759841099949,0,0,0,0,0,349.1259,0,0,0]
[48396.329841099949,0,0,0,0,0,349.1259,0,0,0]
[48396.329841099949,0,0,0,0,0,376.93599999999998,0,0,0]
[48403.811841099952,0,0,0,0,0,376.93599999999998,0,0,0]
[48403.811841099952,0,0,0,0,0,420.27969999999999,0,0,0]
[48410.771841099951,0,0,0,0,0,420.27969999999999,0,0,0]
[48410.771841099951,0,0,0,0,0,0,0,215.5916,0]
[48414.384341099954,0,0,0,0,0,0,0,215.5916,0]
[48414.384341099954,0,0,0,0,0,349.1259,0,0,0]
[48423.258341099958,0,0,0,0,0,349.1259,0,0,0]
[48423.258341099958,0,0,0,0,0,390.45209999999997,0,0,0]
[48440.658341099959,0,0,0,0,0,390.45209999999997,0,0,0]
[48440.658341099959,0,0,0,0,0,371.47879999999998,0,0,0]
[48442.76374109996,0,0,0,0,0,371.47879999999998,0,0,0]
[48442.76374109996,0,0,0,0,0,390.45209999999997,0,0,0]
[48456.863023739963,0,0,0,0,0,390.45209999999997,0,0,0]
[48456.863023739963,0,0,0,0,0,0,0,0,208.68700000000001]
[48508.713023739961,0,0,0,0,0,0,0,0,208.68700000000001]
[48508.713023739961,0,0,0,0,0,380.72829999999999,0,0,0]
[48510.452153739963,0,0,0,0,0,380.72829999999999,0,0,0]
[48510.452153739963,0,0,0,86.336399999999998,0,0,0,0,0]
[48544.817153739961,0,0,0,86.336399999999998,0,0,0,0,0]
[48544.817153739961,0,0,0,0,0,335.22089999999997,0,0,0]
[48584.141153739962,0,0,0,0,0,335.22089999999997,0,0,0]
[48584.141153739962,0,0,0,0,0,415.20359999999999,0,0,0]
[48586.031663739959,0,0,0,0,0,415.20359999999999,0,0,0]
[48586.031663739959,0,0,0,0,0,274.5444,0,0,0]
[48598.544873739957,0,0,0,0,0,274.5444,0,0,0]
[48598.544873739957,0,0,0,0,0,272.81779999999998,0,0,0]
[48602.224103739958,0,0,0,0,0,272.81779999999998,0,0,0]
[48602.224103739958,0,0,0,0,0,372.48419999999999,0,0,0]
[48658.513103739955,0,0,0,0,0,372.48419999999999,0,0,0]
[48658.513103739955,0,0,0,0,0,370.47890000000001,0,0,0]
[48662.802203739957,0,0,0,0,0,370.47890000000001,0,0,0]
[48662.802203739957,0,0,0,0,0,260.42140000000001,0,0,0]
[48664.568303739958,0,0,0,0,0,260.42140000000001,0,0,0]
[48664.568303739958,0,0,0,0,0,376.93599999999998,0,0,0]
[48762.00830373996,0,0,0,0,0,376.93599999999998,0,0,0]
[48762.00830373996,0,0,0,0,0,0,0,204.86199999999999,0]
[48763.855353739957,0,0,0,0,0,0,0,204.86199999999999,0]
[48763.855353739957,0,0,0,0,0,321.02,0,0,0]
[48767.692053739956,0,0,0,0,0,321.02,0,0,0]
[48767.692053739956,0,0,0,0,202.76329999999999,0,0,0,0]
[48771.592053739958,0,0,0,0,202.76329999999999,0,0,0,0]
[48771.592053739958,0,0,0,0,0,321.02,0,0,0]
[49546.762053739956,0,0,0,0,0,321.02,0,0,0]
[49546.762053739956,0,0,0,0,0,0,0,0,217.58779999999999]
[49596.062053739959,0,0,0,0,0,0,0,0,217.58779999999999]
[49596.062053739959,0,0,0,0,0,371.47879999999998,0,0,0]
[49613.462053739961,0,0,0,0,0,371.47879999999998,0,0,0]
[49613.462053739961,0,0,0,0,0,0,0,0,217.58779999999999]
[49616.256853739964,0,0,0,0,0,0,0,0,217.58779999999999]
[49616.256853739964,0,0,0,0,0,398.36680000000001,0,0,0]
[49895.526853739961,0,0,0,0,0,398.36680000000001,0,0,0]
[49895.526853739961,0,0,0,0,0,372.30099999999999,0,0,0]
[49915.536853739963,0,0,0,0,0,372.30099999999999,0,0,0]
[49915.536853739963,0,0,0,0,0,376.93599999999998,0,0,0]
[49937.286853739963,0,0,0,0,0,376.93599999999998,0,0,0]
[49937.286853739963,0,0,0,85.633700000000005,0,0,0,0,0]
[49940.115223739966,0,0,0,85.633700000000005,0,0,0,0,0]
[49940.115223739966,0,0,0,0,0,335.22089999999997,0,0,0]
[49954.248373739967,0,0,0,0,0,335.22089999999997,0,0,0]
[49954.248373739967,0,0,0,0,0,418.9991,0,0,0]
[49984.576573739971,0,0,0,0,0,418.9991,0,0,0]
[49984.576573739971,0,0,0,105.6818,0,0,0,0,0]
[50080.276573739968,0,0,0,105.6818,0,0,0,0,0]
[50080.276573739968,0,0,0,0,0,0,0,355.54259999999999,0]
[50096.256573739971,0,0,0,0,0,0,0,355.54259999999999,0]
[50096.256573739971,0,0,0,0,0,327.96609999999998,0,0,0]
[50096.950259539968,0,0,0,0,0,327.96609999999998,0,0,0]
[50096.950259539968,0,0,0,0,0,376.93599999999998,0,0,0]
[50105.589359539968,0,0,0,0,0,376.93599999999998,0,0,0]
[50105.589359539968,0,1,0,0,0,0,0,0,0]
[50123.949359539969,0,1,0,0,0,0,0,0,0]
[50123.949359539969,0,0,0,0,0,248.70070000000001,0,0,0]
[50132.649359539966,0,0,0,0,0,248.70070000000001,0,0,0]
[50132.649359539966,0,0,0,0,0,0,0,214.63579999999999,0]
[50150.550359539964,0,0,0,0,0,0,0,214.63579999999999,0]
[50150.550359539964,0,0,0,182.94319999999999,0,0,0,0,0]
[50155.892159539966,0,0,0,182.94319999999999,0,0,0,0,0]
[50155.892159539966,0,0,0,0,0,376.93599999999998,0,0,0]
[50160.149939539966,0,0,0,0,0,376.93599999999998,0,0,0]
[50160.149939539966,0,1,0,0,0,0,0,0,0]
[50213.536739539966,0,1,0,0,0,0,0,0,0]
[50213.536739539966,0,0,0,0,207.41569999999999,0,0,0,0]
[50241.896739539967,0,0,0,0,207.41569999999999,0,0,0,0]
[50241.896739539967,0,0,0,0,0,376.93599999999998,0,0,0]
[50265.560739539964,0,0,0,0,0,376.93599999999998,0,0,0]
[50265.560739539964,0,0,0,0,0,301.84879999999998,0,0,0]
[50273.787459539963,0,0,0,0,0,301.84879999999998,0,0,0]
[50273.787459539963,0,0,0,0,0,377.5942,0,0,0]
[50278.198359539965,0,0,0,0,0,377.5942,0,0,0]
[50278.198359539965,0,0,0,95.498000000000005,0,0,0,0,0]
[50282.113359539966,0,0,0,95.498000000000005,0,0,0,0,0]
[50282.113359539966,0,0,0,0,0,373.49509999999998,0,0,0]
[50298.431079539965,0,0,0,0,0,373.49509999999998,0,0,0]
[50298.431079539965,0,0,0,102.79340000000001,0,0,0,0,0]
[50299.570779539965,0,0,0,102.79340000000001,0,0,0,0,0]
[50299.570779539965,0,0,0,0,0,376.93599999999998,0,0,0]
[50304.355779539968,0,0,0,0,0,376.93599999999998,0,0,0]
[50304.355779539968,0,0,0,0,0,0,0,0,197.898]
[50305.64777953997,0,0,0,0,0,0,0,0,197.898]
[50305.64777953997,0,0,0,0,0,376.93599999999998,0,0,0]
[50350.42928953997,0,0,0,0,0,376.93599999999998,0,0,0]
[50350.42928953997,0,0,0,0,0,371.47879999999998,0,0,0]
[50357.389289539969,0,0,0,0,0,371.47879999999998,0,0,0]
[50357.389289539969,0,0,0,0,0,388.2484,0,0,0]
[50389.579289539972,0,0,0,0,0,388.2484,0,0,0]
[50389.579289539972,0,0,0,0,0,394.9357,0,0,0]
[50405.239289539975,0,0,0,0,0,394.9357,0,0,0]
[50405.239289539975,0,0,0,0,0,378.63310000000001,0,0,0]
[50423.086469539972,0,0,0,0,0,378.63310000000001,0,0,0]
[50423.086469539972,0,0,0,0,178.6891,0,0,0,0]
[50429.006469539971,0,0,0,0,178.6891,0,0,0,0]
[50429.006469539971,0,0,0,0,0,393.80509999999998,0,0,0]
[50430.720369539973,0,0,0,0,0,393.80509999999998,0,0,0]
[50430.720369539973,0,0,0,0,0,376.93599999999998,0,0,0]
[50432.576949539973,0,0,0,0,0,376.93599999999998,0,0,0]
[50432.576949539973,0,0,0,0,0,0,0,227.0111,0]
[50857.576949539973,0,0,0,0,0,0,0,227.0111,0]
[50857.576949539973,0,0,0,0,0,0,0,230.50970000000001,0]
[50907.023149539971,0,0,0,0,0,0,0,230.50970000000001,0]
[50907.023149539971,0,0,0,0,191.8734,0,0,0,0]
[50910.388749539969,0,0,0,0,191.8734,0,0,0,0]
[50910.388749539969,0,0,0,0,0,378.63310000000001,0,0,0]
[50913.938349539967,0,0,0,0,0,378.63310000000001,0,0,0]
[50913.938349539967,0,0,0,0,0,261.76760000000002,0,0,0]
[50922.767109539964,0,0,0,0,0,261.76760000000002,0,0,0]
[50922.767109539964,0,0,0,0,0,0,0,215.5916,0]
[50950.239109539965,0,0,0,0,0,0,0,215.5916,0]
[50950.239109539965,0,0,0,0,0,0,0,0,190.51429999999999]
[50961.856059539969,0,0,0,0,0,0,0,0,190.51429999999999]
[50961.856059539969,0,0,0,0,0,239.87209999999999,0,0,0]
[50967.999129539967,0,0,0,0,0,239.87209999999999,0,0,0]
[50967.999129539967,0,0,0,0,0,386.06959999999998,0,0,0]
[51110.679129539967,0,0,0,0,0,386.06959999999998,0,0,0]
[51110.679129539967,0,0,0,0,0,376.93599999999998,0,0,0]
[51114.55845953997,0,0,0,0,0,376.93599999999998,0,0,0]
[51114.55845953997,0,0,0,0,201.33449999999999,0,0,0,0]
[51118.458459539972,0,0,0,0,201.33449999999999,0,0,0,0]
[51118.458459539972,0,1,0,0,0,0,0,0,0]
[51134.523459539974,0,1,0,0,0,0,0,0,0]
[51134.523459539974,0,0,0,0,153.26589999999999,0,0,0,0]
[51140.398659539977,0,0,0,0,153.26589999999999,0,0,0,0]
[51140.398659539977,0,1,0,0,0,0,0,0,0]
[51147.40010953998,0,1,0,0,0,0,0,0,0]
[51147.40010953998,0,0,0,0,0,384.98930000000001,0,0,0]
[51153.151148839977,0,0,0,0,0,384.98930000000001,0,0,0]
[51153.151148839977,0,0,0,0,0,0,0,0,275.6585]
[51157.858448839979,0,0,0,0,0,0,0,0,275.6585]
[51157.858448839979,0,0,0,0,0,373.49509999999998,0,0,0]
[51167.428448839979,0,0,0,0,0,373.49509999999998,0,0,0]
[51167.428448839979,0,1,0,0,0,0,0,0,0]
[51205.10724883998,0,1,0,0,0,0,0,0,0]
[51205.10724883998,0,0,0,0,0,391.5634,0,0,0]
[51232.947248839977,0,0,0,0,0,391.5634,0,0,0]
[51232.947248839977,0,0,0,0,0,396.69580000000002,0,0,0]
[51237.384248839975,0,0,0,0,0,396.69580000000002,0,0,0]
[51237.384248839975,0,0,0,0,0,393.80509999999998,0,0,0]
[51239.519228839978,0,0,0,0,0,393.80509999999998,0,0,0]
[51239.519228839978,0,0,0,0,0,330.82979999999998,0,0,0]
[51243.695228839977,0,0,0,0,0,330.82979999999998,0,0,0]
[51243.695228839977,0,0,0,0,0,246.88300000000001,0,0,0]
[51282.410228839974,0,0,0,0,0,246.88300000000001,0,0,0]
[51282.410228839974,0,0,0,0,177.5804,0,0,0,0]
[51302.410228839974,0,0,0,0,177.5804,0,0,0,0]
[51302.410228839974,0,0,0,0,0,376.93599999999998,0,0,0]
[51316.330228839972,0,0,0,0,0,376.93599999999998,0,0,0]
[51316.330228839972,0,0,0,0,0,386.06959999999998,0,0,0]
[51327.640228839969,0,0,0,0,0,386.06959999999998,0,0,0]
[51327.640228839969,0,0,0,0,0,0,481.71190000000001,0,0]
[51329.676028839967,0,0,0,0,0,0,481.71190000000001,0,0]
[51329.676028839967,0,0,0,0,0,0,396.19580000000002,0,0]
[51338.463028839964,0,0,0,0,0,0,396.19580000000002,0,0]
[51338.463028839964,0,0,0,0,214.97319999999999,0,0,0,0]
[51371.183028839965,0,0,0,0,214.97319999999999,0,0,0,0]
[51371.183028839965,0,0,0,0,0,378.63310000000001,0,0,0]
[51379.487178839969,0,0,0,0,0,378.63310000000001,0,0,0]
[51379.487178839969,0,0,0,0,0,398.36680000000001,0,0,0]
[51387.713898839967,0,0,0,0,0,398.36680000000001,0,0,0]
[51387.713898839967,0,1,0,0,0,0,0,0,0]
[51410.83389883997,0,1,0,0,0,0,0,0,0]
[51410.83389883997,0,0,0,0,0,456.57400000000001,0,0,0]
[51433.105898839967,0,0,0,0,0,456.57400000000001,0,0,0]
[51433.105898839967,0,1,0,0,0,0,0,0,0]
[51483.765898839971,0,1,0,0,0,0,0,0,0]
[51483.765898839971,0,0,0,0,0,376.93599999999998,0,0,0]
[51506.785228839974,0,0,0,0,0,376.93599999999998,0,0,0]
[51506.785228839974,0,0,0,0,0,398.36680000000001,0,0,0]
[51806.935228839975,0,0,0,0,0,398.36680000000001,0,0,0]
[51806.935228839975,0,0,0,0,0,0,0,219.0342,0]
[51904.685228839975,0,0,0,0,0,0,0,219.0342,0]
[51904.685228839975,0,0,0,0,0,377.5942,0,0,0]
[51943.990088839972,0,0,0,0,0,377.5942,0,0,0]
[51943.990088839972,0,0,0,0,0,0,0,217.75919999999999,0]
[51947.594938839975,0,0,0,0,0,0,0,217.75919999999999,0]
[51947.594938839975,0,1,0,0,0,0,0,0,0]
[51962.305888839976,0,1,0,0,0,0,0,0,0]
[51962.305888839976,0,0,0,0,0,0,396.19580000000002,0,0]
[51976.225888839974,0,0,0,0,0,0,396.19580000000002,0,0]
[51976.225888839974,0,0,0,0,0,398.36680000000001,0,0,0]
[52026.685888839973,0,0,0,0,0,398.36680000000001,0,0,0]
[52026.685888839973,0,0,0,0,0,362.14940000000001,0,0,0]
[52152.661888839975,0,0,0,0,0,362.14940000000001,0,0,0]
[52152.661888839975,0,0,0,0,0,390.45209999999997,0,0,0]
[52153.836388839976,0,0,0,0,0,390.45209999999997,0,0,0]
[52153.836388839976,0,0,0,0,0,0,0,0,197.898]
[52157.565338839973,0,0,0,0,0,0,0,0,197.898]
[52157.565338839973,0,0,0,0,0,289.19040000000001,0,0,0]
[52170.515288839975,0,0,0,0,0,289.19040000000001,0,0,0]
[52170.515288839975,0,0,0,0,0,279.60079999999999,0,0,0]
[52175.387288839978,0,0,0,0,0,279.60079999999999,0,0,0]
[52175.387288839978,0,0,0,0,0,399.52390000000003,0,0,0]
[52177.997288839979,0,0,0,0,0,399.52390000000003,0,0,0]
[52177.997288839979,0,0,0,0,0,380.72829999999999,0,0,0]
[52184.304788839981,0,0,0,0,0,380.72829999999999,0,0,0]
[52184.304788839981,0,0,0,0,262.45620000000002,0,0,0,0]
[52512.304788839981,0,0,0,0,262.45620000000002,0,0,0,0]
[52512.304788839981,0,0,0,0,0,397.2165,0,0,0]
[52525.963788839981,0,0,0,0,0,397.2165,0,0,0]
[52525.963788839981,0,0,0,0,0,268.47669999999999,0,0,0]
[52526.77288883998,0,0,0,0,0,268.47669999999999,0,0,0]
[52526.77288883998,0,0,0,0,0,396.07279999999997,0,0,0]
[52530.600888839981,0,0,0,0,0,396.07279999999997,0,0,0]
[52530.600888839981,0,0,0,98.749700000000004,0,0,0,0,0]
[52532.908128839983,0,0,0,98.749700000000004,0,0,0,0,0]
[52532.908128839983,0,0,0,0,0,393.80509999999998,0,0,0]
[52536.649128839985,0,0,0,0,0,393.80509999999998,0,0,0]
[52536.649128839985,0,0,0,0,0,399.52390000000003,0,0,0]
[52547.959128839982,0,0,0,0,0,399.52390000000003,0,0,0]
[52547.959128839982,0,0,0,0,0,335.22089999999997,0,0,0]
[52550.134128839985,0,0,0,0,0,335.22089999999997,0,0,0]
[52550.134128839985,0,0,0,0,0,459.62819999999999,0,0,0]
[52553.508858839989,0,0,0,0,0,459.62819999999999,0,0,0]
[52553.508858839989,0,1,0,0,0,0,0,0,0]
[52561.546458839992,0,1,0,0,0,0,0,0,0]
[52561.546458839992,0,0,0,0,0,396.07279999999997,0,0,0]
[52568.701338839994,0,0,0,0,0,396.07279999999997,0,0,0]
[52568.701338839994,0,0,0,0,0,0,0,268.71109999999999,0]
[52570.945338839992,0,0,0,0,0,0,0,268.71109999999999,0]
[52570.945338839992,0,0,0,0,0,274.5444,0,0,0]
[53005.945338839992,0,0,0,0,0,274.5444,0,0,0]
[53005.945338839992,0,1,0,0,0,0,0,0,0]
[53081.881788839994,0,1,0,0,0,0,0,0,0]
[53081.881788839994,0,0,0,0,0,0,0,355.54259999999999,0]
[53085.655788839991,0,0,0,0,0,0,0,355.54259999999999,0]
[53085.655788839991,0,1,0,0,0,0,0,0,0]
[53103.50578883999,0,1,0,0,0,0,0,0,0]
[53103.50578883999,0,0,0,0,0,0,0,204.86199999999999,0]
[53105.851788839987,0,0,0,0,0,0,0,204.86199999999999,0]
[53105.851788839987,0,0,0,0,207.41569999999999,0,0,0,0]
[53141.771788839986,0,0,0,0,207.41569999999999,0,0,0,0]
[53141.771788839986,0,0,0,0,0,427.52670000000001,0,0,0]
[53160.433288839988,0,0,0,0,0,427.52670000000001,0,0,0]
[53160.433288839988,0,0,0,0,304.57819999999998,0,0,0,0]
[53171.787688839984,0,0,0,0,304.57819999999998,0,0,0,0]
[53171.787688839984,0,0,0,0,262.45620000000002,0,0,0,0]
[53180.347688839982,0,0,0,0,262.45620000000002,0,0,0,0]
[53180.347688839982,0,0,0,0,0,260.19839999999999,0,0,0]
[53197.747688839983,0,0,0,0,0,260.19839999999999,0,0,0]
[53197.747688839983,0,1,0,0,0,0,0,0,0]
[53248.747688839983,0,1,0,0,0,0,0,0,0]
[53248.747688839983,0,0,0,86.336399999999998,0,0,0,0,0]
[53282.78208883998,0,0,0,86.336399999999998,0,0,0,0,0]
[53282.78208883998,0,0,0,0,0,377.5942,0,0,0]
[53286.063728839981,0,0,0,0,0,377.5942,0,0,0]
[53286.063728839981,0,1,0,0,0,0,0,0,0]
[53294.101328839984,0,1,0,0,0,0,0,0,0]
[53294.101328839984,0,0,0,0,0,404.22030000000001,0,0,0]
[53317.765328839982,0,0,0,0,0,404.22030000000001,0,0,0]
[53317.765328839982,0,0,0,0,0,414.06709999999998,0,0,0]
[53337.775328839984,0,0,0,0,0,414.06709999999998,0,0,0]
[53337.775328839984,0,0,0,0,0,378.63310000000001,0,0,0]
[53351.477828839983,0,0,0,0,0,378.63310000000001,0,0,0]
[53351.477828839983,0,0,0,0,0,377.5942,0,0,0]
[53358.808448839984,0,0,0,0,0,377.5942,0,0,0]
[53358.808448839984,0,0,0,0,0,301.84879999999998,0,0,0]
[53363.158448839982,0,0,0,0,0,301.84879999999998,0,0,0]
[53363.158448839982,0,0,0,0,0,268.47669999999999,0,0,0]
[53378.446088839984,0,0,0,0,0,268.47669999999999,0,0,0]
[53378.446088839984,0,0,0,0,0,425.48200000000003,0,0,0]
[53385.232088839984,0,0,0,0,0,425.48200000000003,0,0,0]
[53385.232088839984,0,0,0,0,0,405.41180000000003,0,0,0]
[53386.841588839983,0,0,0,0,0,405.41180000000003,0,0,0]
[53386.841588839983,0,1,0,0,0,0,0,0,0]
[53397.721588839981,0,1,0,0,0,0,0,0,0]
[53397.721588839981,0,0,0,0,0,376.93599999999998,0,0,0]
[53416.948588839979,0,0,0,0,0,376.93599999999998,0,0,0]
[53416.948588839979,0,0,0,98.491600000000005,0,0,0,0,0]
[53424.803818839981,0,0,0,98.491600000000005,0,0,0,0,0]
[53424.803818839981,0,0,0,0,0,428.1318,0,0,0]
[53438.16701883998,0,0,0,0,0,428.1318,0,0,0]
[53438.16701883998,0,0,0,0,0,430.81509999999997,0,0,0]
[53440.247188839981,0,0,0,0,0,430.81509999999997,0,0,0]
[53440.247188839981,0,0,0,0,0,398.36680000000001,0,0,0]
[53443.621918839985,0,0,0,0,0,398.36680000000001,0,0,0]
[53443.621918839985,0,0,0,0,0,430.56970000000001,0,0,0]
[53448.340798839985,0,0,0,0,0,430.56970000000001,0,0,0]
[53448.340798839985,0,0,0,0,0,289.19040000000001,0,0,0]
[53449.691908839988,0,0,0,0,0,289.19040000000001,0,0,0]
[53449.691908839988,0,1,0,0,0,0,0,0,0]
[54343.891908839985,0,1,0,0,0,0,0,0,0]
[54343.891908839985,0,0,0,0,0,0,0,227.0111,0]
[54345.162658839989,0,0,0,0,0,0,0,227.0111,0]
[54345.162658839989,0,0,0,0,0,387.15589999999997,0,0,0]
[54346.29365883999,0,0,0,0,0,387.15589999999997,0,0,0]
[54346.29365883999,0,0,0,0,0,371.47879999999998,0,0,0]
[54381.093658839993,0,0,0,0,0,371.47879999999998,0,0,0]
[54381.093658839993,0,0,0,0,0,376.93599999999998,0,0,0]
[54383.374798839992,0,0,0,0,0,376.93599999999998,0,0,0]
[54383.374798839992,0,0,0,0,0,0,0,0,230.71440000000001]
[54391.237298839995,0,0,0,0,0,0,0,0,230.71440000000001]
[54391.237298839995,0,0,0,0,0,0,386.06259999999997,0,0]
[54399.464018839994,0,0,0,0,0,0,386.06259999999997,0,0]
[54399.464018839994,0,0,0,0,0,383.9151,0,0,0]
[54644.80401883999,0,0,0,0,0,383.9151,0,0,0]
[54644.80401883999,0,0,0,0,0,376.93599999999998,0,0,0]
[54646.010708839989,0,0,0,0,0,376.93599999999998,0,0,0]
[54646.010708839989,0,0,0,0,0,433.53219999999999,0,0,0]
[54649.142708839987,0,0,0,0,0,433.53219999999999,0,0,0]
[54649.142708839987,0,0,0,0,0,0,0,220.3244,0]
[54652.891208839988,0,0,0,0,0,0,0,220.3244,0]
[54652.891208839988,0,0,0,0,0,393.80509999999998,0,0,0]
[54654.587708839987,0,0,0,0,0,393.80509999999998,0,0,0]
[54654.587708839987,0,0,0,0,0,376.93599999999998,0,0,0]
[54703.307708839988,0,0,0,0,0,376.93599999999998,0,0,0]
[54703.307708839988,0,0,0,0,0,371.47879999999998,0,0,0]
[54727.667708839988,0,0,0,0,0,371.47879999999998,0,0,0]
[54727.667708839988,0,0,0,0,0,404.22030000000001,0,0,0]
[54790.707908839991,0,0,0,0,0,404.22030000000001,0,0,0]
[54790.707908839991,0,0,0,0,0,367.779,0,0,0]
[54793.538018839994,0,0,0,0,0,367.779,0,0,0]
[54793.538018839994,0,0,0,0,0,0,0,214.02189999999999,0]
[54826.356688839995,0,0,0,0,0,0,0,214.02189999999999,0]
[54826.356688839995,0,0,0,0,0,376.93599999999998,0,0,0]
[54831.054688839991,0,0,0,0,0,376.93599999999998,0,0,0]
[54831.054688839991,0,0,0,0,0,0,0,204.86199999999999,0]
[54839.092288839995,0,0,0,0,0,0,0,204.86199999999999,0]
[54839.092288839995,0,1,0,0,0,0,0,0,0]
[54844.557788839993,0,1,0,0,0,0,0,0,0]
[54844.557788839993,0,0,0,0,0,274.5444,0,0,0]
[54847.932518839996,0,0,0,0,0,274.5444,0,0,0]
[54847.932518839996,0,0,0,0,0,260.42140000000001,0,0,0]
[54862.722518839997,0,0,0,0,0,260.42140000000001,0,0,0]
[54862.722518839997,0,0,0,0,0,376.93599999999998,0,0,0]
[54923.622518839999,0,0,0,0,0,376.93599999999998,0,0,0]
[54923.622518839999,0,0,0,0,0,456.57400000000001,0,0,0]
[55042.812518840001,0,0,0,0,0,456.57400000000001,0,0,0]
[55042.812518840001,0,0,0,0,0,270.62979999999999,0,0,0]
[55056.732518839999,0,0,0,0,0,270.62979999999999,0,0,0]
[55056.732518839999,0,1,0,0,0,0,0,0,0]
[55128.132518840001,0,1,0,0,0,0,0,0,0]
[55128.132518840001,0,0,0,0,0,396.69580000000002,0,0,0]
[55563.132518840001,0,0,0,0,0,396.69580000000002,0,0,0]
[55563.132518840001,0,0,0,0,151.96700000000001,0,0,0,0]
[55570.697318840001,0,0,0,0,151.96700000000001,0,0,0,0]
[55570.697318840001,0,0,0,0,0,0,0,0,205.88040000000001]
[55602.912318839997,0,0,0,0,0,0,0,0,205.88040000000001]
[55602.912318839997,0,0,0,0,0,396.69580000000002,0,0,0]
[55616.312058839998,0,0,0,0,0,396.69580000000002,0,0,0]
[55616.312058839998,0,0,0,0,0,404.22030000000001,0,0,0]
[55639.802058839996,0,0,0,0,0,404.22030000000001,0,0,0]
[55639.802058839996,0,0,0,0,0,430.56970000000001,0,0,0]
[55640.767758839997,0,0,0,0,0,430.56970000000001,0,0,0]
[55640.767758839997,0,0,0,0,0,362.14940000000001,0,0,0]
[55649.64175884,0,0,0,0,0,362.14940000000001,0,0,0]
[55649.64175884,0,0,0,0,0,0,0,180.41650000000001,0]
[55650.830058840002,0,0,0,0,0,0,0,180.41650000000001,0]
[55650.830058840002,0,0,0,0,0,391.5634,0,0,0]
[55653.78805884,0,0,0,0,0,391.5634,0,0,0]
[55653.78805884,0,0,0,0,0,376.93599999999998,0,0,0]
[55663.619058839999,0,0,0,0,0,376.93599999999998,0,0,0]
[55663.619058839999,0,0,0,0,0,390.45209999999997,0,0,0]
[56063.819058839996,0,0,0,0,0,390.45209999999997,0,0,0]
[56063.819058839996,0,0,0,0,0,275.04169999999999,0,0,0]
[56068.637118839993,0,0,0,0,0,275.04169999999999,0,0,0]
[56068.637118839993,0,0,0,0,0,373.49509999999998,0,0,0]
[56070.880848839995,0,0,0,0,0,373.49509999999998,0,0,0]
[56070.880848839995,0,0,0,0,0,0,0,215.5916,0]
[56081.080848839993,0,0,0,0,0,0,0,215.5916,0]
[56081.080848839993,0,0,0,0,0,335.22089999999997,0,0,0]
[56083.236708839991,0,0,0,0,0,335.22089999999997,0,0,0]
[56083.236708839991,0,0,0,0,0,377.5942,0,0,0]
[56086.795008839988,0,0,0,0,0,377.5942,0,0,0]
[56086.795008839988,0,0,0,0,0,0,0,0,217.58779999999999]
[56089.587258839987,0,0,0,0,0,0,0,0,217.58779999999999]
[56089.587258839987,0,0,0,0,0,330.82979999999998,0,0,0]
[56105.33425883999,0,0,0,0,0,330.82979999999998,0,0,0]
[56105.33425883999,0,0,0,0,0,376.93599999999998,0,0,0]
[56111.859258839992,0,0,0,0,0,376.93599999999998,0,0,0]
[56111.859258839992,0,0,0,96.228899999999996,0,0,0,0,0]
[56124.213258839991,0,0,0,96.228899999999996,0,0,0,0,0]
[56124.213258839991,0,0,0,88.351500000000001,0,0,0,0,0]
[56208.60325883999,0,0,0,88.351500000000001,0,0,0,0,0]
[56208.60325883999,0,1,0,0,0,0,0,0,0]
[56312.151108839993,0,1,0,0,0,0,0,0,0]
[56312.151108839993,0,0,0,0,0,396.07279999999997,0,0,0]
[56325.096708839992,0,0,0,0,0,396.07279999999997,0,0,0]
[56325.096708839992,0,0,0,0,186.85830000000001,0,0,0,0]
[56332.661508839992,0,0,0,0,186.85830000000001,0,0,0,0]
[56332.661508839992,0,0,0,0,0,321.02,0,0,0]
[56333.994348839995,0,0,0,0,0,321.02,0,0,0]
[56333.994348839995,0,0,0,0,0,0,0,0,217.58779999999999]
[56349.101398839994,0,0,0,0,0,0,0,0,217.58779999999999]
[56349.101398839994,0,0,0,0,0,398.36680000000001,0,0,0]
[56365.805398839992,0,0,0,0,0,398.36680000000001,0,0,0]
[56365.805398839992,0,0,0,0,0,456.57400000000001,0,0,0]
[56367.885568839993,0,0,0,0,0,456.57400000000001,0,0,0]
[56367.885568839993,0,0,0,0,0,289.19040000000001,0,0,0]
[56428.785568839994,0,0,0,0,0,289.19040000000001,0,0,0]
[56428.785568839994,0,0,0,0,0,376.93599999999998,0,0,0]
[56477.679568839994,0,0,0,0,0,376.93599999999998,0,0,0]
[56477.679568839994,0,0,0,0,167.21100000000001,0,0,0,0]
[56489.439568839996,0,0,0,0,167.21100000000001,0,0,0,0]
[56489.439568839996,0,0,0,0,0,301.84879999999998,0,0,0]
[56504.795068839994,0,0,0,0,0,301.84879999999998,0,0,0]
[56504.795068839994,0,0,0,96.673000000000002,0,0,0,0,0]
[56567.000068839996,0,0,0,96.673000000000002,0,0,0,0,0]
[56567.000068839996,0,0,0,0,0,602.19759999999997,0,0,0]
[56572.655068839995,0,0,0,0,0,602.19759999999997,0,0,0]
[56572.655068839995,0,0,0,0,0,376.56099999999998,0,0,0]
[56575.936708839996,0,0,0,0,0,376.56099999999998,0,0,0]
[56575.936708839996,0,0,0,0,0,246.88300000000001,0,0,0]
[56590.392628839996,0,0,0,0,0,246.88300000000001,0,0,0]
[56590.392628839996,0,0,0,0,0,274.5444,0,0,0]
[56691.312628839994,0,0,0,0,0,274.5444,0,0,0]
[56691.312628839994,0,1,0,0,0,0,0,0,0]
[56799.262628839992,0,1,0,0,0,0,0,0,0]
[56799.262628839992,0,0,0,0,0,0,0,0,230.71440000000001]
[56924.212628839989,0,0,0,0,0,0,0,0,230.71440000000001]
[56924.212628839989,0,0,0,0,0,403.03590000000003,0,0,0]
[56931.939968839986,0,0,0,0,0,403.03590000000003,0,0,0]
[56931.939968839986,0,1,0,0,0,0,0,0,0]
[56937.237168839987,0,1,0,0,0,0,0,0,0]
[56937.237168839987,0,0,0,0,0,378.63310000000001,0,0,0]
[56941.674168839985,0,0,0,0,0,378.63310000000001,0,0,0]
[56941.674168839985,0,0,0,0,0,396.07279999999997,0,0,0]
[56981.367918839984,0,0,0,0,0,396.07279999999997,0,0,0]
[57941.67416884,0,0,0,0,0,396.07279999999997,0,0,0]
[57981.367918839998,0,0,0,0,0,396.07279999999997,0,0,0]

{"sheet":"Kraftwerksliste Backend","index":9,"n_rows":1194,"n_cols":12,"rows_kept":1194,"cut":false,"hidden":true,"merged":[]}
[]
[]
[null,null," EWI Merit-Order Tool 2022"]
[]
[null,null," Kraftwerksliste",null,null,null,null,null,null,null,null,{"$f":"Impressum!F5","v":"Version 2022_Nov.0 "}]
[]
[null,null,"Kurze Erläuterung der Liste und der grundsätzlichen Datenquellen"]
[]
[]
[null,null,"Teil der Merit-Order?","MaStR-Nr. ","Kraftwerksnummer Bundesnetzagentur","Unternehmen","Kraftwerksname","Aufnahme der kommerziellen Stromerzeugung ","Zuordnung Kraftwerkstyp","Effizienz","Mittlere verfügbare\nNetto-Nennleistung [MW]","Grenzkosten [EUR/MWHel]"]
[null,null,"Nein","(optional)","(optional)","(optional)","(optional)","(optional)","(notwendig)","(notwendig)",0,0]
[null,null,"Nein","(optional)","(optional)","(optional)","(optional)","(optional)","(notwendig)","(notwendig)",0,0]
[null,null,"Nein","(optional)","(optional)","(optional)","(optional)","(optional)","(notwendig)","(notwendig)",0,0]
[null,null,"Nein","(optional)","(optional)","(optional)","(optional)","(optional)","(notwendig)","(notwendig)",0,0]
[null,null,"Nein","(optional)","(optional)","(optional)","(optional)","(optional)","(notwendig)","(notwendig)",0,0]
[null,null,"Nein","(optional)","(optional)","(optional)","(optional)","(optional)","(notwendig)","(notwendig)",0,0]
[null,null,"Nein","(optional)","(optional)","(optional)","(optional)","(optional)","(notwendig)","(notwendig)",0,0]
[null,null,"Nein","(optional)","(optional)","(optional)","(optional)","(optional)","(notwendig)","(notwendig)",0,0]
[null,null,"Nein","(optional)","(optional)","(optional)","(optional)","(optional)","(notwendig)","(notwendig)",0,0]
[null,null,"Nein","(optional)","(optional)","(optional)","(optional)","(optional)","(notwendig)","(notwendig)",0,0]
[null,null,"Ja","SEE900128586359","BNA0746","N-ERGIE Kraftwerke GmbH","HKW-Sandreuth (Müll)","1992-07-17","Abfall",0.33,15.98,1]
[null,null,"Ja","SEE900664653232","BNA1289","AMK-Abfallentsorgungsgesellschaft des Märkischen Kreises mbH","Turbine 1","1996-08-01","Abfall",0.33,9.0949999999999989,1]
[null,null,"Ja","SEE900838448145","BNA1254","Zweckverband Müllverwertung Schwandorf","MKW SAD Turbine 3","1982-08-31","Abfall",0.33,9.86,1]
[null,null,"Ja","SEE904604163027","BNA0519","RWE Generation SE","Karnap B","1987-02-14","Abfall",0.33,32.299999999999997,1]
[null,null,"Ja","SEE904983741502","BNA0641a","MVV Umwelt Asset GmbH","MHKW Mannheim Generator T60","2010-01-07","Abfall",0.33,21.76,1]
[null,null,"Ja","SEE906215229154","BNA0438","EEW Energy from Waste Helmstedt GmbH","MVA EEW Helmstedt","2014-01-01","Abfall",0.33,31.875,1]
[null,null,"Ja","SEE906331863386",null,"GSB Sonderabfall-Entsorgung Bayern GmbH","Turbine VA3","1995-12-20","Abfall",0.33,6.0018500000000001,1]
[null,null,"Ja","SEE907370296296","BNA1254","Zweckverband Müllverwertung Schwandorf","MKW SAD Turbine 5","1992-06-04","Abfall",0.33,27.879999999999995,1]
[null,null,"Ja","SEE909031885047",null,"Müllverwertung Borsigstraße GmbH","MVB Borsigstraße Müll","2010-07-16","Abfall",0.33,8.4999999999999999E-6,1]
[null,null,"Ja","SEE912257091857","BNA0287b","MHKW Müllheizkraftwerk Frankfurt am Main GmbH","Turbine 7","2005-12-21","Abfall",0.33,39.524999999999999,1]
[null,null,"Ja","SEE914179988338","BNA0407","Enertec Hameln GmbH","Turbine 6","1970-11-13","Abfall",0.33,2.1675,1]
[null,null,"Ja","SEE917110358740","BNA1330","Steinbeis Energie GmbH","Steinbeis Energie EBS Kessel 6","2010-09-27","Abfall",0.33,14.45,1]
[null,null,"Ja","SEE918623387630","BNA1261","EEW Energy from Waste Stapelfeld GmbH","EEW Stapelfeld GmbH","1979-10-01","Abfall",0.33,9.69,1]
[null,null,"Ja","SEE922849915072","BNA1148","MHB Hamm Betriebsführungsgesellschaft mbH","MVA Hamm Turbine 1","1985-01-01","Abfall",0.33,7.48,1]
[null,null,"Ja","SEE923271533315","BNA1155","RZR II Herten GmbH","RZR II Turbine3","2009-01-01","Abfall",0.33,19.974999999999998,1]
[null,null,"Ja","SEE923791565131",null,"Zweckverband Müllheizkraftwerk Stadt und Landkreis Bamberg","Rheinstraße","2014-08-07","Abfall",0.33,7.9050000000000002,1]
[null,null,"Ja","SEE923959807806","BNA0640","BASF SE","Turbine 3","2006-11-10","Abfall",0.33,9.4689999999999994,1]
[null,null,"Ja","SEE924286409503","BNA0855","IKW Rüdersdorf","IKW Rüdersdorf","2007-12-12","Abfall",0.33,25.5,1]
[null,null,"Ja","SEE924302504816","BNA0117a","Energie- und Wasserversorgung Bonn/Rhein-Sieg GmbH","HKW Bonn-Nord, Turbogruppe 4","1991-04-01","Abfall",0.33,12.001999999999999,1]
[null,null,"Ja","SEE925011950635","BNA1161","Zweckverband Müllverwertungsanlage Ingolstadt","Turbine VE 40 ZV MVA IN","1996-09-10","Abfall",0.33,15.419,1]
[null,null,"Ja","SEE925411264011","BNA1186d","EGK Entsorgungsgesellschaft Krefeld GmbH & Co. KG","Turbine 5","1997-12-01","Abfall",0.33,1.6404999999999998,1]
[null,null,"Ja","SEE925652456091","BNA1168","Müllheizkraftwerk Kassel GmbH","Müllheizkraftwerk Kassel M7","1985-12-17","Abfall",0.33,6.8,1]
[null,null,"Ja","SEE925794342412","BNA0591","MVV Umwelt Asset GmbH","TREA Leuna 2","2007-06-19","Abfall",0.33,13.808250000000001,1]
[null,null,"Ja","SEE927032372373","BNA1116","Bremerhavener Entsorgungsgesellschaft mbH","MHKW, Generator 1+2","1977-03-17","Abfall",0.33,11.9,1]
[null,null,"Ja","SEE927716043575","BNA0417","EEW Energy from Waste Hannover GmbH","MVA EEW Hannover","2005-06-01","Abfall",0.33,23.119999999999997,1]
[null,null,"Ja","SEE927727929912","BNA1020","MVA Weisweiler GmbH & Co. KG","MVA-Turbine","1996-10-01","Abfall",0.33,22.95,1]
[null,null,"Ja","SEE928761575349","BNA0380","EEW Energy from Waste Großräschen GmbH","EEW Großräschen GmbH","2008-01-16","Abfall",0.33,21.25,1]
[null,null,"Ja","SEE929095613516",null,"GSB Sonderabfall-Entsorgung Bayern GmbH","Turbine VA2","1995-10-06","Abfall",0.33,6.0018500000000001,1]
[null,null,"Ja","SEE932127408097","BNA1198","PreZero Energy Zorbau GmbH","Generator Zorbau","2005-06-06","Abfall",0.33,23.119999999999997,1]
[null,null,"Ja","SEE934298270268","BNA1190","Thermische Abfallbehandlung Lauta","T.A. Lauta","2004-07-21","Abfall",0.33,13.344999999999999,1]
[null,null,"Ja","SEE937544161082","BNA1510","Hamburger Rieger GmbH GB Kraftwerk","EBS Heizkraftwerk Spremberg","2013-08-01","Abfall",0.33,14.875,1]
[null,null,"Ja","SEE937822704543",null,"Zweckverband Abfallverwertung Südhessen (ZAS)","Turbine 2","2020-01-27","Abfall",0.33,1.0625,1]
[null,null,"Ja","SEE937978171572","BNA1289","AMK-Abfallentsorgungsgesellschaft des Märkischen Kreises mbH","Turbine 2","1981-04-01","Abfall",0.33,2.8899999999999997,1]
[null,null,"Ja","SEE938035990372","BNA1244","AVA Velsen GmbH","ABR992555104343","1997-08-07","Abfall",0.33,13.6,1]
[null,null,"Ja","SEE938782869693","BNA1222","Energieversorgung Offenbach AG","Müllheizkraftwerk Offenbach Turbine 1","2016-07-29","Abfall",0.33,13.091699999999999,1]
[null,null,"Ja","SEE939382623364",null,"Klingele Papierwerke GmbH & Co. KG Papierfabrik Weener","TWIN2","2008-03-01","Abfall",0.33,3.9865000000000004,1]
[null,null,"Ja","SEE940303116315",null,"EEW Energy from Waste Premnitz GmbH","Turbosatz 5","2021-11-16","Abfall",0.33,27.471999999999998,1]
[null,null,"Ja","SEE940474859066","BNA0616a","BASF SE","Z564 VT1","1992-04-30","Abfall",0.33,10.199999999999999,1]
[null,null,"Ja","SEE941568392261","BNA1154","AGR Abfallentsorgungs-Gesellschaft Ruhrgebiet mbH","RZR I Turbine2","1981-01-01","Abfall",0.33,12.648,1]
[null,null,"Ja","SEE941568476039","BNA1184","AVG Abfallentsorgungs- und Verwertungsgesellschaft Köln mbH","Turbosatz 1","1998-02-02","Abfall",0.33,39.1,1]
[null,null,"Ja","SEE942253705168","BNA1197","Technische Werke Ludwigshafen am Rhein","FHKW DT 2","1989-02-24","Abfall",0.33,10.259499999999999,1]
[null,null,"Ja","SEE942366584926","BNA0969a","SWM Services GmbH","SWM HKW Nord 1 T10","1991-08-29","Abfall",0.33,15.299999999999999,1]
[null,null,"Ja","SEE942777699660","BNA1490","EBS Kraftwerk GmbH","EBKW Knapsack","2009-01-01","Abfall",0.33,25.414999999999999,1]
[null,null,"Ja","SEE942956157011","BNA1867","AVG Abfallentsorgungs- und Verwertungsgesellschaft Köln mbH","Turbosatz 2","2017-05-30","Abfall",0.33,15.299999999999999,1]
[null,null,"Ja","SEE943548208159","BNA1295","AVA Abfallverwertung Augsburg Kommunalunternehmen","AHKW ND Turbine","1994-09-16","Abfall",0.33,5.7119999999999997,1]
[null,null,"Ja","SEE943841929270","BNA1295","AVA Abfallverwertung Augsburg Kommunalunternehmen","AHKW HD Turbine","1994-09-16","Abfall",0.33,6.7744999999999997,1]
[null,null,"Ja","SEE944111876263","BNA0237","Progroup Power 1 GmbH","PPO1 - Eisenhüttenstadt","2009-10-19","Abfall",0.33,27.2,1]
[null,null,"Ja","SEE944429192826","BNA1119","Zweckverband Abfallverwertung Südostbayern","SEE944429192826 (MHKW Burgkirchen (Müllverbrennung))","1994-01-28","Abfall",0.33,10.88,1]
[null,null,"Ja","SEE945150729886","BNA1154","AGR Abfallentsorgungs-Gesellschaft Ruhrgebiet mbH","RZR I Turbine1","1981-01-01","Abfall",0.33,12.648,1]
[null,null,"Ja","SEE945602121718","BNA1316","EkoCity","Generator B","1976-01-01","Abfall",0.33,17,1]
[null,null,"Ja","SEE946934017984","BNA1243","Vattenfall Europe New Energy Ecopower GmbH","EBS-HKW Rostock","2010-03-31","Abfall",0.33,15.725,1]
[null,null,"Ja","SEE947996339434","BNA1155","RZR II Herten GmbH","RZR II Turbine4","2019-02-07","Abfall",0.33,10.420999999999999,1]
[null,null,"Ja","SEE948093740512","BNA0641c","MVV Umwelt Asset GmbH","MHKW Mannheim Generator TE0","2012-06-14","Abfall",0.33,3.6209999999999996,1]
[null,null,"Ja","SEE950201173198","BNA1114","swb Entsorgung GmbH&Co. KG","MHKW_Gen4","2013-01-01","Abfall",0.33,41.82,1]
[null,null,"Ja","SEE950593842498","BNA1262","Remondis Thermische Abfallverwertung GmbH","Remondis Thermische Abfallverwertung GmbH","2007-12-06","Abfall",0.33,20.399999999999999,1]
[null,null,"Ja","SEE951648072822","BNA1286","Zweckverband für Abfallwirtschaft Südwestthüringen (ZASt)","ZASt","2007-10-15","Abfall",0.33,10.285,1]
[null,null,"Ja","SEE951966828576","BNA1161","Zweckverband Müllverwertungsanlage Ingolstadt","Turbine VE 32 ZV MVA IN","1996-09-10","Abfall",0.33,6.29,1]
[null,null,"Ja","SEE953182244383",null,"MVV Umwelt Asset GmbH","MHKW Mannheim Generator X1","2020-03-13","Abfall",0.33,3.468,1]
[null,null,"Ja","SEE953730197888","BNA0641b","MVV Umwelt Asset GmbH","MHKW Mannheim Generator TD0","2012-08-13","Abfall",0.33,3.6209999999999996,1]
[null,null,"Ja","SEE955292024220","BNA1254","Zweckverband Müllverwertung Schwandorf","MKW SAD Turbine 4","1982-09-21","Abfall",0.33,9.86,1]
[null,null,"Ja","SEE955548455112","BNA1110","Zweckverband Restmüllheizkraftwerk Böblingen","Restmüllheizkraftwerk","1999-05-01","Abfall",0.33,10.709999999999999,1]
[null,null,"Ja","SEE955718847075","BNA0845","Stadtwerke Rosenheim GmbH & Co. KG","DT1","1988-01-01","Abfall",0.33,5.8650000000000002,1]
[null,null,"Ja","SEE955937262338","BNA0751","GMVA Gemeinschafts-Müll-Verbrennungsanlage Niederrhein GmbH","„Turbosatz 1“","2006-04-06","Abfall",0.33,17.935000000000002,1]
[null,null,"Ja","SEE956268312785","BNA0088b","Solvay Chemicals GmbH","Kondensationsturbine EKT","2009-12-17","Abfall",0.33,25.5,1]
[null,null,"Ja","SEE957509710094","BNA1448","EEW Energy from Waste Saarbrücken GmbH  AHKW-Neunkirchen","AHKW-Neunkirchen","1977-06-02","Abfall",0.33,9.86,1]
[null,null,"Ja","SEE957686843929",null,"Zweckverband Abfallverwertung Südhessen (ZAS)","Turbine 1","1991-10-09","Abfall",0.33,8.688699999999999,1]
[null,null,"Ja","SEE957830042178","BNA0599","AVEA Entsorgungsbetriebe","Turbine 3","2010-08-09","Abfall",0.33,15.852499999999999,1]
[null,null,"Ja","SEE958310939391","BNA0139","swb Entsorgung GmbH&Co. KG","MKK","2009-08-28","Abfall",0.33,27.2,1]
[null,null,"Ja","SEE958335974377","BNA1291","IHKW Industrieheizkraftwerk Andernach GmbH","Dampfturbine","2008-12-15","Abfall",0.33,10.625,1]
[null,null,"Ja","SEE958909269267",null,"Infraserv GmbH & Co. Höchst KG","IPH Ersatzbrennstoffverbrennung Turbine","2014-07-28","Abfall",0.33,60.35,1]
[null,null,"Ja","SEE962737235608","BNA0622","Müllheizkraftwerk Rothensee GmbH","Block 1","2005-07-17","Abfall",0.33,24.82,1]
[null,null,"Ja","SEE964170331206",null,"Zweckverband für Abfallwirtschaft in Nordwest-Oberfranken","MHKW Coburg","1988-01-01","Abfall",0.33,9.01,1]
[null,null,"Ja","SEE965779402670","BNA1229","EEW Energy from Waste Saarbrücken GmbH","MHKW Pirmasens Verbrennung","1999-01-01","Abfall",0.33,12.75,1]
[null,null,"Ja","SEE966264899036","BNA1197","Technische Werke Ludwigshafen am Rhein","FHKW DT5","2005-07-05","Abfall",0.33,7.772672,1]
[null,null,"Ja","SEE969698095906","BNA1197","Technische Werke Ludwigshafen am Rhein","FHKW DT6","2018-04-12","Abfall",0.33,4.6636015000000004,1]
[null,null,"Ja","SEE971280976463","BNA1144","EEW Energy from Waste Göppingen","MHKW Turbine","1975-07-01","Abfall",0.33,9.35,1]
[null,null,"Ja","SEE971796321603","BNA1449b","Zweckverband Abfallwirtschaft Raum Würzburg","TS II","1998-11-09","Abfall",0.33,10.199999999999999,1]
[null,null,"Ja","SEE972694764301","BNA1114","swb Entsorgung GmbH&Co. KG","MHKW_Gen1","1984-01-01","Abfall",0.33,2.21,1]
[null,null,"Ja","SEE973464796218","BNA1255","LEIPA Georg Leinfelder GmbH","Dampfturbine FSK Kuhheide 32a","2011-04-01","Abfall",0.33,24.5684,1]
[null,null,"Ja","SEE974051053875",null,"Klingele Papierwerke GmbH & Co. KG Papierfabrik Weener","Turbine 4","2021-08-12","Abfall",0.33,11.772499999999999,1]
[null,null,"Ja","SEE976589352260","BNA1168","Müllheizkraftwerk Kassel GmbH","Müllheizkraftwerk Kassel M8","2012-03-12","Abfall",0.33,12.494999999999999,1]
[null,null,"Ja","SEE976826191515","BNA1148","MHB Hamm Betriebsführungsgesellschaft mbH","MVA Hamm Turbine 2","1985-01-01","Abfall",0.33,7.48,1]
[null,null,"Ja","SEE977514334252","BNA1222","Energieversorgung Offenbach AG","Müllheizkraftwerk Offenbach Turbine 2","2006-06-30","Abfall",0.33,1.802,1]
[null,null,"Ja","SEE977770417713","BNA0693","SWN Stadtwerke Neumünster GmbH","T3","1979-07-06","Abfall",0.33,10.643699999999999,1]
[null,null,"Ja","SEE977898966292","BNA0398","MVR Müllverwertung Rugenberger Damm GmbH & Co. KG","MVR Rugenberger Damm Müll","1999-02-16","Abfall",0.33,20.293749999999999,1]
[null,null,"Ja","SEE979423615132","BNA1186e","EGK Entsorgungsgesellschaft Krefeld GmbH & Co. KG","Turbine 1","1974-08-27","Abfall",0.33,0.79049999999999998,1]
[null,null,"Ja","SEE981003349412","BNA0693","SWN Stadtwerke Neumünster GmbH","T6","2014-07-10","Abfall",0.33,12.273999999999999,1]
[null,null,"Ja","SEE981876305560","BNA0590","MVV Umwelt Asset GmbH","TREA Leuna 1","2005-08-26","Abfall",0.33,13.808250000000001,1]
[null,null,"Ja","SEE986030306643","BNA1199","Entsorgungsgesellschaft Mainz mbH","MHKW DTS","2009-06-01","Abfall",0.33,12.75,1]
[null,null,"Ja","SEE986413873564","BNA1114","swb Entsorgung GmbH&Co. KG","MHKW_Gen2","2004-01-01","Abfall",0.33,11.305,1]
[null,null,"Ja","SEE988429673565","BNA1139","EEW Energy from Waste Saarbrücken GmbH","TREA Breisgau","2004-05-17","Abfall",0.33,11.559999999999999,1]
[null,null,"Ja","SEE988580370860",null,"EEW Energy from Waste Premnitz GmbH","Turbosatz 4","2005-12-18","Abfall",0.33,1.1475,1]
[null,null,"Ja","SEE988841475051","BNA1465a","B+T Energie GmbH","HKW Witzenhausen","2009-06-24","Abfall",0.33,23.8,1]
[null,null,"Ja","SEE988848971327","BNA0084","Vattenfall Wärme Berlin AG","HKW Reuter, Dampfturbine M","1998-02-04","Abfall",0.33,30.599999999999998,1]
[null,null,"Ja","SEE989887901764","BNA0407","Enertec Hameln GmbH","Turbine 5","2009-10-01","Abfall",0.33,10.420999999999999,1]
[null,null,"Ja","SEE990065849372","BNA1449a","Zweckverband Abfallwirtschaft Raum Würzburg","TS I","1984-06-04","Abfall",0.33,7.3949999999999996,1]
[null,null,"Ja","SEE990760688887",null,"Entsorgungsgesellschaft Mainz mbH","MHKW EBT","2003-01-01","Abfall",0.33,4.25,1]
[null,null,"Ja","SEE992607731794","BNA1186b","EGK Entsorgungsgesellschaft Krefeld GmbH & Co. KG","Turbine 4","2001-04-05","Abfall",0.33,7.8455000000000004,1]
[null,null,"Ja","SEE992947793209","BNA1167","Kreis Weseler Abfallgesellschaft mbH & Co.KG","Dampfturbine","1997-04-01","Abfall",0.33,13.6,1]
[null,null,"Ja","SEE993054223955","BNA0750","GMVA Gemeinschafts-Müll-Verbrennungsanlage Niederrhein GmbH","„Turbosatz 2“","1991-10-17","Abfall",0.33,34.339999999999996,1]
[null,null,"Ja","SEE993546424112","BNA0407","Enertec Hameln GmbH","Turbine 2","1952-08-05","Abfall",0.33,10.726999999999999,1]
[null,null,"Ja","SEE993787055366","BNA1186c","EGK Entsorgungsgesellschaft Krefeld GmbH & Co. KG","Turbine 2","1974-08-27","Abfall",0.33,0.79049999999999998,1]
[null,null,"Ja","SEE994238154089","BNA1148","MHB Hamm Betriebsführungsgesellschaft mbH","MVA Hamm Turbine 3","2006-03-24","Abfall",0.33,5.4824999999999999,1]
[null,null,"Ja","SEE994551453975","BNA1316","EkoCity","Generator A","1976-01-01","Abfall",0.33,17,1]
[null,null,"Ja","SEE996047653111","BNA1108","PD energy GmbH","KW TRB Bitterfeld, Bitterfeld-Wolfen, Oststr. 1","2009-11-19","Abfall",0.33,8.5,1]
[null,null,"Ja","SEE996891820448","BNA1186a","EGK Entsorgungsgesellschaft Krefeld GmbH & Co. KG","Turbine 3","1978-01-01","Abfall",0.33,6.8,1]
[null,null,"Ja","SEE998216550733",null,"Klingele Papierwerke GmbH & Co. KG Papierfabrik Weener","TWIN 1","2008-03-01","Abfall",0.33,3.9865000000000004,1]
[null,null,"Ja","SEE998261618013","BNA0407","Enertec Hameln GmbH","Turbine 1","2000-10-31","Abfall",0.33,4.1904999999999992,1]
[null,null,"Ja","SEE998278854237","BNA0969c","SWM Services GmbH","SWM HKW Nord 3 T30","1984-03-14","Abfall",0.33,18.7,1]
[null,null,"Ja","SEE999588015110","BNA0287a","MHKW Müllheizkraftwerk Frankfurt am Main GmbH","Turbine 3","1986-12-12","Abfall",0.33,22.099999999999998,1]
[null,null,"Ja","SEE999819576335","BNA0623","Müllheizkraftwerk Rothensee GmbH","Block 2","2006-09-08","Abfall",0.33,28.56,1]
[null,null,"Ja",null,null,"Nicht-EEG-Anlagen < 10 MW",null,null,"Abfall",0.33,135.04485499999998,1]
[null,null,"Ja","SEE944567587799","BNA0607","Kernkraftwerk Lippe-Ems GmbH","Emsland A","1988-06-20","Kernenergie",0.34499999999999997,1242.48,17.142028985507249]
[null,null,"Ja","SEE943690268513","BNA0263","PreussenElektra","Isar 2","1988-01-22","Kernenergie",0.33,1311.3,17.866666666666664]
[null,null,"Ja","SEE985577062814","BNA0686","EnBW Energie Baden-Württemberg AG","GKN II","1989-04-15","Kernenergie",0.33,1218.3,17.866666666666664]
[null,null,"Ja","SEE968582186379","BNA1404","Lausitz Energie Kraftwerke AG","Boxberg Block R","2012-11-06","Braunkohle",0.437,548.1,83.834279176201377]
[null,null,"Ja","SEE952937205877","BNA1185","Pfeifer & Langen GmbH ＆ Co. KG","Könnern Generator 2","1993-09-28","Braunkohle",0.43359999999999999,17.1129,84.478321033210335]
[null,null,"Ja","SEE985453029962","BNA1185","Pfeifer & Langen GmbH ＆ Co. KG","Könnern Generator 1","1973-01-01","Braunkohle",0.43359999999999999,7.2645,84.478321033210335]
[null,null,"Ja","SEE925599434282","BNA1401a","RWE Power AG","Neurath F","2012-08-03","Braunkohle",0.43,922.2,85.171348837209308]
[null,null,"Ja","SEE983252937631","BNA0709","RWE Power AG","Niederaußem K","2003-01-28","Braunkohle",0.43,821.28,85.171348837209308]
[null,null,"Ja","SEE993592183001","BNA1401b","RWE Power AG","Neurath G","2012-07-08","Braunkohle",0.43,922.2,85.171348837209308]
[null,null,"Ja","SEE915426748132","BNA0543","RheinEnergie AG","Block 6 Merkenich RheinEnergie","2010-12-16","Braunkohle",0.42399999999999999,65.510999999999996,86.352547169811345]
[null,null,"Ja","SEE907389779292","BNA0124","Lausitz Energie Kraftwerke AG","Boxberg Block Q","2000-10-01","Braunkohle",0.42299999999999999,730.8,86.552671394799063]
[null,null,"Ja","SEE957229968300","BNA0707","RWE Power AG","Niederaußem H","1974-09-16","Braunkohle",0.42159999999999997,563.76,86.834440227704007]
[null,null,"Ja","SEE998199911088","BNA0116","EnBW Energie Baden-Württemberg AG","Kraftwerk Lippendorf Block S","1999-12-01","Braunkohle",0.42,775.17,87.158761904761917]
[null,null,"Ja","SEE921905907730","BNA0708","RWE Power AG","Niederaußem G","1974-10-23","Braunkohle",0.41920000000000002,546.36,87.321851145038181]
[null,null,"Ja","SEE938337436349","BNA0914","Lausitz Energie Kraftwerke AG","Kraftwerk Schwarze Pumpe Block A","1997-12-15","Braunkohle",0.41,656.85,89.243121951219521]
[null,null,"Ja","SEE952672318108","BNA0915","Lausitz Energie Kraftwerke AG","Kraftwerk Schwarze Pumpe Block B","1998-05-25","Braunkohle",0.41,656.85,89.243121951219521]
[null,null,"Ja","SEE966331411864","BNA0115","Lausitz Energie Kraftwerke AG","Kraftwerk Lippendorf Block R","2000-06-20","Braunkohle",0.41,775.17,89.243121951219521]
[null,null,"Ja","SEE919134316447","BNA0878","Saale Energie GmbH","Schkopau A+B Bahngenerator","1996-01-01","Braunkohle",0.4,95.7,91.431700000000006]
[null,null,"Ja","SEE921449009914","BNA1461","CropEnergies Bioethanol GmbH","Dampfturbine IV CropEnergies Zeitz","2004-01-01","Braunkohle",0.4,15.46251,91.431700000000006]
[null,null,"Ja","SEE941974735591","BNA0183","Stadtwerke Cottbus GmbH","Rauchgasturbine","1998-08-29","Braunkohle",0.4,11.31,91.431700000000006]
[null,null,"Ja","SEE946537967655","BNA0183","Stadtwerke Cottbus GmbH","Hochdruckdampfturbine","1999-02-20","Braunkohle",0.4,13.92,91.431700000000006]
[null,null,"Ja","SEE947677200282","BNA0879","Saale Energie GmbH","Schkopau B","1996-01-01","Braunkohle",0.4,391.5,91.431700000000006]
[null,null,"Ja","SEE960652233358","BNA0878","Saale Energie GmbH","Schkopau A","1995-01-01","Braunkohle",0.4,391.5,91.431700000000006]
[null,null,"Ja","SEE978888539755","BNA0183","Stadtwerke Cottbus GmbH","Mittel-Niederdruckdampfturbine","1999-03-23","Braunkohle",0.4,39.15,91.431700000000006]
[null,null,"Ja","SEE975343602986","BNA1293b","Martinswerk GmbH","KWK-Anlage: Generator 2","1961-01-01","Braunkohle",0.38800000000000001,8.6129999999999995,94.206907216494855]
[null,null,"Ja","SEE986936308987","BNA1293a","Martinswerk GmbH","KWK-Anlage: Generator 1","1961-01-01","Braunkohle",0.38800000000000001,8.6129999999999995,94.206907216494855]
[null,null,"Ja","SEE998111672394","BNA1002","Mitteldeutsche Braunkohlengesellschaft mbH","IKW Wählitz","1994-08-25","Braunkohle",0.38500000000000001,26.97,94.927740259740276]
[null,null,"Ja","SEE970305352633","BNA1400a","Südzucker AG","Dampfturbine III Südzucker Zeitz","1993-08-01","Braunkohle",0.38319999999999999,14.702999999999999,95.365657620041759]
[null,null,"Ja","SEE999145467468","BNA0490a","RWE Power AG","GoWerk F","1992-12-01","Braunkohle",0.38319999999999999,34.799999999999997,95.365657620041759]
[null,null,"Ja","SEE933960350956","BNA0179","eins energie in sachsen GmbH & Co. KG","HKW Chemnitz Nord II, Block C","1990-06-07","Braunkohle",0.376,80.32884,97.159255319148954]
[null,null,"Ja","SEE994335340088",null,"Stadtwerke Frankfurt (Oder) GmbH","HKW DT","1997-10-09","Braunkohle",0.376,14.79,97.159255319148954]
[null,null,"Ja",null,null,"Nicht-EEG-Anlagen < 10 MW",null,null,"Braunkohle",0.376,31.220819999999996,97.159255319148954]
[null,null,"Ja","SEE923943268279","BNA0788","Lausitz Energie Kraftwerke AG","Kraftwerk Jänschwalde Block D","1985-10-06","Braunkohle",0.375,435,97.413813333333351]
[null,null,"Ja","SEE938669585906","BNA0786","Lausitz Energie Kraftwerke AG","Kraftwerk Jänschwalde Block B","1982-11-29","Braunkohle",0.375,435,97.413813333333351]
[null,null,"Ja","SEE989591633753","BNA0787","Lausitz Energie Kraftwerke AG","Kraftwerk Jänschwalde Block C","1984-02-01","Braunkohle",0.375,435,97.413813333333351]
[null,null,"Ja","SEE991817093418","BNA0785","Lausitz Energie Kraftwerke AG","Kraftwerk Jänschwalde Block A","1981-10-01","Braunkohle",0.375,435,97.413813333333351]
[null,null,"Nein","Braunkohle 2 ","BNA0790","Lausitz Energie Kraftwerke AG","Kraftwerk Jänschwalde Block F","1989-03-09","Braunkohle",0.37359999999999999,435,97.772483940042846]
[null,null,"Ja","SEE928076311489","BNA0523","Städtische Werke Energie + Wärme GmbH","Fernwärmekraftwerk Kassel","1989-12-21","Braunkohle",0.37359999999999999,29.145,97.772483940042846]
[null,null,"Ja","SEE905721866655","BNA0292","RWE Power AG","Fab Frechen","1962-12-23","Braunkohle",0.37119999999999997,153.12,98.393642241379325]
[null,null,"Ja","SEE923082939436","BNA0177","eins energie in sachsen GmbH & Co. KG","HKW Chemnitz Nord II, Block B","1988-08-26","Braunkohle",0.37119999999999997,50.609639999999999,98.393642241379325]
[null,null,"Nein","Braunkohle 1 ","BNA0789","Lausitz Energie Kraftwerke AG","Kraftwerk Jänschwalde Block E","1987-10-06","Braunkohle",0.36880000000000002,435,99.022885032537971]
[null,null,"Ja","SEE931736847297","BNA0699","RWE Power AG","Neurath D","1975-06-24","Braunkohle",0.36599999999999999,528.09,99.767431693989082]
[null,null,"Ja","SEE976414005279","BNA0700","RWE Power AG","Neurath E","1976-02-22","Braunkohle",0.36599999999999999,525.48,99.767431693989082]
[null,null,"Ja","SEE955314088254","BNA1028","RWE Power AG","Weißweiler H","1975-01-18","Braunkohle",0.36,570.72,101.40188888888889]
[null,null,"Ja","SEE987007884447","BNA1027","RWE Power AG","Weißweiler G","1974-02-14","Braunkohle",0.36,576.80999999999995,101.40188888888889]
[null,null,"Ja","SEE908125004449","BNA0123","Lausitz Energie Kraftwerke AG","Boxberg Block P","1980-07-01","Braunkohle",0.35,435,104.2505142857143]
[null,null,"Ja","SEE985842749525","BNA0122","Lausitz Energie Kraftwerke AG","Boxberg Block N","1979-01-01","Braunkohle",0.35,435,104.2505142857143]
[null,null,"Ja","SEE912440649056","BNA1141","Pfeifer & Langen GmbH ＆ Co. KG","Euskirchen Generator 3","1980-07-01","Braunkohle",0.34960000000000002,0.98570999999999998,104.36784897025171]
[null,null,"Ja","SEE927622980674","BNA1141","Pfeifer & Langen GmbH ＆ Co. KG","Euskirchen Generator 1","1979-08-30","Braunkohle",0.34960000000000002,5.9151300000000004,104.36784897025171]
[null,null,"Ja","SEE927630371594","BNA1486","ROMONTA GmbH","Grubenheizkraftwerk Amsdorf","1960-04-01","Braunkohle",0.34960000000000002,7.98153399,104.36784897025171]
[null,null,"Nein","Braunkohle 5","BNA0698","RWE Power AG","Neurath C","1973-03-21","Braunkohle",0.3352,254.04,108.77840095465395]
[null,null,"Nein","Braunkohle 4","BNA0706","RWE Power AG","Niederaußem F","1971-02-03","Braunkohle",0.33040000000000003,260.13,110.33401937046004]
[null,null,"Ja","SEE920672219015","BNA1865","KÄMMERER Energie GmbH","Generator 5","1977-01-10","Braunkohle",0.33,8.5259999999999998,110.46569696969698]
[null,null,"Ja","SEE933685962403","BNA1026","RWE Power AG","Weißweiler F","1967-09-04","Braunkohle",0.33,279.27,110.46569696969698]
[null,null,"Ja","SEE974018310478","BNA1864","KÄMMERER Energie GmbH","Generator 4","1962-12-22","Braunkohle",0.33,8.0039999999999996,110.46569696969698]
[null,null,"Nein","Braunkohle 3","BNA0713","RWE Power AG","Niederaußem E","1970-04-12","Braunkohle",0.32800000000000001,256.64999999999998,111.1289024390244]
[null,null,"Ja","SEE990438768378","BNA0270","Stadtwerke Flensburg","Dampfturbine 8","1985-05-24","Steinkohle",0.504,26.32,139.80057539682542]
[null,null,"Ja","SEE906830618081","BNA0714","RWE Power AG","Fab Fortuna","1948-06-01","Braunkohle",0.25359999999999999,13.05,143.23264984227129]
[null,null,"Ja","SEE966083015792","BNA1083","WSW Energie & Wasser AG","GT21","2008-07-09","Öl",0.5625,24.99,145.88462222222222]
[null,null,"Ja","SEE957285549260","BNA0272","Stadtwerke Flensburg","Dampfturbine 9","1988-08-16","Steinkohle",0.47249999999999998,26.32,149.03394708994711]
[null,null,"Ja","SEE950041295098","BNA1015, BNA1016","Hamburger Energiewerke GmbH","GTKW Wedel","1972-07-23","Öl",0.55000000000000004,86.7,149.17745454545454]
[null,null,"Ja","SEE996990805407","BNA0138","Braunschweiger Versorgungs-AG & Co. KG","HKW Mitte Kessel 1","1985-01-18","Steinkohle",0.46800000000000003,35.6,150.45446581196583]
[null,null,"Ja","SEE988477355802","BNA0646b","Grosskraftwerk Mannheim","GKM Block 9","2015-05-02","Steinkohle",0.46400000000000002,674.40000000000009,151.7402801724138]
[null,null,"Ja","SEE923577153439","BNA0662a","Evonik Operations GmbH","Kraftwerk I,  T15","1983-10-15","Steinkohle",0.46350000000000002,54.720000000000006,151.90256742179074]
[null,null,"Ja","SEE970425279599","BNA1674","Onyx Kraftwerk Wilhelmshaven GmbH & Co. KG","Kraftwerk Wilhelmshaven Onyx","2015-11-30","Steinkohle",0.46250000000000002,580.80000000000007,152.22819459459461]
[null,null,"Ja","SEE980331579218","BNA0518b","EnBW Energie Baden-Württemberg AG","Rheinhafen-Dampfkraftwerk RDK 8","2014-07-01","Steinkohle",0.46,667.2,153.04845652173913]
[null,null,"Ja","SEE961029163353","BNA1508","Trianel Kohlekraftwerk Lünen GmbH & Co KG","Trianel Kohlekraftwerk Lünen","2013-01-01","Steinkohle",0.45950000000000002,596.80000000000007,153.21357997823725]
[null,null,"Ja","SEE958847865460","BNA1093","Onyx Kraftwerk Zolling GmbH &Co. KGaA","Kraftwerk Zolling","1985-01-01","Steinkohle",0.45250000000000001,377.6,155.56362430939228]
[null,null,"Ja","SEE913516809497","BNA1949","Uniper Kraftwerke GmbH","Datteln 4","2020-05-30","Steinkohle",0.45,841.6,156.42064444444446]
[null,null,"Ja","SEE918143230942","BNA0216b","STEAG Walsum 10 Kraftwerksgesellschaft","Walsum 10","2013-12-20","Steinkohle",0.45,580,156.42064444444446]
[null,null,"Ja","SEE948609940009","BNA0434","EnBW Energie Baden-Württemberg AG","Heizkraftwerk Heilbronn HLB 7","1985-12-01","Steinkohle",0.44750000000000001,622.40000000000009,157.2872402234637]
[null,null,"Ja","SEE904968236689","BNA0147","Onyx Kraftwerk Farge GmbH & Co. KGaA","Kraftwerk Farge","1969-01-01","Steinkohle",0.4425,280,159.04980790960454]
[null,null,"Ja","SEE965782597448","BNA0019","EnBW Energie Baden-Württemberg AG","Heizkraftwerk Altbach/Deizisau HKW 2 DT (Solobetrieb)","1997-05-29","Steinkohle",0.44,258.40000000000003,159.94611363636366]
[null,null,"Ja","SEE909002940690","BNA0644","Grosskraftwerk Mannheim","GKM Block 6","2005-12-26","Steinkohle",0.4375,204,160.85266285714289]
[null,null,"Ja","SEE980016033738","BNA0518a","EnBW Energie Baden-Württemberg AG","Rheinhafen-Dampfkraftwerk RDK 7","1985-06-21","Steinkohle",0.4375,413.6,160.85266285714289]
[null,null,"Nein","Steinkohle 1 ","BNA0464","Kraftwerk Mehrum GmbH","KWM Block 3","1979-08-24","Steinkohle",0.4325,552,162.69720231213876]
[null,null,"Ja","SEE943427876363","BNA0849","EnBW Energie Baden-Württemberg AG","Kraftwerk Rostock Block A","1994-10-01","Steinkohle",0.432,411.20000000000005,162.88400462962966]
[null,null,"Ja","SEE920837459195","BNA1075b","Volkswagen AG","HKW Nord Generator B","1998-09-18","Steinkohle",0.42499999999999999,48.800000000000004,165.54538823529413]
[null,null,"Ja","SEE998984420832","BNA1075a","Volkswagen AG","HKW Nord Generator A","1994-10-01","Steinkohle",0.42499999999999999,48.800000000000004,165.54538823529413]
[null,null,"Ja","SEE979779484642","BNA0861b","Energie SaarLorLux AG","HKW-Römerbrücke Dampfturbinenanlage DT2","1988-06-27","Steinkohle",0.42,42.400000000000006,167.5006904761905]
[null,null,"Ja","SEE938923083674","BNA0660","Evonik Operations GmbH","Kraftwerk I, T14","1971-06-01","Steinkohle",0.40949999999999998,44.448000000000008,171.76224664224668]
[null,null,"Ja","SEE975507584615","BNA0646a","Grosskraftwerk Mannheim","GKM Block 8","1993-04-05","Steinkohle",0.40749999999999997,348,172.5988711656442]
[null,null,"Ja","SEE987197130805","BNA0402","Hamburger Energiewerke GmbH","HKW Tiefstack","1993-04-01","Steinkohle",0.40749999999999997,155.20000000000002,172.5988711656442]
[null,null,"Ja","SEE929161243203","BNA0377","Uniper Kraftwerke GmbH","Staudinger 5","1992-01-01","Steinkohle",0.40500000000000003,408,173.6562716049383]
[null,null,"Ja","SEE906834978235","BNA1187","Pfeifer & Langen GmbH ＆ Co. KG","Lage Generator 2","1962-08-27","Steinkohle",0.4037,3.2616000000000001,174.21129551647266]
[null,null,"Ja","SEE952372080091","BNA0969b","SWM Services GmbH","SWM HKW Nord 2 T20","1991-12-15","Steinkohle",0.40250000000000002,266.40000000000003,174.72680745341614]
[null,null,"Ja","SEE919393178787","BNA0998","STEAG","Fenne MKV","1982-08-01","Steinkohle",0.4,143.20000000000002,175.81072500000002]
[null,null,"Ja","SEE945908806647","BNA0450","STEAG","Herne 4","1989-07-25","Steinkohle",0.4,368,175.81072500000002]
[null,null,"Ja","SEE954169155876","BNA0758","Energieversorgung Offenbach AG","Heizkraftwerk-Offenbach-EVO","1988-10-18","Steinkohle",0.4,43.2,175.81072500000002]
[null,null,"Ja","SEE974753539035","BNA0801","SWP Stadtwerke Pforzheim","Turbine 6","1990-01-18","Steinkohle",0.4,21.52,175.81072500000002]
[null,null,"Ja","SEE974883809046","BNA0087","Vattenfall Wärme Berlin AG","HKW Reuter West Dampfturbine E","1988-08-01","Steinkohle",0.4,225.60000000000002,175.81072500000002]
[null,null,"Ja","SEE981109871657","BNA0085a","Vattenfall Wärme Berlin AG","HKW Moabit Dampfturbine","1990-02-27","Steinkohle",0.4,71.2,175.81072500000002]
[null,null,"Ja","SEE989328541450","BNA0086","Vattenfall Wärme Berlin AG","HKW Reuter West Dampfturbine D","1987-12-14","Steinkohle",0.4,225.60000000000002,175.81072500000002]
[null,null,"Ja","SEE915289541482","BNA0290","Mainova AG","HKW West Block 3","1990-02-15","Steinkohle",0.39750000000000002,49.2,176.90827672955976]
[null,null,"Ja","SEE932928232242","BNA0421","enercity AG","GKH 2","1989-06-21","Steinkohle",0.39750000000000002,108.80000000000001,176.90827672955976]
[null,null,"Ja","SEE968950464368","BNA0144","swb Erzeugung AG & Co. KG","KW Hastedt Block 15","1989-12-16","Steinkohle",0.39750000000000002,95.2,176.90827672955976]
[null,null,"Ja","SEE987633796220","BNA0420","enercity AG","GKH 1","1989-01-26","Steinkohle",0.39750000000000002,108.80000000000001,176.90827672955976]
[null,null,"Ja","SEE917943562765","BNA0289b","Mainova AG","HKW West Block 2","1990-02-01","Steinkohle",0.39500000000000002,49.2,178.01972151898735]
[null,null,"Nein","Steinkohle 2 ","BNA0793","Uniper Kraftwerke GmbH","Heyden 4","1987-01-01","Steinkohle",0.39250000000000002,700,179.14532484076435]
[null,null,"Ja","SEE997526539162","BNA0531","Energieservice Westfalen Weser GmbH","Kraftwerk-Kirchlengern_GT2","1973-06-06","Öl",0.45450000000000002,16.149999999999999,180.3126512651265]
[null,null,"Ja","SEE986331287955","BNA0491","RWE Power AG","Fab Berrenrath","1992-02-28","Braunkohle",0.20080000000000001,85.26,180.44840637450199]
[null,null,"Ja","SEE917432813484","BNA1076b","Volkswagen AG","HKW West Block 2","1985-05-01","Steinkohle",0.38750000000000001,110.80000000000001,181.44010322580647]
[null,null,"Ja","SEE959000487536","BNA1076a","Volkswagen AG","HKW West Block 1","1985-01-31","Steinkohle",0.38750000000000001,110.80000000000001,181.44010322580647]
[null,null,"Ja","SEE989054024678","BNA0336","Uniper Kraftwerke GmbH","Scholven FWK","1985-01-01","Steinkohle",0.38750000000000001,56,181.44010322580647]
[null,null,"Ja","SEE905714722562","BNA0936","EnBW Energie Baden-Württemberg AG","Heizkraftwerk Stuttgart-Münster DT 15","1984-01-01","Steinkohle",0.38500000000000001,36,182.6098441558442]
[null,null,"Nein","Steinkohle 3","BNA0093","STEAG","Bexbach","1983-10-01","Steinkohle",0.38250000000000001,580.80000000000007,183.79487581699348]
[null,null,"Ja","SEE998383491525","BNA0935","EnBW Energie Baden-Württemberg AG","Heizkraftwerk Stuttgart-Münster DT 12","1982-01-01","Steinkohle",0.38,36,184.99550000000002]
[null,null,"Ja","SEE902418917676","BNA1336","Henkel AG & Co. KGaA","Z39NEA","2004-01-01","Öl",0.442,1.19,185.38371040723982]
[null,null,"Ja","SEE930673793902","BNA0067","STEAG","Bergkamen A","1981-10-01","Steinkohle",0.3775,576,186.21202649006625]
[null,null,"Ja","SEE981220191160","BNA1467","Koehler Oberkirch GmbH","HKW Oberkirch","1987-05-26","Steinkohle",0.375,14.8,187.44477333333336]
[null,null,"Ja",null,null,"Nicht-EEG-Anlagen < 10 MW",null,null,"Steinkohle",0.375,11.440000000000001,187.44477333333336]
[null,null,"Ja","SEE987838157994","BNA0999","STEAG","Fenne HKV","1989-11-30","Steinkohle",0.37,168.8,189.96024324324327]
[null,null,"Ja","SEE900452778307",null,"Salzgitter Flachstahl GmbH","GGT HO B","2012-04-15","Sonstige",0.4,6.9699999999999989,190.60094999999998]
[null,null,"Ja","SEE900534814473",null,"Covestro Brunsbüttel Energie GmbH","Stromgenerator 2 (SE2)","2020-05-13","Sonstige",0.4,2.9750000000000001,190.60094999999998]
[null,null,"Ja","SEE915087411024",null,"Hamburger Energiewerke GmbH","WUW Bille","2019-09-03","Sonstige",0.4,3.74,190.60094999999998]
[null,null,"Ja","SEE931652054403",null,"Infraserv GmbH & Co. Höchst KG","IPH Strom GT2","2011-10-12","Sonstige",0.4,3.57,190.60094999999998]
[null,null,"Ja","SEE942432515786",null,"WMF GmbH","Dampfturbine AEG","1943-01-01","Sonstige",0.4,2.0859000000000001,190.60094999999998]
[null,null,"Ja","SEE943210695102",null,"Volkswagen AG","DT30 GuD Süd Wolfsburg","2021-12-27","Sonstige",0.4,30.770000000000003,190.60094999999998]
[null,null,"Ja","SEE959229794460","BNA0256","SWE Energie GmbH","DT","1999-12-17","Sonstige",0.4,28.9,190.60094999999998]
[null,null,"Ja","SEE988071059649",null,"BASF SE","V159 ET","2013-06-14","Sonstige",0.4,1.9124999999999999,190.60094999999998]
[null,null,"Ja","SEE900957573537","BNA0598b","InfraLeuna GmbH","KT1","2010-04-30","Sonstige",0.39600000000000002,17,192.51611111111112]
[null,null,"Ja","SEE956943312185","BNA0614c","BASF SE","A718 KT9","2008-04-30","Sonstige",0.39600000000000002,38.674999999999997,192.51611111111112]
[null,null,"Nein","Steinkohle 4","BNA0820","STEAG","Weiher 3","1976-09-24","Steinkohle",0.36499999999999999,524.48,192.54463013698631]
[null,null,"Ja","SEE934530018092","BNA0403","Hamburger Energiewerke GmbH","HKW Wedel Block 2","1993-11-25","Steinkohle",0.36,92.800000000000011,195.20080555555558]
[null,null,"Ja","SEE960100973492","BNA0404","Hamburger Energiewerke GmbH","HKW Wedel Block 1","1993-11-25","Steinkohle",0.36,109.60000000000001,195.20080555555558]
[null,null,"Ja","SEE906899424722","BNA0616b","BASF SE","S300 NT7","2001-11-21","Sonstige",0.38500000000000001,20.399999999999999,197.988]
[null,null,"Ja","SEE910877433255",null,"ExxonMobil Production Deutschland GmbH","Expansionsturbinen S2","1992-01-01","Sonstige",0.38500000000000001,1.02,197.988]
[null,null,"Ja","SEE916689752430",null,"BASF SE","N822 GE2","1991-01-01","Sonstige",0.38500000000000001,2.2524999999999999,197.988]
[null,null,"Ja","SEE923597137761",null,"Sasol Germany GmbH","DT1","1993-01-15","Sonstige",0.38500000000000001,1.1134999999999999,197.988]
[null,null,"Ja","SEE956217502250",null,"Salzgitter Flachstahl GmbH","GGT HO A","1998-08-15","Sonstige",0.38500000000000001,6.8,197.988]
[null,null,"Ja","SEE974889284021",null,"ExxonMobil Production Deutschland GmbH","Expansionsturbinen S","1992-01-01","Sonstige",0.38500000000000001,1.02,197.988]
[null,null,"Ja","SEE974910236807",null,"BASF SE","N822 GE1","1991-01-01","Sonstige",0.38500000000000001,2.2524999999999999,197.988]
[null,null,"Ja","SEE975925776395",null,"Klingele Papierwerke GmbH & Co. KG Papierfabrik Weener","GDT","2008-10-10","Sonstige",0.38500000000000001,2.1165000000000003,197.988]
[null,null,"Ja","SEE987252656561",null,"TWS Thüringer Wärme Service GmbH","HKW Schwarza Dampfturbosatz","2005-04-01","Sonstige",0.38500000000000001,8.083499999999999,197.988]
[null,null,"Ja","SEE988296656760",null,"Südzucker AG","Dampfturbine III Südzucker Plattling","2001-05-01","Sonstige",0.38500000000000001,6.5662499999999993,197.988]
[null,null,"Ja","SEE991050894971","BNA0598a","InfraLeuna GmbH","EKT","2000-02-14","Sonstige",0.38500000000000001,11.9,197.988]
[null,null,"Ja","SEE911850657996","BNA0557b","Currenta GmbH & Co. OHG","UER N230 VST1","1963-01-28","Steinkohle",0.35249999999999998,5.2,199.32635460992913]
[null,null,"Ja","SEE988421065542","BNA0557b","Currenta GmbH & Co. OHG","UER N230 NST2","1964-03-02","Steinkohle",0.35249999999999998,12.16,199.32635460992913]
[null,null,"Ja","SEE994134561226","BNA0557b","Currenta GmbH & Co. OHG","UER N230 VST2","1964-03-02","Steinkohle",0.35249999999999998,6.56,199.32635460992913]
[null,null,"Ja","SEE971943692655","BNA0926b","Sappi Stockstadt GmbH","ST_HKW_T8","1982-04-14","Steinkohle",0.35,17.315999999999999,200.74082857142861]
[null,null,"Ja","SEE985117126280","BNA0926b","Sappi Stockstadt GmbH","ST_HKW_T4","1962-12-01","Steinkohle",0.35,4.6079999999999997,200.74082857142861]
[null,null,"Ja","SEE933236950972","BNA0331","Uniper Kraftwerke GmbH","Scholven C","1969-01-01","Steinkohle",0.34749999999999998,276,202.17565467625903]
[null,null,"Ja","SEE952352206145","BNA0332","Uniper Kraftwerke GmbH","Scholven B","1968-01-01","Steinkohle",0.34499999999999997,276,203.63127536231889]
[null,null,"Ja","SEE904887370686","BNA0597","InfraLeuna GmbH","DT1","1994-07-01","Sonstige",0.374,7.3949999999999996,203.78176470588235]
[null,null,"Ja","SEE901935169124",null,"Salzgitter Flachstahl GmbH","SSD2","2013-11-12","Öl",0.4,2.1063000000000001,204.744]
[null,null,"Ja","SEE907667431027",null,"Volkswagen AG","011_DY01_USV-B-2","2016-12-01","Öl",0.4,1.7,204.744]
[null,null,"Ja","SEE915062141939",null,"Boehringer Ingelheim Pharma GmbH&Co.KG","Boehringer Ingelheim - H111 - NG4","2016-05-11","Öl",0.4,1.87,204.744]
[null,null,"Ja","SEE920130351394",null,"Volkswagen AG","011_CS01_USV-2","2013-05-14","Öl",0.4,0.94350000000000001,204.744]
[null,null,"Ja","SEE923340224045",null,"SWN Stadtwerke Neumünster GmbH","D4","2021-01-18","Öl",0.4,1.4841,204.744]
[null,null,"Ja","SEE923485223774",null,"STEAG","Fenne MKV Gasturbine","1982-08-01","Öl",0.4,29.631,204.744]
[null,null,"Ja","SEE934706805181",null,"Dr. Ing. h.c. F. Porsche AG","W08_PST_Mantelobjekt","2016-12-01","Öl",0.4,21.858174999999999,204.744]
[null,null,"Ja","SEE936522319972",null,"Covestro Brunsbüttel Energie GmbH","Dieselgenerator 1 (DMG1)","2015-01-20","Öl",0.4,1.7,204.744]
[null,null,"Ja","SEE946983246939",null,"Covestro Brunsbüttel Energie GmbH","Dieselgenerator 2 (DMG2)","2015-01-20","Öl",0.4,1.7,204.744]
[null,null,"Ja","SEE948375642084",null,"Salzgitter Flachstahl GmbH","SSD1","2013-11-05","Öl",0.4,2.1063000000000001,204.744]
[null,null,"Ja","SEE950379558698",null,"Volkswagen AG","011_DY01_USV-A-2","2016-09-01","Öl",0.4,1.7,204.744]
[null,null,"Ja","SEE955509938364",null,"Volkswagen AG","EATA_H72a_GDV_31","2000-01-01","Öl",0.4,1.0675999999999999,204.744]
[null,null,"Ja","SEE957716831667",null,"Volkswagen AG","011-DY01 USV-B-1","2010-12-12","Öl",0.4,1.7,204.744]
[null,null,"Ja","SEE960162708360",null,"Kelheim Fibres GmbH","Turbine 4","1952-09-01","Öl",0.4,4.5296499999999993,204.744]
[null,null,"Ja","SEE966235726637",null,"Volkswagen AG","011_CS01_USV-1","2013-05-14","Öl",0.4,0.94350000000000001,204.744]
[null,null,"Ja","SEE973787734782",null,"Schwarz IT KG","RZ-Parkhaus-Stiftsberg-DC01 Modul 2.1","2017-08-01","Öl",0.4,2.9452499999999997,204.744]
[null,null,"Ja","SEE973987115114",null,"Stadtwerke Münster GmbH","Aggregat Hafen","2014-09-01","Öl",0.4,0.89334999999999987,204.744]
[null,null,"Ja","SEE982082292286",null,"Salzgitter Flachstahl GmbH","SSD3","2013-11-20","Öl",0.4,2.1063000000000001,204.744]
[null,null,"Ja","SEE982109200867",null,"Schwarz IT KG","RZ-Parkhaus-Stiftsberg-DC01 Modul 1","2010-10-01","Öl",0.4,2.9452499999999997,204.744]
[null,null,"Ja","SEE984460499508",null,"Volkswagen AG","011_CS09_USV-B-1","2016-12-01","Öl",0.4,1.7,204.744]
[null,null,"Ja","SEE993275815625",null,"Volkswagen AG","011_CS09_USV-A-1","2016-12-01","Öl",0.4,1.7,204.744]
[null,null,"Ja","SEE996033213305",null,"Volkswagen AG","011-DY01 USV-A-1","2010-12-12","Öl",0.4,1.7,204.744]
[null,null,"Ja","SEE976944273018","BNA1504","Daimler Truck AG","Rollenprüfstand 1, Gebäude 38","2019-09-18","Öl",0.39929999999999999,1.1560000000000001,205.10117705985473]
[null,null,"Ja","SEE964450365167","BNA0834","Solvay Chemicals GmbH","Solvay Rb TA9","1976-01-01","Steinkohle",0.34210000000000002,21.76,205.34644840689859]
[null,null,"Ja","SEE970931306376","BNA0834","Solvay Chemicals GmbH","Solvay Rb TA10","1983-01-01","Steinkohle",0.34210000000000002,21.76,205.34644840689859]
[null,null,"Ja","SEE986520256656","BNA0834","Solvay Chemicals GmbH","Solvay Rb TA7","1989-01-01","Steinkohle",0.34210000000000002,10.240000000000002,205.34644840689859]
[null,null,"Ja","SEE993292613167","BNA0834","Solvay Chemicals GmbH","Solvay Rb TA8","2021-07-01","Steinkohle",0.34210000000000002,12.752000000000001,205.34644840689859]
[null,null,"Ja","SEE959802115149","BNA1488","KG Deutsche Gasrusswerke GmbH u Co","DGW TG 10","1983-12-01","Sonstige",0.37,7.1051500000000001,205.97399999999999]
[null,null,"Ja","SEE997020557907","BNA1488","KG Deutsche Gasrusswerke GmbH u Co","DGW TG 15","1989-12-01","Sonstige",0.37,14.1236,205.97399999999999]
[null,null,"Ja","SEE918541277334","BNA0318","RhönEnergie Fulda GmbH","Kraftwerk Fulda Aggregat 3C","2010-01-01","Öl",0.39710000000000001,2.3459999999999996,206.23193150339964]
[null,null,"Ja","SEE918548652318","BNA0318","RhönEnergie Fulda GmbH","Kraftwerk Fulda Aggregat 1","2010-01-01","Öl",0.39710000000000001,3.06,206.23193150339964]
[null,null,"Ja","SEE943750140889","BNA0894e","PCK Raffinerie GmbH","4MKA","2011-09-04","Öl",0.39710000000000001,50.15,206.23193150339964]
[null,null,"Ja","SEE959614237596","BNA0318","RhönEnergie Fulda GmbH","Kraftwerk Fulda Aggregat 4B","2020-01-01","Öl",0.39710000000000001,2.3459999999999996,206.23193150339964]
[null,null,"Ja","SEE967464788519","BNA0318","RhönEnergie Fulda GmbH","Kraftwerk Fulda Aggregat 4A","2020-01-01","Öl",0.39710000000000001,2.3459999999999996,206.23193150339964]
[null,null,"Ja","SEE970444408703","BNA0318","RhönEnergie Fulda GmbH","Kraftwerk Fulda Aggregat 3B","2010-01-01","Öl",0.39710000000000001,2.3459999999999996,206.23193150339964]
[null,null,"Ja","SEE976995281321","BNA0318","RhönEnergie Fulda GmbH","Kraftwerk Fulda Aggregat 3A","2010-01-01","Öl",0.39710000000000001,2.3459999999999996,206.23193150339964]
[null,null,"Ja","SEE978426302629","BNA0318","RhönEnergie Fulda GmbH","Kraftwerk Fulda Aggregat 2","2010-01-01","Öl",0.39710000000000001,5.3464999999999998,206.23193150339964]
[null,null,"Ja","SEE982248430859","BNA0318","RhönEnergie Fulda GmbH","Kraftwerk Fulda Aggregat 5","2010-01-01","Öl",0.39710000000000001,0.95200000000000007,206.23193150339964]
[null,null,"Ja","SEE902686859227","BNA1500","Nordzucker AG Werk Uelzen","Generator 2","1965-09-01","Steinkohle",0.33750000000000002,11.920000000000002,208.12752592592591]
[null,null,"Ja","SEE945740636167","BNA1500","Nordzucker AG Werk Uelzen","Generator 1","1965-09-01","Steinkohle",0.33750000000000002,16,208.12752592592591]
[null,null,"Ja","SEE982928435068",null,"Vattenfall Wärme Berlin AG","GuD Marzahn Dampfturbine","2020-05-07","Sonstige",0.36499999999999999,58.904999999999994,208.78186301369863]
[null,null,"Ja","SEE934591835126","BNA0693","SWN Stadtwerke Neumünster GmbH","T4","1974-11-07","Steinkohle",0.33,11.284000000000001,212.82815151515152]
[null,null,"Ja","SEE941166182769","BNA0600b","Currenta GmbH & Co. OHG","LEV KWG G22","1991-10-29","Steinkohle",0.33,10.136800000000001,212.82815151515152]
[null,null,"Ja","SEE943766131437","BNA0895","GKS-Gemeinschaftskraftwerk Schweinfurt GmbH","Turbine 1","1990-06-01","Steinkohle",0.33,11.36,212.82815151515152]
[null,null,"Ja","SEE953266686481","BNA0693","SWN Stadtwerke Neumünster GmbH","T2","1982-11-20","Steinkohle",0.33,7.6360000000000001,212.82815151515152]
[null,null,"Ja","SEE956216040883","BNA0895","GKS-Gemeinschaftskraftwerk Schweinfurt GmbH","Turbine 2","1990-06-01","Steinkohle",0.33,8.16,212.82815151515152]
[null,null,"Ja","SEE956973616802","BNA0600b","Currenta GmbH & Co. OHG","LEV KWG G12","1958-01-01","Steinkohle",0.33,13.788,212.82815151515152]
[null,null,"Ja","SEE962877818310","BNA0939a","EnBW Energie Baden-Württemberg AG","Heizkraftwerk Stuttgart-Münster DT 19","2009-01-01","Steinkohle",0.33,15.600000000000001,212.82815151515152]
[null,null,"Ja","SEE969707026280","BNA0600b","Currenta GmbH & Co. OHG","LEV KWG G23","1999-12-16","Steinkohle",0.33,4.3872,212.82815151515152]
[null,null,"Ja","SEE976193474983","BNA0600b","Currenta GmbH & Co. OHG","LEV KWG G21","1989-07-28","Steinkohle",0.33,10.136800000000001,212.82815151515152]
[null,null,"Ja","SEE976489828827","BNA0600b","Currenta GmbH & Co. OHG","LEV KWG G11","1955-10-25","Steinkohle",0.33,15.388,212.82815151515152]
[null,null,"Ja","SEE989771083484","BNA0600b","Currenta GmbH & Co. OHG","LEV KWG G02","1970-11-17","Steinkohle",0.33,6.5872000000000002,212.82815151515152]
[null,null,"Ja","SEE954086855965","BNA0894c","PCK Raffinerie GmbH","1MKA","1998-06-04","Öl",0.38279999999999997,90.1,213.89864158829675]
[null,null,"Ja","SEE995943794058","BNA0894d","PCK Raffinerie GmbH","2MKA","1998-06-04","Öl",0.38279999999999997,90.1,213.89864158829675]
[null,null,"Ja","SEE986145450682","BNA1166","Kreis Weseler Abfallgesellschaft mbH & Co.KG","Notstromdiesel","1997-01-01","Öl",0.38169999999999998,4.08,214.51218234215352]
[null,null,"Ja","SEE909297051026","BNA1509","BP Europa SE","GT2","1996-12-06","Öl",0.38059999999999999,19.294999999999998,215.12926957435627]
[null,null,"Ja","SEE950981928360","BNA1509","BP Europa SE","TG4","1996-12-06","Öl",0.38059999999999999,9.2650000000000006,215.12926957435627]
[null,null,"Ja","SEE967441234602","BNA1509","BP Europa SE","GT1","1996-12-06","Öl",0.38059999999999999,19.04,215.12926957435627]
[null,null,"Ja","SEE905714982744",null,"GKS-Gemeinschaftskraftwerk Schweinfurt GmbH","VMA 2","1997-07-23","Öl",0.38,3.4849999999999994,215.46736842105261]
[null,null,"Ja","SEE910806335483",null,"Stadtwerke Karlsruhe GmbH","Spitzenstromerzeuger 4 (Diesel 4 HKW-West)","1981-01-28","Öl",0.38,2.8049999999999997,215.46736842105261]
[null,null,"Ja","SEE912935247576","BNA0596","TotalEnergies Raffinerie Mitteldeutschland GmbH","Raffineriekraftwerk Leuna MDT","1997-01-01","Öl",0.38,28.389999999999997,215.46736842105261]
[null,null,"Ja","SEE913657334902",null,"AUDI","NEC_WERK_PST_SÜD","1994-12-31","Öl",0.38,17.484500000000001,215.46736842105261]
[null,null,"Ja","SEE918397495210",null,"SWM Services GmbH","SWM HKW Sued GuD1 SSD","1980-10-01","Öl",0.38,2.125,215.46736842105261]
[null,null,"Ja","SEE920556442270",null,"BASF SE","NSD-102","1988-05-12","Öl",0.38,4.1437499999999998,215.46736842105261]
[null,null,"Ja","SEE921706084241","BNA1083","WSW Energie & Wasser AG","GT22","2008-07-09","Öl",0.38,24.99,215.46736842105261]
[null,null,"Ja","SEE922559384908",null,"BASF SE","NSD-101","1988-05-12","Öl",0.38,4.1437499999999998,215.46736842105261]
[null,null,"Ja","SEE940009163477",null,"Stadtwerke Augsburg Energie GmbH","HKW, Dieselaggregat 2","1989-07-04","Öl",0.38,2.125,215.46736842105261]
[null,null,"Ja","SEE954780579013",null,"AUDI","IN_WERK_PST_Gesamt","1990-07-01","Öl",0.38,38.401299999999999,215.46736842105261]
[null,null,"Ja","SEE958261845871",null,"AUDI","NEC_WERK_PST_NORD","1999-12-31","Öl",0.38,1.8138999999999998,215.46736842105261]
[null,null,"Ja","SEE960058020569",null,"Stadtwerke Karlsruhe GmbH","Spitzenstromerzeuger 3 (Diesel 3 HKW-West)","1981-01-28","Öl",0.38,2.8049999999999997,215.46736842105261]
[null,null,"Ja","SEE961021885321",null,"SWN Stadtwerke Neumünster GmbH","D3","1986-01-01","Öl",0.38,4.6749999999999998,215.46736842105261]
[null,null,"Ja","SEE969775213346","BNA0547","Shell Deutschland GmbH","Shell Energy and Chemicals Park, Kraftwerk Godorf","2016-01-01","Öl",0.38,82.534999999999997,215.46736842105261]
[null,null,"Ja","SEE970928898099",null,"GKS-Gemeinschaftskraftwerk Schweinfurt GmbH","VMA 1","1990-04-23","Öl",0.38,3.145,215.46736842105261]
[null,null,"Ja","SEE971897030428",null,"Smurfit Kappa Herzberg Solid Board GmbH","Dieselaggregat","1978-01-01","Öl",0.38,0.85,215.46736842105261]
[null,null,"Ja","SEE974711013546","BNA0596","TotalEnergies Raffinerie Mitteldeutschland GmbH","Raffineriekraftwerk Leuna NDT","1997-01-01","Öl",0.38,25.33,215.46736842105261]
[null,null,"Ja","SEE982556430190","BNA0596","TotalEnergies Raffinerie Mitteldeutschland GmbH","Raffineriekraftwerk Leuna HDT","1997-01-01","Öl",0.38,24.905000000000001,215.46736842105261]
[null,null,"Ja","SEE988040578546",null,"Boehringer Ingelheim Pharma GmbH&Co.KG","Boehringer Ingelheim - 2325 - NG2","1989-07-04","Öl",0.38,3.4849999999999994,215.46736842105261]
[null,null,"Ja","SEE997738174762",null,"Stadtwerke Augsburg Energie GmbH","HKW, Dieselaggregat 1","1989-07-04","Öl",0.38,2.125,215.46736842105261]
[null,null,"Ja","SEE902096864651","BNA0516","Mineraloelraffinerie Oberrhein","Maschine 1","1995-06-17","Öl",0.3795,9.6050000000000004,215.74993412384717]
[null,null,"Ja","SEE907222955227","BNA0369","envia THERM GmbH","Sermuth BHKW 3","1995-10-01","Öl",0.3795,4.8449999999999998,215.74993412384717]
[null,null,"Ja","SEE909106315790","BNA0517","Mineraloelraffinerie Oberrhein","TG-1904","1995-06-17","Öl",0.3795,11.475,215.74993412384717]
[null,null,"Ja","SEE912912423627","BNA0516","Mineraloelraffinerie Oberrhein","Expander","1995-06-17","Öl",0.3795,16.064999999999998,215.74993412384717]
[null,null,"Ja","SEE914187135533","BNA0516","Mineraloelraffinerie Oberrhein","Maschine 2","1995-06-17","Öl",0.3795,9.6050000000000004,215.74993412384717]
[null,null,"Ja","SEE916030519361","BNA0517","Mineraloelraffinerie Oberrhein","TG-1902","1995-06-17","Öl",0.3795,6.2050000000000001,215.74993412384717]
[null,null,"Ja","SEE926900618322","BNA0369","envia THERM GmbH","Sermuth BHKW 1","1995-10-01","Öl",0.3795,4.8449999999999998,215.74993412384717]
[null,null,"Ja","SEE929776487108","BNA0369","envia THERM GmbH","Sermuth BHKW 2","1995-10-01","Öl",0.3795,4.8449999999999998,215.74993412384717]
[null,null,"Ja","SEE937538401125","BNA0516","Mineraloelraffinerie Oberrhein","Maschine 3","1995-06-17","Öl",0.3795,10.795,215.74993412384717]
[null,null,"Ja","SEE955482235511","BNA0516","Mineraloelraffinerie Oberrhein","Maschine 4","1995-06-17","Öl",0.3795,10.795,215.74993412384717]
[null,null,"Ja","SEE974206815730","BNA0517","Mineraloelraffinerie Oberrhein","TG-1901","1995-06-17","Öl",0.3795,6.2050000000000001,215.74993412384717]
[null,null,"Ja","SEE975369197862","BNA1293d","Martinswerk GmbH","Notstromaggregat","1961-01-01","Öl",0.3795,0.64600000000000002,215.74993412384717]
[null,null,"Ja","SEE960529046555","BNA0894b","PCK Raffinerie GmbH","6MKA","1994-01-10","Öl",0.37840000000000001,29.324999999999999,216.37420718816065]
[null,null,"Ja","SEE921499316925","BNA1327a","Flughafen München GmbH","BHKW 1 - AGG5","1992-05-08","Öl",0.37619999999999998,1.292,217.63370547581076]
[null,null,"Ja","SEE942051897355","BNA1327a","Flughafen München GmbH","BHKW 1 - AGG7","1992-05-08","Öl",0.37619999999999998,1.292,217.63370547581076]
[null,null,"Ja","SEE943668244310","BNA1327a","Flughafen München GmbH","BHKW 1 - AGG4","1992-05-08","Öl",0.37619999999999998,1.292,217.63370547581076]
[null,null,"Ja","SEE945332437417","BNA1327a","Flughafen München GmbH","BHKW 1 - AGG2","1992-05-08","Öl",0.37619999999999998,1.292,217.63370547581076]
[null,null,"Ja","SEE966934929711","BNA1327a","Flughafen München GmbH","BHKW 1 - AGG6","1992-05-08","Öl",0.37619999999999998,1.292,217.63370547581076]
[null,null,"Ja","SEE973218123130","BNA1327a","Flughafen München GmbH","BHKW 1 - AGG3","1992-05-08","Öl",0.37619999999999998,1.292,217.63370547581076]
[null,null,"Ja","SEE990748250273","BNA1327a","Flughafen München GmbH","BHKW 1 - AGG1","1992-05-08","Öl",0.37619999999999998,1.292,217.63370547581076]
[null,null,"Ja","SEE902329484380",null,"Südzucker AG","Dampfturbine I Südzucker Wabern","1976-10-08","Sonstige",0.35,10.09409,217.68680000000001]
[null,null,"Ja","SEE904017020009",null,"ROGESA Roheisengesellschaft Saar mbH","ET HO5","1984-01-01","Sonstige",0.35,8.0919999999999987,217.68680000000001]
[null,null,"Ja","SEE912008346410",null,"Baden Board GmbH","Dampfturbine","1974-01-01","Sonstige",0.35,8.9249999999999989,217.68680000000001]
[null,null,"Ja","SEE915096178499",null,"BASF SE","W118 GTE","1972-02-15","Sonstige",0.35,1.87,217.68680000000001]
[null,null,"Ja","SEE925683830624",null,"Südzucker AG","Dampfturbine II Südzucker Offenau","1971-09-20","Sonstige",0.35,6.2423999999999999,217.68680000000001]
[null,null,"Ja","SEE940821413552",null,"K+S Minerals and Agriculture GmbH","Kraftwerk NE DT","1979-07-02","Sonstige",0.35,3.74,217.68680000000001]
[null,null,"Ja","SEE941850023651",null,"Südzucker AG","Dampfturbine III Südzucker Offstein","1975-01-01","Sonstige",0.35,2.20269,217.68680000000001]
[null,null,"Ja","SEE954087912339",null,"Covestro Brunsbüttel Energie GmbH","Stromgenerator 1 (SE1)","1977-06-15","Sonstige",0.35,2.125,217.68680000000001]
[null,null,"Ja","SEE956337212497",null,"Südzucker AG","Dampfturbine I Südzucker Ochsenfurt","1978-09-01","Sonstige",0.35,11.616949999999999,217.68680000000001]
[null,null,"Ja","SEE958519166192",null,"ROGESA Roheisengesellschaft Saar mbH","ET HO4","1986-12-18","Sonstige",0.35,8.0919999999999987,217.68680000000001]
[null,null,"Ja","SEE960158091162",null,"AG der Dillinger Hüttenwerke","T3","1971-12-01","Sonstige",0.35,8.4150000000000009,217.68680000000001]
[null,null,"Ja","SEE962564048280",null,"TWS Thüringer Wärme Service GmbH","HKW Schwarza TS 5","1986-01-01","Sonstige",0.35,6.6988500000000002,217.68680000000001]
[null,null,"Ja","SEE972239033510",null,"Südzucker AG","Dampfturbine II Südzucker Wabern","1976-10-08","Sonstige",0.35,3.5176315000000002,217.68680000000001]
[null,null,"Ja","SEE985205009518",null,"Südzucker AG","Dampfturbine I Südzucker Offenau","1971-09-20","Sonstige",0.35,6.2423999999999999,217.68680000000001]
[null,null,"Ja","SEE985220684011",null,"K+S Minerals and Agriculture GmbH","Kraftwerk SI DT2","1973-07-02","Sonstige",0.35,7.9050000000000002,217.68680000000001]
[null,null,"Ja","SEE997894865399",null,"K+S Minerals and Agriculture GmbH","Kraftwerk UB DT2","1971-07-02","Sonstige",0.35,4.25,217.68680000000001]
[null,null,"Ja","SEE998479256069",null,"Südzucker AG","Dampfturbine III Südzucker AG Ochsenfurt","1987-09-01","Sonstige",0.35,14.06495,217.68680000000001]
[null,null,"Ja",null,null,"Nicht-EEG-Anlagen < 10 MW",null,null,"Sonstige",0.35,313.7605764999999,217.68680000000001]
[null,null,"Ja","SEE990523934756",null,"Shell Deutschland GmbH","Shell Energy and Chemicals Park, Kraftwerk Wesseling, Turbine 1","1993-01-01","Öl",0.374,26.349999999999998,218.90802139037433]
[null,null,"Ja",null,null,"Nicht-EEG-Anlagen < 10 MW",null,null,"Öl",0.374,497.43766469999969,218.90802139037433]
[null,null,"Ja","SEE917940359917","BNA1212","Vereinigte Wertach Elektrizitätswerke GmbH","DKW Nord Diesel 3","1988-01-01","Öl",0.37180000000000002,3.06,220.19741796664874]
[null,null,"Ja","SEE995502598592","BNA1212","Vereinigte Wertach Elektrizitätswerke GmbH","DKW Nord Diesel 2","1988-01-01","Öl",0.37180000000000002,3.06,220.19741796664874]
[null,null,"Ja","SEE902840312209","BNA0616b","BASF SE","S300 NKT","1964-05-11","Sonstige",0.34499999999999997,33.15,220.8271884057971]
[null,null,"Ja","SEE959837176825","BNA0616b","BASF SE","S300 VT2","1964-05-11","Sonstige",0.34499999999999997,24.224999999999998,220.8271884057971]
[null,null,"Ja","SEE976459856379","BNA0616b","BASF SE","S300 VT1","1964-05-11","Sonstige",0.34499999999999997,23.8,220.8271884057971]
[null,null,"Ja","SEE910161577337","BNA0557a","Currenta GmbH & Co. OHG","UER L57 M1","1993-12-15","Steinkohle",0.3175,13.677600000000002,221.15603149606301]
[null,null,"Ja","SEE916683222854","BNA0557a","Currenta GmbH & Co. OHG","UER L57 M3","1964-04-07","Steinkohle",0.3175,5.78,221.15603149606301]
[null,null,"Ja","SEE905270326723","BNA0373","envia THERM GmbH","Großkayna GT3","1994-01-17","Öl",0.3644,38.78125,224.64873765093301]
[null,null,"Ja","SEE941844408532","BNA0373","envia THERM GmbH","Großkayna GT2","1994-01-17","Öl",0.3644,38.78125,224.64873765093301]
[null,null,"Ja","SEE966844914388","BNA0373","envia THERM GmbH","Großkayna GT1","1994-01-17","Öl",0.3644,38.78125,224.64873765093301]
[null,null,"Ja","SEE924053403383",null,"Shell Deutschland GmbH","Shell Energy and Chemicals Park, Kraftwerk Wesseling, Turbine 5","1979-01-01","Öl",0.36299999999999999,25.5,225.5112947658402]
[null,null,"Ja","SEE917962193414","BNA1227","Vereinigte Wertach Elektrizitätswerke GmbH","DKW Leinau Diesel 2","1979-01-01","Öl",0.36080000000000001,3.23,226.88026607538802]
[null,null,"Ja","SEE922964729325","BNA1227","Vereinigte Wertach Elektrizitätswerke GmbH","DKW Leinau Diesel 3","1983-01-01","Öl",0.36080000000000001,3.23,226.88026607538802]
[null,null,"Ja","SEE937914003899","BNA1007b","Allgäuer Überlandwerk GmbH","Spitzenlastkraftwerk Veits Dieseltandem 1","1978-08-31","Öl",0.36080000000000001,4.25,226.88026607538802]
[null,null,"Ja","SEE987736068934","BNA1227","Vereinigte Wertach Elektrizitätswerke GmbH","DKW Leinau Diesel 1","1978-01-01","Öl",0.36080000000000001,3.23,226.88026607538802]
[null,null,"Ja","SEE994661495704","BNA1007b","Allgäuer Überlandwerk GmbH","Spitzenlastkraftwerk Veits Dieseltandem 3","1978-08-31","Öl",0.36080000000000001,4.25,226.88026607538802]
[null,null,"Ja","SEE987807988154","BNA0766","Uniper Kraftwerke GmbH","Audorf GT","1973-01-01","Öl",0.3553,73.95,230.37686462144666]
[null,null,"Ja","SEE910623192382",null,"Südzucker AG","Dampfturbine II Südzucker Offstein","1969-01-01","Sonstige",0.33,6.3657774999999992,230.8193333333333]
[null,null,"Ja","SEE913282681389",null,"Südzucker AG","Dampfturbine I Südzucker Plattling","1962-07-09","Sonstige",0.33,5.7710749999999997,230.8193333333333]
[null,null,"Ja","SEE929003106239",null,"Südzucker AG","Dampfturbine I Südzucker Rain","1957-10-04","Sonstige",0.33,3.993725,230.8193333333333]
[null,null,"Ja","SEE944335479066",null,"Südzucker AG","Dampfturbine II Südzucker Plattling","1962-07-09","Sonstige",0.33,5.7710749999999997,230.8193333333333]
[null,null,"Ja","SEE964903137297",null,"Südzucker AG","Dampfturbine II Südzucker AG Ochsenfurt","1959-09-01","Sonstige",0.33,4.2355499999999999,230.8193333333333]
[null,null,"Ja","SEE974941636973",null,"TWS Thüringer Wärme Service GmbH","HKW Schwarza TS 6","1962-01-01","Sonstige",0.33,6.6988500000000002,230.8193333333333]
[null,null,"Ja","SEE994929345864",null,"Südzucker AG","Dampfturbine II Südzucker Rain","1957-10-04","Sonstige",0.33,3.993725,230.8193333333333]
[null,null,"Ja","SEE999705546763",null,"Südzucker AG","Dampfturbine III Südzucker Rain","1960-10-15","Sonstige",0.33,7.9857499999999995,230.8193333333333]
[null,null,"Ja","SEE906257837416","BNA0894a","PCK Raffinerie GmbH","5MKA","1972-01-27","Öl",0.35420000000000001,23.8,231.08921513269337]
[null,null,"Ja","SEE911567250299","BNA0759","Uniper Kraftwerke GmbH","Itzehoe GT","1972-01-01","Öl",0.35420000000000001,73.95,231.08921513269337]
[null,null,"Ja","SEE921877855527","BNA0088a","Solvay Chemicals GmbH","Gasturbine 01 Industriekraftwerk","2019-12-16","GuD",0.63,50.895000000000003,232.00026984126984]
[null,null,"Ja","SEE988178455061","BNA0088a","Solvay Chemicals GmbH","Gasturbine 02 Industriekraftwerk","1994-12-30","GuD",0.63,18.878999999999998,232.00026984126984]
[null,null,"Ja","SEE915108754215","BNA1280","Basell Polyolefine GmbH","Kraftwerk Basell Wesseling","1962-07-03","Öl",0.34320000000000001,76.5,238.46386946386946]
[null,null,"Ja","SEE981258814888","BNA1526","Raffinerie Heide GmbH","Kraftwerk Raffinerie Heide GmbH","1962-05-28","Öl",0.34320000000000001,38.42,238.46386946386946]
[null,null,"Ja","SEE966920434281","BNA1819","Stadtwerke Flensburg","Gasturbine 12","2016-04-14","GuD",0.61199999999999999,43.587000000000003,238.77968954248368]
[null,null,"Ja","SEE975361659900","BNA1817","Stadtwerke Düsseldorf AG","SWD KWL GuD F","2016-01-22","GuD",0.61199999999999999,517.65,238.77968954248368]
[null,null,"Ja","SEE989202977269","BNA1820","Gemeinschaftskraftwerk Bremen GmbH & Co. KG","GUD Mibü","2014-07-10","GuD",0.61199999999999999,386.71499999999997,238.77968954248368]
[null,null,"Ja","SEE999539592561","BNA1819","Stadtwerke Flensburg","Dampfturbine 12","2016-05-01","GuD",0.61199999999999999,23.663999999999998,238.77968954248368]
[null,null,"Ja","SEE920864082298","BNA0918b","Dow Deutschland Anlagengesellschaft mbH","01 Std GT1","2014-04-16","GuD",0.60750000000000004,39.128250000000001,240.53731687242799]
[null,null,"Ja","SEE926897163430","BNA0918b","Dow Deutschland Anlagengesellschaft mbH","01 Std GT2","2014-03-07","GuD",0.60750000000000004,39.128250000000001,240.53731687242799]
[null,null,"Ja","SEE954183997452","BNA0918b","Dow Deutschland Anlagengesellschaft mbH","01 Std ST2","2014-12-19","GuD",0.60750000000000004,11.31,240.53731687242799]
[null,null,"Ja","SEE964077382691","BNA0918b","Dow Deutschland Anlagengesellschaft mbH","01 Std GT3","2014-03-25","GuD",0.60750000000000004,39.128250000000001,240.53731687242799]
[null,null,"Ja","SEE970688261195","BNA0918b","Dow Deutschland Anlagengesellschaft mbH","01 Std ST1","1975-01-01","GuD",0.60750000000000004,12.18,240.53731687242799]
[null,null,"Ja","SEE986097297199","BNA0922","CIECH Energy Deutschland","CED_GuD_Staßfurt","1997-08-08","GuD",0.60750000000000004,87,240.53731687242799]
[null,null,"Ja","SEE948129095272","BNA0995","Uniper Kraftwerke GmbH","Irsching 4","2011-01-01","GuD",0.60399999999999998,488.07,241.92246688741724]
[null,null,"Ja","SEE982350358232","BNA0261c","Erlanger Stadtwerke AG","HKW - GuD2","2014-02-10","GuD",0.60299999999999998,5.8289999999999997,242.32117744610284]
[null,null,"Ja","SEE937536026146","BNA1950","Vattenfall Wärme Berlin AG","GuD Marzahn Gasturbine","2020-05-07","GuD",0.6,164.86500000000001,243.52528333333333]
[null,null,"Ja","SEE915604855232","BNA1337e","DS Smith Paper Deutschland GmbH","GuD-Anlage","2013-01-28","GuD",0.59850000000000003,40.820399999999999,244.13186299081036]
[null,null,"Ja","SEE982064018118","BNA1523b","Moritz J. Weig GmbH & Co. KG","Gasturbine 2","2015-10-01","GuD",0.59850000000000003,14.485499999999998,244.13186299081036]
[null,null,"Ja","SEE915883553447","BNA0994","Gemeinschaftskraftwerk Irsching GmbH","Irsching 5 DT","2010-01-01","GuD",0.59699999999999998,245.34,244.7414907872697]
[null,null,"Ja","SEE924780675428","BNA0994","Gemeinschaftskraftwerk Irsching GmbH","Irsching 5 GT2","2010-01-01","GuD",0.59699999999999998,245.34,244.7414907872697]
[null,null,"Ja","SEE973737205324","BNA0994","Gemeinschaftskraftwerk Irsching GmbH","Irsching 5 GT1","2010-01-01","GuD",0.59699999999999998,245.34,244.7414907872697]
[null,null,"Ja","SEE905937514456","BNA0430","Peissenberger Kraftwerksgesellschaft","GT 4","1982-11-01","Öl",0.3332,19.72,245.59063625450182]
[null,null,"Ja","SEE925076352665","BNA0428","Peissenberger Kraftwerksgesellschaft","GT 2","1982-11-01","Öl",0.3332,19.72,245.59063625450182]
[null,null,"Ja","SEE960317505882","BNA0427","Peissenberger Kraftwerksgesellschaft","GT 1","1982-11-01","Öl",0.3332,19.72,245.59063625450182]
[null,null,"Ja","SEE981924913907","BNA0429","Peissenberger Kraftwerksgesellschaft","GT 3","1982-11-01","Öl",0.3332,19.72,245.59063625450182]
[null,null,"Ja","SEE903983424590","BNA0548b","Statkraft Markets GmbH","Kraftwerk Knapsack II","2013-06-01","GuD",0.59199999999999997,374.1,246.79589527027031]
[null,null,"Ja","SEE911671792326","BNA0606","RWE Generation SE","Emsland D GT1","2010-09-08","GuD",0.59199999999999997,255.345,246.79589527027031]
[null,null,"Ja","SEE929022761297","BNA0606","RWE Generation SE","Emsland D GT2","2010-09-08","GuD",0.59199999999999997,255.345,246.79589527027031]
[null,null,"Ja","SEE979958390276","BNA0606","RWE Generation SE","Emsland D DT","2010-09-08","GuD",0.59199999999999997,295.8,246.79589527027031]
[null,null,"Ja","SEE911613995433","BNA1004","EnBW Energie Baden-Württemberg AG","Kraftwerk Walheim GTD","1981-05-13","Öl",0.3306,115.6,247.51421657592255]
[null,null,"Ja","SEE942982288260","BNA0442","Mark-E Aktiengesellschaft","Cuno Heizkraftwerk Herdecke H6","2007-10-01","GuD",0.59,362.79,247.62740677966104]
[null,null,"Ja","SEE901927360195","BNA1295","AVA Abfallverwertung Augsburg Kommunalunternehmen","VT NSD","1994-09-16","Öl",0.33,1.9889999999999999,247.96242424242422]
[null,null,"Ja","SEE907524301289","BNA1399","OQ Chemicals Produktion GmbH & Co.KG","T/G 15","1954-01-01","Öl",0.33,8.5,247.96242424242422]
[null,null,"Ja","SEE921785427038","BNA1399","OQ Chemicals Produktion GmbH & Co.KG","T/G 6","1951-01-01","Öl",0.33,10.199999999999999,247.96242424242422]
[null,null,"Ja","SEE967390177067","BNA1894","Holcim (Süddeutschland) GmbH","GOES Anlagen Dotternhausen Blöcke 1+2+3+4","2000-01-01","Öl",0.33,12.75,247.96242424242422]
[null,null,"Ja","SEE971740147860",null,"OQ Chemicals Produktion GmbH & Co.KG","T/G 7","1949-01-01","Öl",0.33,1.7212499999999999,247.96242424242422]
[null,null,"Ja","SEE978934537223","BNA1289","AMK-Abfallentsorgungsgesellschaft des Märkischen Kreises mbH","Dieselaggregat 3","2005-12-07","Öl",0.33,1.3727499999999999,247.96242424242422]
[null,null,"Ja","SEE917448747254","BNA1336","Henkel AG & Co. KGaA","F13ND5","2009-01-01","Öl",0.32779999999999998,0.99212,249.61989017693716]
[null,null,"Ja","SEE942008424429","BNA1336","Henkel AG & Co. KGaA","F13ND4","1988-01-01","Öl",0.32779999999999998,1.3464,249.61989017693716]
[null,null,"Ja","SEE920992144554","BNA0136","Braunschweiger Versorgungs-AG & Co. KG","HKW Mitte GuD","2010-12-30","GuD",0.58499999999999996,64.38,249.73105982905986]
[null,null,"Ja","SEE923244371197","BNA0588","Stadtwerke Leipzig GmbH","Heizkraftwerk Leipzig Nord GT81","1996-12-01","GuD",0.58499999999999996,55.079700000000003,249.73105982905986]
[null,null,"Ja","SEE931001040675","BNA0805","Kraftwerk Plattling GmbH","KW Plattling DT","2010-04-24","GuD",0.58499999999999996,34.365000000000002,249.73105982905986]
[null,null,"Ja","SEE936196276359","BNA0588","Stadtwerke Leipzig GmbH","Heizkraftwerk Leipzig Nord GT82","1996-12-01","GuD",0.58499999999999996,55.67304,249.73105982905986]
[null,null,"Ja","SEE973101826070","BNA0805","Kraftwerk Plattling GmbH","Kraftwerk Plattling GT","2010-04-24","GuD",0.58499999999999996,70.47,249.73105982905986]
[null,null,"Ja","SEE913896693631","BNA0400","Hamburger Energiewerke GmbH","GuD Tiefstack","2009-05-01","GuD",0.58050000000000002,110.49,251.65533161068043]
[null,null,"Ja","SEE925720506642","BNA0444","K+S Minerals and Agriculture GmbH","Kraftwerk WI GT","1962-01-01","GuD",0.58050000000000002,15.225,251.65533161068043]
[null,null,"Ja","SEE975193004329","BNA0444","K+S Minerals and Agriculture GmbH","Kraftwerk WI DT4","1982-01-01","GuD",0.58050000000000002,24.36,251.65533161068043]
[null,null,"Ja","SEE979861364876","BNA0444","K+S Minerals and Agriculture GmbH","Kraftwerk WI DT 2.1","2009-07-02","GuD",0.58050000000000002,45.849000000000004,251.65533161068043]
[null,null,"Ja","SEE993412996354","BNA0444","K+S Minerals and Agriculture GmbH","Kraftwerk WI DT3","1967-01-01","GuD",0.58050000000000002,10.5009,251.65533161068043]
[null,null,"Ja","SEE909927513559","BNA0626","Kraftwerke Mainz-Wiesbaden AG","KW3 GT31","2001-07-05","GuD",0.57999999999999996,253.43100000000001,251.87098275862073]
[null,null,"Ja","SEE916609233650","BNA0545","RheinEnergie AG","DT Niehl 2 RheinEnergie","2005-03-26","GuD",0.57999999999999996,127.89,251.87098275862073]
[null,null,"Ja","SEE984335626152","BNA0545","RheinEnergie AG","GT Niehl 2 RheinEnergie","2005-03-26","GuD",0.57999999999999996,231.42,251.87098275862073]
[null,null,"Ja","SEE996285049943","BNA0626","Kraftwerke Mainz-Wiesbaden AG","KW3 DT32","2001-07-05","GuD",0.57999999999999996,121.53899999999999,251.87098275862073]
[null,null,"Ja","SEE900628853036","BNA0411","Trianel Gaskraftwerk Hamm","Trianel Gaskraftwerk Hamm Block 20","2007-12-23","GuD",0.57699999999999996,356.7,253.17273830155983]
[null,null,"Ja","SEE987970110314","BNA0410","Trianel Gaskraftwerk Hamm","Trianel Gaskraftwerk Hamm Block 10","2007-11-23","GuD",0.57699999999999996,354.09,253.17273830155983]
[null,null,"Ja","SEE905192478234","BNA0548a","Knapsack Power GmbH & Co. KG","Knapsack I","2007-10-17","GuD",0.57150000000000001,696,255.59478565179356]
[null,null,"Ja","SEE949509046600","BNA1092","Onyx Kraftwerk Zolling GmbH &Co. KGaA","Zolling GT2","1976-01-01","Öl",0.31759999999999999,21.25,257.60453400503781]
[null,null,"Ja","SEE962777669616","BNA1092","Onyx Kraftwerk Zolling GmbH &Co. KGaA","Zolling GT1","1986-01-01","Öl",0.31759999999999999,21.25,257.60453400503781]
[null,null,"Ja","SEE912764206645","BNA0261a","Erlanger Stadtwerke AG","HKW - GuD1","2005-09-14","GuD",0.5625,18.792000000000002,259.66030222222224]
[null,null,"Ja","SEE915885358156","BNA0214","Stadtwerke Duisburg AG","HKW III  Block B","2004-09-13","GuD",0.5625,65.424000000000007,259.66030222222224]
[null,null,"Ja","SEE916495905242","BNA0214","Stadtwerke Duisburg AG","HKW III  Block B","2005-02-25","GuD",0.5625,73.08,259.66030222222224]
[null,null,"Ja","SEE922855765289","BNA0214","Stadtwerke Duisburg AG","HKW III  Block B","2004-09-23","GuD",0.5625,65.424000000000007,259.66030222222224]
[null,null,"Ja","SEE923769915258","BNA0742","N-ERGIE Kraftwerke GmbH","HKW Sandreuth (GT1)","2005-05-03","GuD",0.5625,37.409999999999997,259.66030222222224]
[null,null,"Ja","SEE924909675933","BNA0685","Stadtwerke Münster GmbH","Gasturbine 2","2005-12-30","GuD",0.5625,26.97,259.66030222222224]
[null,null,"Ja","SEE942019110397","BNA0743","N-ERGIE Kraftwerke GmbH","HKW Sandreuth (GT2)","2005-05-03","GuD",0.5625,37.409999999999997,259.66030222222224]
[null,null,"Ja","SEE949895584069","BNA0743","N-ERGIE Kraftwerke GmbH","HKW Sandreuth (DT3)","1981-01-06","GuD",0.5625,33.733380000000004,259.66030222222224]
[null,null,"Ja","SEE953872640426","BNA0685","Stadtwerke Münster GmbH","Dampfturbine","2005-12-14","GuD",0.5625,30.624000000000002,259.66030222222224]
[null,null,"Ja","SEE960352714492","BNA1082","WSW Energie & Wasser AG","GT11","2005-12-30","GuD",0.5625,24.012,259.66030222222224]
[null,null,"Ja","SEE968471468838","BNA1082","WSW Energie & Wasser AG","DT23","2005-12-30","GuD",0.5625,25.404,259.66030222222224]
[null,null,"Ja","SEE972466462527","BNA0100","Stadtwerke Bielefeld","Dampfturbine - GuD MPE","2005-01-03","GuD",0.5625,8.1344999999999992,259.66030222222224]
[null,null,"Ja","SEE975188536989","BNA0861a","Energie SaarLorLux AG","HKW-Römerbrücke GuD-Anlage","2005-01-01","GuD",0.5625,34.799999999999997,259.66030222222224]
[null,null,"Ja","SEE976880282228","BNA0742","N-ERGIE Kraftwerke GmbH","HKW Sandreuth (DT2)","1981-01-06","GuD",0.5625,34.365000000000002,259.66030222222224]
[null,null,"Ja","SEE978399772948","BNA1082","WSW Energie & Wasser AG","GT12","2005-12-30","GuD",0.5625,24.012,259.66030222222224]
[null,null,"Ja","SEE991633857065","BNA0685","Stadtwerke Münster GmbH","Gasturbine 1","2005-12-30","GuD",0.5625,26.97,259.66030222222224]
[null,null,"Ja","SEE994055644299","BNA1082","WSW Energie & Wasser AG","BHKW15","2017-12-04","GuD",0.5625,2.2785300000000004,259.66030222222224]
[null,null,"Ja","SEE924172977710","BNA0141","swb Erzeugung AG & Co. KG","Mittelsbüren GT3","1975-01-01","Öl",0.315,73.099999999999994,259.72253968253966]
[null,null,"Ja","SEE901120268069","BNA0662b","Evonik Operations GmbH","Kraftwerk I, GT11","1942-02-22","Steinkohle",0.27,14.719999999999999,259.83440740740747]
[null,null,"Ja","SEE952266131625","BNA0662b","Evonik Operations GmbH","Kraftwerk I, KT13","1949-12-16","Steinkohle",0.27,16.411200000000001,259.83440740740747]
[null,null,"Ja","SEE953373967701","BNA0662b","Evonik Operations GmbH","Kraftwerk I, GT9","1941-06-13","Steinkohle",0.27,12.600000000000001,259.83440740740747]
[null,null,"Ja","SEE991559435767","BNA0662b","Evonik Operations GmbH","Kraftwerk I, KT5","1940-08-12","Steinkohle",0.27,12.510400000000001,259.83440740740747]
[null,null,"Ja","SEE993408840296","BNA0662b","Evonik Operations GmbH","Kraftwerk I, EKT16","1972-12-15","Steinkohle",0.27,36.792000000000002,259.83440740740747]
[null,null,"Ja","SEE993836152862","BNA0662b","Evonik Operations GmbH","Kraftwerk I, KT7","1941-11-04","Steinkohle",0.27,14.057600000000001,259.83440740740747]
[null,null,"Ja","SEE976219797843","BNA0684b","SWM Services GmbH","SWM HKW Sued GuD2 GT62","2004-11-17","GuD",0.55800000000000005,125.97600000000001,261.74224014336914]
[null,null,"Ja","SEE980327120226","BNA0684a","SWM Services GmbH","SWM HKW Sued GuD2 GT61","2004-11-17","GuD",0.55800000000000005,125.97600000000001,261.74224014336914]
[null,null,"Ja","SEE996720450723","BNA0684c","SWM Services GmbH","SWM HKW Sued GuD2 DT60","2004-11-17","GuD",0.55800000000000005,111.012,261.74224014336914]
[null,null,"Ja","SEE934361309352","BNA0659","Evonik Operations GmbH","Kraftwerk III, GT312","1974-01-01","GuD",0.55349999999999999,67.483289999999997,263.85803071364046]
[null,null,"Ja","SEE940224582367","BNA1196b","Almatis GmbH","Motor 1","2008-04-01","GuD",0.55349999999999999,3.6974999999999998,263.85803071364046]
[null,null,"Ja","SEE984037976906","BNA0658","Evonik Operations GmbH","Kraftwerk III, GT311","1973-11-22","GuD",0.55349999999999999,53.180489999999999,263.85803071364046]
[null,null,"Ja","SEE934897209904","BNA1060","Uniper Kraftwerke GmbH","Wilhelmshaven GT","1976-01-01","Öl",0.30980000000000002,47.6,264.06520335700452]
[null,null,"Ja","SEE922877375398",null,"Julius Schulte Trebsen GmbH & Co. KG","GuD Anlage GT","2013-09-18","GuD",0.55000000000000004,6.7859999999999996,265.52758181818177]
[null,null,"Ja","SEE936181210535",null,"K+S Minerals and Agriculture GmbH","Kraftwerk ZI GT 2","2017-07-02","GuD",0.55000000000000004,4.7763,265.52758181818177]
[null,null,"Ja","SEE956061511231",null,"Julius Schulte Trebsen GmbH & Co. KG","GuD Anlage DT","2013-09-18","GuD",0.55000000000000004,0.95700000000000007,265.52758181818177]
[null,null,"Ja","SEE965551192713","BNA0418","enercity AG","HKW Linden GT3","2009-11-02","GuD",0.55000000000000004,60.9,265.52758181818177]
[null,null,"Ja","SEE983959934148","BNA0418","enercity AG","HKW Linden DT","1996-06-20","GuD",0.55000000000000004,67.86,265.52758181818177]
[null,null,"Ja","SEE992769312817",null,"K+S Minerals and Agriculture GmbH","Kraftwerk UB GT1","2016-07-02","GuD",0.55000000000000004,4.3064999999999998,265.52758181818177]
[null,null,"Ja","SEE996145759296",null,"K+S Minerals and Agriculture GmbH","Kraftwerk UB GT2","2017-07-02","GuD",0.55000000000000004,4.7850000000000001,265.52758181818177]
[null,null,"Ja","SEE999585452499","BNA0418","enercity AG","HKW Linden GT1","2011-11-02","GuD",0.55000000000000004,71.34,265.52758181818177]
[null,null,"Ja","SEE927820549208","BNA1334","CR3-Kaffeeveredelung M. Hermsen GmbH","GT1","1993-01-01","GuD",0.54900000000000004,4.1498999999999997,266.00850637522768]
[null,null,"Ja","SEE977050146562","BNA1334","CR3-Kaffeeveredelung M. Hermsen GmbH","GT2","2001-12-01","GuD",0.54900000000000004,4.3717500000000005,266.00850637522768]
[null,null,"Ja","SEE997706570718","BNA1334","CR3-Kaffeeveredelung M. Hermsen GmbH","GT3","2002-02-01","GuD",0.54900000000000004,4.3717500000000005,266.00850637522768]
[null,null,"Ja","SEE976549634931","BNA0222","Stadtwerke Düsseldorf AG","SWD KWF GTKW","1972-08-03","Öl",0.30719999999999997,73.27,266.29166666666669]
[null,null,"Ja","SEE947816911833","BNA0172a","Wacker Chemie AG","Gasturbinenanlage 12","2001-07-27","GuD",0.54449999999999998,119.19,268.19452708907255]
[null,null,"Ja","SEE963909310185","BNA0085b","Vattenfall Wärme Berlin AG","HKW Moabit Gasturbine 5","1971-10-30","Öl",0.30459999999999998,14.45,268.55613919894944]
[null,null,"Ja","SEE992645841813","BNA0085b","Vattenfall Wärme Berlin AG","HKW Moabit Gasturbine 6","1971-11-27","Öl",0.30459999999999998,14.45,268.55613919894944]
[null,null,"Ja","SEE908089235248","BNA0199","RWE Generation SE","Dormagen GT2","2000-07-23","GuD",0.54,160.08000000000001,270.41698148148146]
[null,null,"Ja","SEE914857304191","BNA0199","RWE Generation SE","Dormagen GT1","2000-07-23","GuD",0.54,160.08000000000001,270.41698148148146]
[null,null,"Ja","SEE915645322953","BNA0256","SWE Energie GmbH","GT 1","1999-12-17","GuD",0.54,20.010000000000002,270.41698148148146]
[null,null,"Ja","SEE923412553844","BNA1450","DREWSEN Spezialpapiere GmbH & Co. KG","GuD Anlage DREWSEN Spezialpapiere (Dampfturbine)","2000-08-22","GuD",0.54,6.96,270.41698148148146]
[null,null,"Ja","SEE924373150776","BNA0256","SWE Energie GmbH","GT 2","1999-12-17","GuD",0.54,20.010000000000002,270.41698148148146]
[null,null,"Ja","SEE934669010578","BNA0105","envia THERM GmbH","Bitterfeld GuD","2000-08-08","GuD",0.54,93.96,270.41698148148146]
[null,null,"Ja","SEE957083466325","BNA0220","Stadtwerke Düsseldorf AG","SWD KWL AGuD","2000-07-28","GuD",0.54,87,270.41698148148146]
[null,null,"Ja","SEE957201039868","BNA1450","DREWSEN Spezialpapiere GmbH & Co. KG","GuD Anlage DREWSEN Spezialpapiere (Gasturbine)","2000-08-22","GuD",0.54,6.96,270.41698148148146]
[null,null,"Ja","SEE991220769276","BNA0199","RWE Generation SE","Dormagen DT","2000-07-23","GuD",0.54,168.78,270.41698148148146]
[null,null,"Ja","SEE928580946900","BNA0857","Opel Automobile GmbH","GuD-Heizkraftwerk M120","1999-08-02","GuD",0.53549999999999998,97.875,272.67678804855279]
[null,null,"Ja","SEE959858570855","BNA0592","InfraLeuna GmbH","GT4","1998-10-01","Gasturbine",0.53100000000000003,33.408000000000001,274.47489642184559]
[null,null,"Ja","SEE903153060207","BNA0293","Cerdia Produktions GmbH","Dampfturbine9","2020-04-18","GuD",0.53100000000000003,15.954929999999999,274.97489642184559]
[null,null,"Ja","SEE972356296461","BNA0293","Cerdia Produktions GmbH","Gasturbine","1998-10-01","GuD",0.53100000000000003,33.493259999999999,274.97489642184559]
[null,null,"Ja","SEE961660070034","BNA1182","RheinEnergie AG","Block 4 Merkenich RheinEnergie","2010-10-12","GuD",0.53,13.484999999999999,275.49088679245284]
[null,null,"Ja","SEE978207781308","BNA0546","RheinEnergie AG","GuD Merkenich RheinEnergie","2004-01-27","GuD",0.53,94.134,275.49088679245284]
[null,null,"Ja","SEE918791805134","BNA1397c","INEOS Manufacturing Deutschland","Turbine 23","1963-10-30","Sonstige",0.27600000000000002,13.174999999999999,275.78398550724637]
[null,null,"Ja","SEE929865645150","BNA1397d","INEOS Manufacturing Deutschland","Turbine 24","1966-06-15","Sonstige",0.27600000000000002,8.84,275.78398550724637]
[null,null,"Ja","SEE933851011843","BNA1397b","INEOS Manufacturing Deutschland","Turbine 22","1964-04-14","Sonstige",0.27600000000000002,16.32,275.78398550724637]
[null,null,"Ja","SEE935397901879","BNA1397a","INEOS Manufacturing Deutschland","Turbine 21","1964-01-15","Sonstige",0.27600000000000002,13.174999999999999,275.78398550724637]
[null,null,"Ja","SEE988668060393","BNA1397e","INEOS Manufacturing Deutschland","Turbine 31","1967-03-21","Sonstige",0.27600000000000002,28.56,275.78398550724637]
[null,null,"Ja","SEE923421872301","BNA0615","BASF SE","GuD Süd GT2","1997-07-14","GuD",0.52649999999999997,143.98499999999999,277.3122886989554]
[null,null,"Ja","SEE932265704129","BNA0688","Neubrandenburger Stadtwerke GmbH","GT2","1997-05-16","GuD",0.52649999999999997,20.118749999999999,277.3122886989554]
[null,null,"Ja","SEE943309807898","BNA0615","BASF SE","GuD Süd DT","1997-07-14","GuD",0.52649999999999997,62.204999999999998,277.3122886989554]
[null,null,"Ja","SEE944122961347","BNA0615","BASF SE","GuD Süd GT1","1997-07-14","GuD",0.52649999999999997,150.51,277.3122886989554]
[null,null,"Ja","SEE964935453853","BNA0688","Neubrandenburger Stadtwerke GmbH","DT","1997-05-16","GuD",0.52649999999999997,23.01933,277.3122886989554]
[null,null,"Ja","SEE975464070619","BNA0688","Neubrandenburger Stadtwerke GmbH","GT1","1997-05-16","GuD",0.52649999999999997,20.672069999999998,277.3122886989554]
[null,null,"Ja","SEE965768299069","BNA0392b","Heizkraftwerk Halle-Trotha GmbH","Heizkraftwerk Halle-Trotha - Gasturbine","1994-04-01","GuD",0.52500000000000002,48.894000000000005,278.10032380952379]
[null,null,"Ja","SEE908746529123","BNA0848","Stadtwerke Rostock Aktiengesellschaft","GuD-Block 3","1996-10-01","GuD",0.52200000000000002,31.32,279.68998084291189]
[null,null,"Ja","SEE916662059105","BNA0848","Stadtwerke Rostock Aktiengesellschaft","GuD-Block 1","1996-06-13","GuD",0.52200000000000002,31.32,279.68998084291189]
[null,null,"Ja","SEE942226311273","BNA0848","Stadtwerke Rostock Aktiengesellschaft","GuD-Block 2","1996-08-15","GuD",0.52200000000000002,31.32,279.68998084291189]
[null,null,"Ja","SEE959025997980","BNA0504","TEAG Thüringer Energie AG","Gasturbine 3 Jena","1996-09-26","GuD",0.52200000000000002,33.93,279.68998084291189]
[null,null,"Ja","SEE963454497492","BNA0504","TEAG Thüringer Energie AG","Dampfturbine 2 Jena","1996-09-26","GuD",0.52200000000000002,33.93,279.68998084291189]
[null,null,"Ja","SEE991087959599","BNA0504","TEAG Thüringer Energie AG","Dampfturbine 1 Jena","1996-09-26","GuD",0.52200000000000002,21.75,279.68998084291189]
[null,null,"Ja","SEE994538470544","BNA0504","TEAG Thüringer Energie AG","Gasturbine 2 Jena","1996-09-26","GuD",0.52200000000000002,33.93,279.68998084291189]
[null,null,"Ja","SEE998644964959","BNA0504","TEAG Thüringer Energie AG","Gasturbine 1 Jena","1996-09-26","GuD",0.52200000000000002,33.93,279.68998084291189]
[null,null,"Ja","SEE901410470721","BNA0207","DREWAG - Stadtwerke Dresden GmbH","GT3","1995-03-29","GuD",0.51749999999999996,53.94,282.10902415458941]
[null,null,"Ja","SEE919296928137","BNA0755a, BNA0755b","Kraftwerk Obernburg","Sammelschienen-Kraftwerk Gas- und Dampfturbinen","1956-06-01","GuD",0.51749999999999996,98.065529999999995,282.10902415458941]
[null,null,"Ja","SEE950477241393","BNA0207","DREWAG - Stadtwerke Dresden GmbH","DT","1995-04-21","GuD",0.51749999999999996,64.38,282.10902415458941]
[null,null,"Ja","SEE967194778880","BNA0207","DREWAG - Stadtwerke Dresden GmbH","GT1","1995-04-14","GuD",0.51749999999999996,53.94,282.10902415458941]
[null,null,"Ja","SEE968254365774","BNA0207","DREWAG - Stadtwerke Dresden GmbH","GT2","1995-03-14","GuD",0.51749999999999996,53.94,282.10902415458941]
[null,null,"Ja","SEE902267138956","BNA0130","Uniper Kraftwerke GmbH","Kirchmöser GT 2","1994-01-01","GuD",0.51300000000000001,52.2,284.57050682261212]
[null,null,"Ja","SEE904165703137","BNA0893","BASF Schwarzheide GmbH","GT1","1994-11-28","GuD",0.51300000000000001,35.820509999999999,284.57050682261212]
[null,null,"Ja","SEE905035807238","BNA0130","Uniper Kraftwerke GmbH","Kirchmöser GT 1","1994-01-01","GuD",0.51300000000000001,52.2,284.57050682261212]
[null,null,"Ja","SEE912160334607","BNA0594","TotalEnergies Raffinerie Mitteldeutschland GmbH","Leuna GT2","1994-07-01","GuD",0.51300000000000001,32.19,284.57050682261212]
[null,null,"Ja","SEE918705951896","BNA0893","BASF Schwarzheide GmbH","GT2","1994-11-28","GuD",0.51300000000000001,35.820509999999999,284.57050682261212]
[null,null,"Ja","SEE930522848685","BNA0595","InfraLeuna GmbH","GT3","1994-07-01","GuD",0.51300000000000001,33.408000000000001,284.57050682261212]
[null,null,"Ja","SEE947225300921","BNA0593","InfraLeuna GmbH","GT1","1994-07-01","GuD",0.51300000000000001,32.19,284.57050682261212]
[null,null,"Ja","SEE961788817153","BNA0893","BASF Schwarzheide GmbH","DT2","1997-12-05","GuD",0.51300000000000001,10.44,284.57050682261212]
[null,null,"Ja","SEE963827374382","BNA0130","Uniper Kraftwerke GmbH","Kirchmöser DT","1994-01-01","GuD",0.51300000000000001,48.72,284.57050682261212]
[null,null,"Ja","SEE971164680486","BNA0893","BASF Schwarzheide GmbH","DT1","1994-11-28","GuD",0.51300000000000001,16.317720000000001,284.57050682261212]
[null,null,"Ja","SEE906722372718","BNA1329","Kübler & Niethammer Papierfabrik Kriebstein GmbH","Gegendruckturbine 3 MW","1993-04-08","GuD",0.50849999999999995,2.5882499999999999,287.07555555555564]
[null,null,"Ja","SEE944995057840","BNA1329","Kübler & Niethammer Papierfabrik Kriebstein GmbH","Gasturbine","1993-04-08","GuD",0.50849999999999995,8.5259999999999998,287.07555555555564]
[null,null,"Ja","SEE958827094903","BNA1523a","Moritz J. Weig GmbH & Co. KG","Gasturbine 1","2015-10-01","GuD",0.504,3.0449999999999999,289.62533730158731]
[null,null,"Ja","SEE909886576275","BNA1023","RWE Power AG","Weißweiler G VGT","2006-08-04","GuD",0.5,174,291.93034]
[null,null,"Ja","SEE940780197517",null,"Schoeller Technocell GmbH & Co.KG","Schoeller Technocell GmbH & Co.KG Osnabrück","1994-01-01","GuD",0.5,13.398,291.93034]
[null,null,"Ja","SEE944095305490","BNA1087","Stadtwerke Würzburg AG","Heizkraftwerk an der Friedensbrücke GasturbineII","2009-02-13","GuD",0.5,26.1,291.93034]
[null,null,"Ja","SEE947712976042",null,"K+S Minerals and Agriculture GmbH","Kraftwerk NE GT KW","1990-07-02","GuD",0.5,1.131,291.93034]
[null,null,"Ja","SEE967844487346","BNA1088","Stadtwerke Würzburg AG","Heizkraftwerk an der Friedensbrücke GasturbineI","2005-02-21","GuD",0.5,44.37,291.93034]
[null,null,"Ja","SEE986633590692",null,"Smurfit Kappa Hoya Papier und Karton GmbH","GT1 CTX","1996-01-01","GuD",0.5,4.4848499999999998,291.93034]
[null,null,"Ja","SEE994055148599",null,"Stadtwerke Würzburg AG","Heizkraftwerk an der Friedensbrücke DampfturbineIV","2021-11-12","GuD",0.5,17.399999999999999,291.93034]
[null,null,"Ja","SEE999117793854","BNA1024","RWE Power AG","Weißweiler H VGT","2006-12-19","GuD",0.5,174,291.93034]
[null,null,"Ja","SEE904819420762","BNA0073","Vattenfall Wärme Berlin AG","HKW Mitte Gasturbine 1","1997-09-08","GuD",0.49,142.68,297.85748979591841]
[null,null,"Ja","SEE948541471333","BNA0073","Vattenfall Wärme Berlin AG","HKW Mitte Gasturbine 2","1997-09-08","GuD",0.49,142.68,297.85748979591841]
[null,null,"Ja","SEE992187994404","BNA0073","Vattenfall Wärme Berlin AG","HKW Mitte Dampfturbine","1997-09-08","GuD",0.49,100.92,297.85748979591841]
[null,null,"Ja","SEE975793104498","BNA0842b","Stadtwerke Rosenheim GmbH & Co. KG","GM4","2013-04-10","GuD",0.48699999999999999,8.9462099999999989,299.68310061601647]
[null,null,"Ja","SEE900040609433","BNA1331","R.D.M. Arnsberg GmbH","SSW-NT","1957-02-27","Steinkohle",0.23250000000000001,4.9119999999999999,301.53350537634412]
[null,null,"Ja","SEE909339504022","BNA1331","R.D.M. Arnsberg GmbH","SSW-VT","1957-02-27","Steinkohle",0.23250000000000001,4.9119999999999999,301.53350537634412]
[null,null,"Ja","SEE993385162510","BNA1331","R.D.M. Arnsberg GmbH","BVI-NT","1957-02-27","Steinkohle",0.23250000000000001,4.6288,301.53350537634412]
[null,null,"Ja","SEE900549498521",null,"Stadtwerke Frankfurt (Oder) GmbH","HKW FFO GM4","2022-04-01","GuD",0.48,8.786999999999999,304.03160416666668]
[null,null,"Ja","SEE937997291855",null,"Stadtwerke Frankfurt (Oder) GmbH","HKW FFO GM3","2022-04-01","GuD",0.48,8.786999999999999,304.03160416666668]
[null,null,"Ja","SEE939848582457",null,"Stadtwerke Frankfurt (Oder) GmbH","HKW FFO GM5","2022-04-01","GuD",0.48,8.786999999999999,304.03160416666668]
[null,null,"Ja","SEE946069613440",null,"Stadtwerke Frankfurt (Oder) GmbH","HKW FFO GM1","2022-04-01","GuD",0.48,8.786999999999999,304.03160416666668]
[null,null,"Ja","SEE969511682320",null,"Stadtwerke Frankfurt (Oder) GmbH","HKW FFO GM2","2022-04-01","GuD",0.48,8.786999999999999,304.03160416666668]
[null,null,"Ja","SEE905023260298",null,"Stadtwerke Rosenheim GmbH & Co. KG","GM7","2022-04-04","GuD",0.47,3.8775899999999996,310.46844680851069]
[null,null,"Ja","SEE909553236495",null,"Arla Foods Deutschland GmbH","Turbine Pronsfeld","2021-10-27","GuD",0.47,10.661850000000001,310.46844680851069]
[null,null,"Ja","SEE918506212059",null,"Energieversorgung Oberhausen","Gasmotoren Danziger Straße","2021-05-10","GuD",0.47,7.6647000000000007,310.46844680851069]
[null,null,"Ja","SEE923793340132",null,"DREWAG - Stadtwerke Dresden GmbH","Gasmotoren-Heizkraftwerk Dresden-Reick - Aggregat VIII","2022-02-12","GuD",0.47,9.8310000000000013,310.46844680851069]
[null,null,"Ja","SEE924562445072",null,"DREWAG - Stadtwerke Dresden GmbH","Gasmotoren-Heizkraftwerk Dresden-Reick - Aggregat V","2022-02-12","GuD",0.47,9.8310000000000013,310.46844680851069]
[null,null,"Ja","SEE930647914081",null,"DREWAG - Stadtwerke Dresden GmbH","Gasmotoren-Heizkraftwerk Dresden-Reick - Aggregat III","2022-02-12","GuD",0.47,9.8310000000000013,310.46844680851069]
[null,null,"Ja","SEE939899660715",null,"DREWAG - Stadtwerke Dresden GmbH","Gasmotoren-Heizkraftwerk Dresden-Reick - Aggregat VII","2022-02-12","GuD",0.47,9.8310000000000013,310.46844680851069]
[null,null,"Ja","SEE939917723934",null,"SWU Energie GmbH","BHKW Neu-Ulm M3","2021-12-14","GuD",0.47,2.2811399999999997,310.46844680851069]
[null,null,"Ja","SEE955178360381","BNA1873","BMW AG Niederlassung Stuttgart","KWK 1 Gebäude 192.0","2019-03-26","GuD",0.47,3.5583,310.46844680851069]
[null,null,"Ja","SEE961847934449","BNA0059b","Volkswagen AG","VW Baunatal Gasturbine","2013-02-18","GuD",0.47,39.210900000000002,310.46844680851069]
[null,null,"Ja","SEE962395118756",null,"DREWAG - Stadtwerke Dresden GmbH","Gasmotoren-Heizkraftwerk Dresden-Reick - Aggregat IV","2022-02-12","GuD",0.47,9.8310000000000013,310.46844680851069]
[null,null,"Ja","SEE963438570067",null,"DREWAG - Stadtwerke Dresden GmbH","Gasmotoren-Heizkraftwerk Dresden-Reick - Aggregat VI","2022-02-12","GuD",0.47,9.8310000000000013,310.46844680851069]
[null,null,"Ja","SEE965203033722",null,"SWU Energie GmbH","BHKW Neu-Ulm M4","2021-12-14","GuD",0.47,2.2811399999999997,310.46844680851069]
[null,null,"Ja","SEE965660903200",null,"DREWAG - Stadtwerke Dresden GmbH","Gasmotoren-Heizkraftwerk Dresden-Reick - Aggregat I","2022-02-12","GuD",0.47,9.8310000000000013,310.46844680851069]
[null,null,"Ja","SEE979426528330",null,"SWU Energie GmbH","BHKW Neu-Ulm M2","2021-12-14","GuD",0.47,2.2811399999999997,310.46844680851069]
[null,null,"Ja","SEE985036646654",null,"DREWAG - Stadtwerke Dresden GmbH","Gasmotoren-Heizkraftwerk Dresden-Reick - Aggregat II","2022-02-12","GuD",0.47,9.8310000000000013,310.46844680851069]
[null,null,"Ja","SEE985143270643",null,"SWU Energie GmbH","BHKW Neu-Ulm M1","2021-12-14","GuD",0.47,2.2811399999999997,310.46844680851069]
[null,null,"Ja","SEE998387657606","BNA0059b","Volkswagen AG","VW Baunatal Dampfturbine","2013-02-18","GuD",0.47,26.325330000000001,310.46844680851069]
[null,null,"Ja","SEE921098709050","BNA0602","RWE Generation SE","Emsland C GT1","2011-12-23","GuD",0.46,50.46,317.18515217391302]
[null,null,"Ja","SEE925192446583","BNA0602","RWE Generation SE","Emsland C GT2","2011-12-23","GuD",0.46,50.46,317.18515217391302]
[null,null,"Ja","SEE933564106935","BNA0603","RWE Generation SE","Emsland B GT1","2011-12-23","GuD",0.46,50.46,317.18515217391302]
[null,null,"Ja","SEE951620659119","BNA0603","RWE Generation SE","Emsland B GT2","2011-12-23","GuD",0.46,50.46,317.18515217391302]
[null,null,"Ja","SEE985908351792","BNA0604","RWE Generation SE","Emsland B DT","1974-01-01","GuD",0.46,312.33,317.18515217391302]
[null,null,"Ja","SEE994418588468","BNA0605","RWE Generation SE","Emsland C DT","1975-01-01","GuD",0.46,312.33,317.18515217391302]
[null,null,"Ja","SEE903508467828","BNA0832","FairEnergie GmbH","BHKW Hauffstraße","2011-02-21","GuD",0.45739999999999997,1.7121599999999999,318.97960209881944]
[null,null,"Ja","SEE921399860047","BNA0842a","Stadtwerke Rosenheim GmbH & Co. KG","GM2","2011-08-01","GuD",0.45739999999999997,2.8579500000000002,318.97960209881944]
[null,null,"Ja","SEE921888721163","BNA0832","FairEnergie GmbH","BHKW Hauffstraße","2011-02-21","GuD",0.45739999999999997,1.7121599999999999,318.97960209881944]
[null,null,"Ja","SEE932929596862","BNA0832","FairEnergie GmbH","BHKW Hauffstraße","2011-02-21","GuD",0.45739999999999997,1.7121599999999999,318.97960209881944]
[null,null,"Ja","SEE939597247393","BNA0832","FairEnergie GmbH","BHKW Hauffstraße","2011-02-21","GuD",0.45739999999999997,1.7121599999999999,318.97960209881944]
[null,null,"Ja","SEE945563004310","BNA0842a","Stadtwerke Rosenheim GmbH & Co. KG","GM3","2011-08-01","GuD",0.45739999999999997,2.8579500000000002,318.97960209881944]
[null,null,"Ja","SEE951279779923","BNA0832","FairEnergie GmbH","BHKW Hauffstraße","2011-02-21","GuD",0.45739999999999997,1.7121599999999999,318.97960209881944]
[null,null,"Ja","SEE900953976684","BNA1528","Stadtwerke Kempen GmbH","0042 - STW - BHKW - KWK","2010-01-01","GuD",0.45600000000000002,2.0801699999999999,319.95432017543862]
[null,null,"Ja","SEE904662075126","BNA1556","Sachsenmilch Leppersdorf GmbH","7712MKA10-GT2","2014-05-14","GuD",0.45600000000000002,12.949949999999999,319.95432017543862]
[null,null,"Ja","SEE917096062495","BNA1810","ExxonMobil Production Deutschland GmbH","KWK Anlage Großenkneten","2014-07-31","GuD",0.45600000000000002,26.2392,319.95432017543862]
[null,null,"Ja","SEE918912535520","BNA1528","Stadtwerke Kempen GmbH","0041 - STW - BHKW - KWK","2010-01-01","GuD",0.45600000000000002,2.0801699999999999,319.95432017543862]
[null,null,"Ja","SEE970806189455","BNA1557","VW Kraftwerk GmbH","BHKW-G66-KWK-groß","2014-02-13","GuD",0.45600000000000002,11.223000000000001,319.95432017543862]
[null,null,"Ja","SEE976263348152","BNA1528","Stadtwerke Kempen GmbH","0040 - STW - BHKW - KWK","2010-01-01","GuD",0.45600000000000002,2.0801699999999999,319.95432017543862]
[null,null,"Ja","SEE976607134694","BNA1873","BMW AG Niederlassung Stuttgart","KWK 2 Geb. 192.0","2014-07-15","GuD",0.45600000000000002,3.5583,319.95432017543862]
[null,null,"Ja","SEE989200392347","BNA1556","Sachsenmilch Leppersdorf GmbH","7711MKA10-GT1","2014-05-21","GuD",0.45600000000000002,12.949949999999999,319.95432017543862]
[null,null,"Ja","SEE997988564504","BNA1507","Michelin Reifenwerke AG & Co. KGaA","BKR Gasturbine","2006-09-29","GuD",0.45600000000000002,9.8692799999999998,319.95432017543862]
[null,null,"Ja","SEE959343099212","BNA0531","Energieservice Westfalen Weser GmbH","Kraftwerk Kirchlengern_GT1","1981-01-16","GuD",0.45450000000000002,108.75,321.00532453245324]
[null,null,"Ja","SEE962185382367","BNA1335c","Papier- u. Kartonfabrik Varel GmbH & Co. KG","PKV Kraftwerk BGM 1","2006-12-22","GuD",0.45040000000000002,0.87,323.91378774422736]
[null,null,"Ja","SEE967950570895","BNA1335c","Papier- u. Kartonfabrik Varel GmbH & Co. KG","PKV Kraftwerk BGM 2","2006-12-22","GuD",0.45040000000000002,0.87,323.91378774422736]
[null,null,"Ja","SEE901789931854","BNA0683c","SWM Services GmbH","SWM HKW Sued GuD1 GT2","1980-10-01","GuD",0.45,85.173000000000002,324.20037777777782]
[null,null,"Ja","SEE907223904750","BNA0683a","SWM Services GmbH","SWM HKW Sued GuD1 DT1","1980-10-01","GuD",0.45,69.338999999999999,324.20037777777782]
[null,null,"Ja","SEE908070409573","BNA0997","STEAG Gasmotoren Fenne 3 GmbH","Gasmotor 5 Mod.","2021-11-05","GuD",0.45,2.8283700000000001,324.20037777777782]
[null,null,"Ja","SEE913600410226","BNA0997","STEAG Gasmotoren Fenne 2 GmbH","Gasmotor 4 Mod.","2021-11-05","GuD",0.45,2.8283700000000001,324.20037777777782]
[null,null,"Ja","SEE914740925915",null,"SWP Stadtwerke Pforzheim","MOT 2","2021-06-15","GuD",0.45,8.8739999999999988,324.20037777777782]
[null,null,"Ja","SEE916830465356","BNA1948","Kraftwerke Mainz-Wiesbaden AG","BHKW KW5 5A","2020-12-23","GuD",0.45,8.6390999999999991,324.20037777777782]
[null,null,"Ja","SEE920825895844","BNA1948","Kraftwerke Mainz-Wiesbaden AG","BHKW KW5 54","2020-12-23","GuD",0.45,8.6390999999999991,324.20037777777782]
[null,null,"Ja","SEE934337929126","BNA0997","STEAG Gasmotoren Fenne 1 GmbH","Gasmotor 2 Mod.","2021-11-05","GuD",0.45,2.8283700000000001,324.20037777777782]
[null,null,"Ja","SEE939242219362","BNA0485","Hüttenwerke Krupp Mannesmann GmbH","Huckingen A","1975-09-01","GuD",0.45,263.61,324.20037777777782]
[null,null,"Ja","SEE943764365964","BNA0997","STEAG Gasmotoren Fenne 3 GmbH","Gasmotor 6 Mod.","2021-11-05","GuD",0.45,2.8283700000000001,324.20037777777782]
[null,null,"Ja","SEE945401341942","BNA1948","Kraftwerke Mainz-Wiesbaden AG","BHKW KW5 56","2020-12-23","GuD",0.45,8.6390999999999991,324.20037777777782]
[null,null,"Ja","SEE945569399960","BNA1948","Kraftwerke Mainz-Wiesbaden AG","BHKW KW5 59","2020-12-23","GuD",0.45,8.6390999999999991,324.20037777777782]
[null,null,"Ja","SEE950005518836","BNA0800","SWP Stadtwerke Pforzheim","Gasturbine","1980-11-14","GuD",0.45,21.489000000000001,324.20037777777782]
[null,null,"Ja","SEE951582148140","BNA1948","Kraftwerke Mainz-Wiesbaden AG","BHKW KW5 51","2020-12-23","GuD",0.45,8.6390999999999991,324.20037777777782]
[null,null,"Ja","SEE956308510836",null,"SWP Stadtwerke Pforzheim","MOT 3","2021-06-15","GuD",0.45,8.8739999999999988,324.20037777777782]
[null,null,"Ja","SEE963177319026","BNA0800","SWP Stadtwerke Pforzheim","Turbine 4","1980-11-14","GuD",0.45,13.92,324.20037777777782]
[null,null,"Ja","SEE963197749315",null,"SWP Stadtwerke Pforzheim","MOT 4","2021-06-15","GuD",0.45,8.8739999999999988,324.20037777777782]
[null,null,"Ja","SEE964290104919","BNA1948","Kraftwerke Mainz-Wiesbaden AG","BHKW KW5 53","2020-12-23","GuD",0.45,8.6390999999999991,324.20037777777782]
[null,null,"Ja","SEE966089822219","BNA1948","Kraftwerke Mainz-Wiesbaden AG","BHKW KW5 58","2020-12-23","GuD",0.45,8.6390999999999991,324.20037777777782]
[null,null,"Ja","SEE968581935343","BNA0997","STEAG Gasmotoren Fenne 2 GmbH","Gasmotor 3 Mod.","2021-11-05","GuD",0.45,2.8283700000000001,324.20037777777782]
[null,null,"Ja","SEE976252866650",null,"SWP Stadtwerke Pforzheim","MOT 5","2021-06-15","GuD",0.45,8.8739999999999988,324.20037777777782]
[null,null,"Ja","SEE977368296324",null,"SWP Stadtwerke Pforzheim","MOT 1","2021-06-15","GuD",0.45,8.8739999999999988,324.20037777777782]
[null,null,"Ja","SEE977622942226","BNA0997","STEAG Gasmotoren Fenne 1 GmbH","Gasmotor 1 Mod.","2021-11-05","GuD",0.45,2.8283700000000001,324.20037777777782]
[null,null,"Ja","SEE979557966681","BNA1948","Kraftwerke Mainz-Wiesbaden AG","BHKW KW5 55","2020-12-23","GuD",0.45,8.6390999999999991,324.20037777777782]
[null,null,"Ja","SEE983509659989","BNA1948","Kraftwerke Mainz-Wiesbaden AG","BHKW KW5 52","2020-12-23","GuD",0.45,8.6390999999999991,324.20037777777782]
[null,null,"Ja","SEE985585573104","BNA0683b","SWM Services GmbH","SWM HKW Sued GuD1 GT3","1980-10-01","GuD",0.45,85.173000000000002,324.20037777777782]
[null,null,"Ja","SEE992213654456","BNA0486","Hüttenwerke Krupp Mannesmann GmbH","Huckingen B","1976-12-01","GuD",0.45,263.61,324.20037777777782]
[null,null,"Ja","SEE997770651436","BNA1948","Kraftwerke Mainz-Wiesbaden AG","BHKW KW5 57","2020-12-23","GuD",0.45,8.6390999999999991,324.20037777777782]
[null,null,"Ja","SEE905054165586","BNA1866","GLOBALFOUNDRIES Dresden Module One LLC & Co. KG","Gasmotoren-Blockheizkraftwerk II (Generator 7)","2004-11-10","GuD",0.442,3.2816399999999999,330.04110859728507]
[null,null,"Ja","SEE910080930862","BNA1866","GLOBALFOUNDRIES Dresden Module One LLC & Co. KG","Gasmotoren-Blockheizkraftwerk II (Generator 4)","2004-11-10","GuD",0.442,3.2816399999999999,330.04110859728507]
[null,null,"Ja","SEE912978354040","BNA1866","GLOBALFOUNDRIES Dresden Module One LLC & Co. KG","Gasmotoren-Blockheizkraftwerk II (Generator 6)","2004-11-10","GuD",0.442,3.2816399999999999,330.04110859728507]
[null,null,"Ja","SEE916894674336","BNA1866","GLOBALFOUNDRIES Dresden Module One LLC & Co. KG","Gasmotoren-Blockheizkraftwerk II (Generator 3)","2004-11-10","GuD",0.442,3.2816399999999999,330.04110859728507]
[null,null,"Ja","SEE921008505376","BNA1866","GLOBALFOUNDRIES Dresden Module One LLC & Co. KG","Gasmotoren-Blockheizkraftwerk II (Generator 2)","2004-11-10","GuD",0.442,3.2816399999999999,330.04110859728507]
[null,null,"Ja","SEE955085348786","BNA1866","GLOBALFOUNDRIES Dresden Module One LLC & Co. KG","Gasmotoren-Blockheizkraftwerk II (Generator 9)","2004-11-10","GuD",0.442,3.2816399999999999,330.04110859728507]
[null,null,"Ja","SEE960430412456","BNA1866","GLOBALFOUNDRIES Dresden Module One LLC & Co. KG","Gasmotoren-Blockheizkraftwerk II (Generator 5)","2004-11-10","GuD",0.442,3.2816399999999999,330.04110859728507]
[null,null,"Ja","SEE970143794190","BNA1866","GLOBALFOUNDRIES Dresden Module One LLC & Co. KG","Gasmotoren-Blockheizkraftwerk II (Generator 8)","2004-11-10","GuD",0.442,3.2816399999999999,330.04110859728507]
[null,null,"Ja","SEE971876915975","BNA1866","GLOBALFOUNDRIES Dresden Module One LLC & Co. KG","Gasmotoren-Blockheizkraftwerk II (Generator 1)","2004-11-10","GuD",0.442,3.2816399999999999,330.04110859728507]
[null,null,"Ja","SEE976415135319","BNA0556b","Cargill Deutschland GmbH","BHKW Kre","1996-06-30","GuD",0.44059999999999999,12.18,331.08504312301409]
[null,null,"Ja","SEE901050642113","BNA1989","EVH GmbH","Heizkraftwerk Dieselstraße Block C","2020-10-01","GuD",0.44,49.870139999999999,331.53447727272726]
[null,null,"Ja","SEE975556152230","BNA0015","EnBW Energie Baden-Württemberg AG","Heizkraftwerk Altbach/Deizisau HKW 2 GT E (Solobetrieb)","1997-04-30","GuD",0.44,56.55,331.53447727272726]
[null,null,"Ja","SEE922477386435","BNA0745","Uniper Kraftwerke GmbH","Franken DT2","1975-01-01","GuD",0.432,50.46,337.64622685185185]
[null,null,"Ja","SEE982367992610","BNA0745","Uniper Kraftwerke GmbH","Franken GT2","1975-01-01","GuD",0.432,336.69,337.64622685185185]
[null,null,"Ja","SEE982563254987","BNA0627","Kraftwerke Mainz-Wiesbaden AG","KW2 GT26","1977-01-01","GuD",0.432,78.3,337.64622685185185]
[null,null,"Ja","SEE914414538991","BNA0614b","BASF SE","GuD Mitte GT12","2005-05-12","GuD",0.43,177.48,339.20969767441863]
[null,null,"Ja","SEE920494524915","BNA0614b","BASF SE","GuD Mitte GT11","2005-05-12","GuD",0.43,177.48,339.20969767441863]
[null,null,"Ja","SEE976850689781","BNA0614b","BASF SE","GuD Mitte DT10","2005-05-12","GuD",0.43,77.864999999999995,339.20969767441863]
[null,null,"Ja","SEE951078548935","BNA1528","Stadtwerke Kempen GmbH","0050 - STW - BHKW - KWK","2017-11-01","GuD",0.42799999999999999,2.8823099999999999,340.78778037383182]
[null,null,"Ja","SEE977834211387",null,"MM Neuss GmbH","MM Neuss GmbH GT2","1992-07-01","GuD",0.42799999999999999,4.1760000000000002,340.78778037383182]
[null,null,"Ja","SEE974201537415","BNA0239","Uniper Kraftwerke GmbH","Huntorf GT","1978-01-01","Gasturbine",0.42,279.27,346.7504047619048]
[null,null,"Ja","SEE911764038249","BNA0744","Uniper Kraftwerke GmbH","Franken DT1","1973-01-01","GuD",0.41849999999999998,333.21,348.48965352449227]
[null,null,"Ja","SEE940081190514","BNA1863","Fresenius Medical Care Deutschland GmbH","Gasturbine 3","2017-11-28","GuD",0.41639999999999999,3.8001600000000004,350.23960134486072]
[null,null,"Ja","SEE991036415459","BNA1863","Fresenius Medical Care Deutschland GmbH","Gasturbine 1","2014-01-24","GuD",0.41639999999999999,6.5754599999999996,350.23960134486072]
[null,null,"Ja","SEE997248724068","BNA1863","Fresenius Medical Care Deutschland GmbH","Gasturbine 2","2014-01-24","GuD",0.41639999999999999,6.5754599999999996,350.23960134486072]
[null,null,"Ja","SEE917497526305","BNA1437","Aluminium Oxid Stade GmbH","KWK GT1","2012-05-01","GuD",0.41120000000000001,13.363199999999999,354.64973249027241]
[null,null,"Ja","SEE989834346082","BNA1437","Aluminium Oxid Stade GmbH","KWK GT2","2012-05-01","GuD",0.41120000000000001,13.363199999999999,354.64973249027241]
[null,null,"Ja","SEE951401550147","BNA0938","EnBW Energie Baden-Württemberg AG","Heizkraftwerk Stuttgart-Münster GT 17","1974-01-01","Öl",0.23,19.805,355.33739130434782]
[null,null,"Ja","SEE985887784048","BNA0939b","EnBW Energie Baden-Württemberg AG","Heizkraftwerk Stuttgart-Münster GT 18","1974-01-01","Öl",0.23,19.889999999999997,355.33739130434782]
[null,null,"Ja","SEE992973663477","BNA0937","EnBW Energie Baden-Württemberg AG","Heizkraftwerk Stuttgart-Münster GT 16","1974-01-01","Öl",0.23,19.805,355.33739130434782]
[null,null,"Ja","SEE995899706617","BNA1042","RWE Generation SE","Gersteinwerk I GT (I1)","1974-01-01","GuD",0.41,47.85,355.68334146341471]
[null,null,"Ja","SEE965327731764","BNA1164","Pfeifer & Langen GmbH ＆ Co. KG","BHKW Jülich","2002-10-10","GuD",0.40960000000000002,1.20669,356.02922363281249]
[null,null,"Ja","SEE998558143099","BNA1164","Pfeifer & Langen GmbH ＆ Co. KG","Generator Jülich","2004-09-20","GuD",0.40960000000000002,19.888199999999998,356.02922363281249]
[null,null,"Ja","SEE975094128629","BNA0135","Braunschweiger Versorgungs-AG & Co. KG","HKW Mitte Kessel 12","1971-07-15","GuD",0.40949999999999998,17.399999999999999,356.1157997557998]
[null,null,"Ja","SEE905366486355","BNA0499","Infraserv GmbH & Co. Höchst KG","IPH Strom VT4","2021-09-15","GuD",0.40699999999999997,23.315999999999999,358.29402948402952]
[null,null,"Ja","SEE909438607068","BNA0499","Infraserv GmbH & Co. Höchst KG","IPH Strom VT3","2021-09-15","GuD",0.40699999999999997,11.223000000000001,358.29402948402952]
[null,null,"Ja","SEE913088869400","BNA0521","Städtische Werke Energie + Wärme GmbH","Kombi-HKW GT1","2021-03-31","GuD",0.40699999999999997,15.057089999999999,358.29402948402952]
[null,null,"Ja","SEE919939073064",null,"Volkswagen AG","GT 31 GuD Süd Wolfsburg","2021-12-27","GuD",0.40699999999999997,42.978000000000002,358.29402948402952]
[null,null,"Ja","SEE951684578067",null,"Stadtwerke Bielefeld","Gasturbine 2 - GuD MPE","2021-02-15","GuD",0.40699999999999997,13.093500000000001,358.29402948402952]
[null,null,"Ja","SEE966530598731","BNA0088a","Solvay Chemicals GmbH","Gegendruckdampfturbine Industriekraftwerk","2019-12-16","GuD",0.40699999999999997,55.244999999999997,358.29402948402952]
[null,null,"Ja","SEE984196895179",null,"Volkswagen AG","GT32 GuD Süd Wolfsburg","2021-12-27","GuD",0.40699999999999997,42.978000000000002,358.29402948402952]
[null,null,"Ja","SEE902845037787","BNA1946","BMW AG Niederlassung Stuttgart","Werk 1.1 KWK 3","2019-02-20","GuD",0.40589999999999998,3.915,359.26095097314612]
[null,null,"Ja","SEE904076796426","BNA1945","Stadtwerke Kiel AG","Küstenkraftwerk K.I.E.L Motor 4","2018-11-23","GuD",0.40589999999999998,8.2267200000000003,359.26095097314612]
[null,null,"Ja","SEE905939296770","BNA1945","Stadtwerke Kiel AG","Küstenkraftwerk K.I.E.L Motor 13","2018-08-21","GuD",0.40589999999999998,8.2267200000000003,359.26095097314612]
[null,null,"Ja","SEE910823411191","BNA1946","BMW AG Niederlassung Stuttgart","Werk 1.1 KWK 1","2019-02-20","GuD",0.40589999999999998,3.915,359.26095097314612]
[null,null,"Ja","SEE916115669219","BNA1945","Stadtwerke Kiel AG","Küstenkraftwerk K.I.E.L Motor 11","2018-08-21","GuD",0.40589999999999998,8.2267200000000003,359.26095097314612]
[null,null,"Ja","SEE916435406600","BNA1945","Stadtwerke Kiel AG","Küstenkraftwerk K.I.E.L Motor 9","2018-10-04","GuD",0.40589999999999998,8.2267200000000003,359.26095097314612]
[null,null,"Ja","SEE917331286914","BNA1946","BMW AG Niederlassung Stuttgart","Werk 1.1 KWK 2","2019-02-20","GuD",0.40589999999999998,3.915,359.26095097314612]
[null,null,"Ja","SEE918100281437","BNA1944","BMW AG Niederlassung Stuttgart","KWK 7","2019-03-26","GuD",0.40589999999999998,3.915,359.26095097314612]
[null,null,"Ja","SEE918583974024","BNA1945","Stadtwerke Kiel AG","Küstenkraftwerk K.I.E.L Motor 2","2018-11-21","GuD",0.40589999999999998,8.2267200000000003,359.26095097314612]
[null,null,"Ja","SEE921059219284","BNA1945","Stadtwerke Kiel AG","Küstenkraftwerk K.I.E.L Motor 7","2018-09-28","GuD",0.40589999999999998,8.2267200000000003,359.26095097314612]
[null,null,"Ja","SEE923401813959","BNA1935","Vattenfall Wärme Berlin AG","GuD Lichterfelde Gasturbine","2019-04-11","GuD",0.40589999999999998,160.94999999999999,359.26095097314612]
[null,null,"Ja","SEE927436598478","BNA1947","BMW AG Niederlassung Stuttgart","Werk 1.5 KWK 4","2019-04-30","GuD",0.40589999999999998,2.9232,359.26095097314612]
[null,null,"Ja","SEE929077603696","BNA1935","Vattenfall Wärme Berlin AG","GuD Lichterfelde Dampfturbine","2019-04-11","GuD",0.40589999999999998,100.05,359.26095097314612]
[null,null,"Ja","SEE932569905017","BNA1945","Stadtwerke Kiel AG","Küstenkraftwerk K.I.E.L Motor 17","2018-07-13","GuD",0.40589999999999998,8.2267200000000003,359.26095097314612]
[null,null,"Ja","SEE934242259776","BNA1945","Stadtwerke Kiel AG","Küstenkraftwerk K.I.E.L Motor 8","2018-10-01","GuD",0.40589999999999998,8.2267200000000003,359.26095097314612]
[null,null,"Ja","SEE937791832391","BNA1945","Stadtwerke Kiel AG","Küstenkraftwerk K.I.E.L Motor 16","2018-06-05","GuD",0.40589999999999998,8.2267200000000003,359.26095097314612]
[null,null,"Ja","SEE939823727910","BNA1945","Stadtwerke Kiel AG","Küstenkraftwerk K.I.E.L Motor 3","2018-11-16","GuD",0.40589999999999998,8.2267200000000003,359.26095097314612]
[null,null,"Ja","SEE940475173918","BNA1945","Stadtwerke Kiel AG","Küstenkraftwerk K.I.E.L Motor 5","2018-11-09","GuD",0.40589999999999998,8.2267200000000003,359.26095097314612]
[null,null,"Ja","SEE941552924256","BNA1945","Stadtwerke Kiel AG","Küstenkraftwerk K.I.E.L Motor 15","2018-08-10","GuD",0.40589999999999998,8.2267200000000003,359.26095097314612]
[null,null,"Ja","SEE946583344691","BNA1944","BMW AG Niederlassung Stuttgart","KWK 6","2019-03-26","GuD",0.40589999999999998,3.915,359.26095097314612]
[null,null,"Ja","SEE951839779134","BNA1945","Stadtwerke Kiel AG","Küstenkraftwerk K.I.E.L Motor 1","2018-12-07","GuD",0.40589999999999998,8.2267200000000003,359.26095097314612]
[null,null,"Ja","SEE953574430066","BNA1945","Stadtwerke Kiel AG","Küstenkraftwerk K.I.E.L Motor 12","2018-08-23","GuD",0.40589999999999998,8.2267200000000003,359.26095097314612]
[null,null,"Ja","SEE963125615224","BNA1945","Stadtwerke Kiel AG","Küstenkraftwerk K.I.E.L Motor 14","2018-08-13","GuD",0.40589999999999998,8.2267200000000003,359.26095097314612]
[null,null,"Ja","SEE967283752913","BNA1947","BMW AG Niederlassung Stuttgart","Werk 1.5 KWK 1","2019-04-30","GuD",0.40589999999999998,2.9232,359.26095097314612]
[null,null,"Ja","SEE967544153657","BNA1945","Stadtwerke Kiel AG","Küstenkraftwerk K.I.E.L Motor 6","2018-09-27","GuD",0.40589999999999998,8.2267200000000003,359.26095097314612]
[null,null,"Ja","SEE972750176482","BNA1944","BMW AG Niederlassung Stuttgart","KWK 5 Geb. 192.0","2019-03-26","GuD",0.40589999999999998,3.8888999999999996,359.26095097314612]
[null,null,"Ja","SEE979353792927","BNA1945","Stadtwerke Kiel AG","Küstenkraftwerk K.I.E.L Motor 18","2018-07-09","GuD",0.40589999999999998,8.2267200000000003,359.26095097314612]
[null,null,"Ja","SEE982889459141","BNA1947","BMW AG Niederlassung Stuttgart","Werk 1.5 KWK 3","2019-04-30","GuD",0.40589999999999998,2.9232,359.26095097314612]
[null,null,"Ja","SEE985206646330","BNA1945","Stadtwerke Kiel AG","Küstenkraftwerk K.I.E.L Motor 10","2018-10-05","GuD",0.40589999999999998,8.2267200000000003,359.26095097314612]
[null,null,"Ja","SEE987324322059","BNA1945","Stadtwerke Kiel AG","Küstenkraftwerk K.I.E.L Motor 20","2018-07-13","GuD",0.40589999999999998,8.2267200000000003,359.26095097314612]
[null,null,"Ja","SEE994826833730","BNA1945","Stadtwerke Kiel AG","Küstenkraftwerk K.I.E.L Motor 19","2018-07-12","GuD",0.40589999999999998,8.2267200000000003,359.26095097314612]
[null,null,"Ja","SEE995752550746","BNA1947","BMW AG Niederlassung Stuttgart","Werk 1.5 KWK 2","2019-04-30","GuD",0.40589999999999998,2.9232,359.26095097314612]
[null,null,"Ja","SEE985331675700","BNA1405a","Fernwärme Ulm GmbH","HKW Magirusstraße","1992-11-09","GuD",0.40500000000000003,10.962,360.05597530864196]
[null,null,"Ja","SEE901246020381","BNA1927","TEAG Thüringer Energie AG","Gasmotor Bad Salzungen","2018-12-04","GuD",0.40479999999999999,8.70261,360.23312747035578]
[null,null,"Ja","SEE904748267797","BNA1925","ENGIE Deutschland AG",70001314.010000005,"2018-11-20","GuD",0.40479999999999999,3.8166899999999995,360.23312747035578]
[null,null,"Ja","SEE907667929555","BNA1911","DREWAG - Stadtwerke Dresden GmbH","HKW Dresden-Nord","2018-12-07","GuD",0.40479999999999999,10.005000000000001,360.23312747035578]
[null,null,"Ja","SEE929808661773","BNA1926","ENGIE Deutschland AG",70001313.010000005,"2018-12-05","GuD",0.40479999999999999,3.8906400000000003,360.23312747035578]
[null,null,"Ja","SEE948545926433","BNA1926","ENGIE Deutschland AG",70001313.010000005,"2018-12-06","GuD",0.40479999999999999,3.8906400000000003,360.23312747035578]
[null,null,"Ja","SEE949816813650","BNA1925","ENGIE Deutschland AG",70001314.010000005,"2018-11-21","GuD",0.40479999999999999,3.8166899999999995,360.23312747035578]
[null,null,"Ja","SEE953235539855","BNA1909","EnBW Energie Baden-Württemberg AG","Heizkraftwerk Stuttgart-Gaisburg HKW 3 Motor 1","2018-08-29","GuD",0.40479999999999999,8.4537899999999997,360.23312747035578]
[null,null,"Ja","SEE956808243722","BNA1926","ENGIE Deutschland AG",70001313.010000005,"2018-12-05","GuD",0.40479999999999999,3.8906400000000003,360.23312747035578]
[null,null,"Ja","SEE957602727647","BNA1926","ENGIE Deutschland AG",70001313.010000005,"2018-12-06","GuD",0.40479999999999999,3.8906400000000003,360.23312747035578]
[null,null,"Ja","SEE957769851605","BNA1868","Mainova AG","HKW West Turbine 5","2017-12-07","GuD",0.40479999999999999,34.049190000000003,360.23312747035578]
[null,null,"Ja","SEE968905685947","BNA1925","ENGIE Deutschland AG",70001314.010000005,"2018-11-19","GuD",0.40479999999999999,3.8166899999999995,360.23312747035578]
[null,null,"Ja","SEE971156902916","BNA1925","ENGIE Deutschland AG",70001314.010000005,"2018-11-26","GuD",0.40479999999999999,3.8166899999999995,360.23312747035578]
[null,null,"Ja","SEE972346658903",null,"EnBW Energie Baden-Württemberg AG","Heizkraftwerk Stuttgart-Gaisburg HKW 3 Motor 3","2018-08-29","GuD",0.40479999999999999,8.4537899999999997,360.23312747035578]
[null,null,"Ja","SEE974615285285",null,"EnBW Energie Baden-Württemberg AG","Heizkraftwerk Stuttgart-Gaisburg HKW 3 Motor 2","2018-08-29","GuD",0.40479999999999999,8.4537899999999997,360.23312747035578]
[null,null,"Ja","SEE984068604342","BNA1926","ENGIE Deutschland AG",70001313.010000005,"2018-12-05","GuD",0.40479999999999999,3.8906400000000003,360.23312747035578]
[null,null,"Ja","SEE933402065318","BNA1873","BMW AG Niederlassung Stuttgart","KWK 4 Geb. 192.0","2017-11-15","GuD",0.4037,3.5583,361.21060193212782]
[null,null,"Ja","SEE934531299087","BNA0361","DSM Nutritional Products GmbH","Gasturbine GT","2017-11-07","GuD",0.4037,19.14,361.21060193212782]
[null,null,"Ja","SEE955111508221","BNA0361","DSM Nutritional Products GmbH","Dampfturbine DT5","2018-03-21","GuD",0.4037,7.3306199999999997,361.21060193212782]
[null,null,"Ja","SEE965333653821","BNA0081","Vattenfall Wärme Berlin AG","HKW Klingenberg Dampfturbine 3","1982-08-19","GuD",0.4037,48.72,361.21060193212782]
[null,null,"Ja","SEE975166535577","BNA0361","DSM Nutritional Products GmbH","Dampfturbine DT4","1979-01-01","GuD",0.4037,6.96,361.21060193212782]
[null,null,"Ja","SEE986959633936","BNA1187","Pfeifer & Langen GmbH ＆ Co. KG","Lage Generator 1","1981-08-31","GuD",0.4037,7.7273399999999999,361.21060193212782]
[null,null,"Ja","SEE988684097793","BNA0081","Vattenfall Wärme Berlin AG","HKW Klingenberg Dampfturbine 2","1981-11-24","GuD",0.4037,48.72,361.21060193212782]
[null,null,"Ja","SEE993922966908","BNA1873","BMW AG Niederlassung Stuttgart","KWK 3 Geb. 192.0","2017-11-15","GuD",0.4037,3.5583,361.21060193212782]
[null,null,"Ja","SEE997719859992","BNA0081","Vattenfall Wärme Berlin AG","HKW Klingenberg Dampfturbine 1","1981-08-13","GuD",0.4037,45.24,361.21060193212782]
[null,null,"Ja","SEE928797247012","BNA1862","BMW AG Niederlassung Stuttgart","Regensburg KWK 5","2016-08-22","GuD",0.40260000000000001,2.3072400000000002,362.19341778440139]
[null,null,"Ja","SEE931050475398","BNA1818","RheinEnergie AG","GuD Niehl 3 RheinEnergie","2016-04-29","GuD",0.40260000000000001,394.02299999999997,362.19341778440139]
[null,null,"Ja","SEE945093389369","BNA1676","Evonik Operations GmbH","Kraftwerk IV, GT 421","2016-02-13","GuD",0.40260000000000001,40.89,362.19341778440139]
[null,null,"Ja","SEE958184152735","BNA1904","Stadtwerke Flensburg","Dampfturbine 7","1980-10-21","GuD",0.40260000000000001,24.36,362.19341778440139]
[null,null,"Ja","SEE977273010268","BNA1676","Evonik Operations GmbH","Kraftwerk IV, DT 411","2016-02-13","GuD",0.40260000000000001,9.57,362.19341778440139]
[null,null,"Ja","SEE977956291342","BNA1859","Ford-Werke GmbH","BHKW Ford Saarlouis","2016-10-28","GuD",0.40260000000000001,18.800699999999999,362.19341778440139]
[null,null,"Ja","SEE926418118239",null,"Crespel & Deiters GmbH ＆ Co. KG","GTS4","2013-06-07","Gasturbine",0.4,1.6095000000000002,364.03792499999997]
[null,null,"Ja","SEE938018666973",null,"K+S Minerals and Agriculture GmbH","Fabrik NE GT Tr.","2009-07-02","Gasturbine",0.4,4.4369999999999994,364.03792499999997]
[null,null,"Ja","SEE939524649245",null,"K+S Minerals and Agriculture GmbH","ZI Tr GT1","2017-07-02","Gasturbine",0.4,4.7850000000000001,364.03792499999997]
[null,null,"Ja","SEE953048986860",null,"K+S Minerals and Agriculture GmbH","Fabrik NE GT Tr","2009-07-02","Gasturbine",0.4,4.4369999999999994,364.03792499999997]
[null,null,"Ja","SEE908119179962","BNA1292b","J. M. Voith SE & Co. KG","HDH_004_Industrieheizkraftwerk-Heidenheim_GM4","1999-01-01","GuD",0.40039999999999998,3.2407500000000002,364.1752497502498]
[null,null,"Ja","SEE912975333499","BNA1248b","UPM GmbH","UPM Schongau HKW 3 GT","2014-12-20","GuD",0.40039999999999998,38.565360000000005,364.1752497502498]
[null,null,"Ja","SEE925623713673","BNA1678","Flughafen München GmbH","BHKW 2 - GOM 4","2014-12-11","GuD",0.40039999999999998,3.6600899999999998,364.1752497502498]
[null,null,"Ja","SEE925705511180","BNA1678","Flughafen München GmbH","BHKW 2 - GOM 3","2014-12-10","GuD",0.40039999999999998,3.6600899999999998,364.1752497502498]
[null,null,"Ja","SEE925723270861","BNA1292b","J. M. Voith SE & Co. KG","HDH_004_Industrieheizkraftwerk-Heidenheim_GM1","2014-01-01","GuD",0.40039999999999998,3.6757499999999999,364.1752497502498]
[null,null,"Ja","SEE933094075404","BNA1248b","UPM GmbH","UPM Schongau HKW 3 DT","2014-12-20","GuD",0.40039999999999998,25.812900000000003,364.1752497502498]
[null,null,"Ja","SEE942581404276","BNA1292b","J. M. Voith SE & Co. KG","HDH_004_Industrieheizkraftwerk-Heidenheim_GM2","2014-01-01","GuD",0.40039999999999998,3.6757499999999999,364.1752497502498]
[null,null,"Ja","SEE964121468647","BNA1292b","J. M. Voith SE & Co. KG","HDH_004_Industrieheizkraftwerk-Heidenheim_GM5","2004-01-01","GuD",0.40039999999999998,3.2442299999999999,364.1752497502498]
[null,null,"Ja","SEE971995083203","BNA1677","Volkswagen AG","BHKW Braunschweig","2014-07-27","GuD",0.40039999999999998,9.048,364.1752497502498]
[null,null,"Ja","SEE976877764072","BNA1678","Flughafen München GmbH","BHKW 2 - GOM 2","2014-12-04","GuD",0.40039999999999998,3.6600899999999998,364.1752497502498]
[null,null,"Ja","SEE980130244065","BNA1678","Flughafen München GmbH","BHKW 2 - GOM 1","2014-12-03","GuD",0.40039999999999998,3.6600899999999998,364.1752497502498]
[null,null,"Ja","SEE999306148830","BNA1292b","J. M. Voith SE & Co. KG","HDH_004_Industrieheizkraftwerk-Heidenheim_GM3","2014-01-01","GuD",0.40039999999999998,3.6757499999999999,364.1752497502498]
[null,null,"Ja","SEE900252837358",null,"Baden Board GmbH","Gasturbine","2000-04-01","GuD",0.4,3.7844999999999995,364.53792499999997]
[null,null,"Ja","SEE900348277440",null,"Jäckering Mühlen- und Nährmittelwerke GmbH","BHKW Hafen - Modul 4","2013-04-01","GuD",0.4,1.8905100000000001,364.53792499999997]
[null,null,"Ja","SEE900364034072",null,"EnBW Energie Baden-Württemberg AG","Heizkraftwerk Heilbronn FHT 1","2015-05-01","GuD",0.4,5.6550000000000002,364.53792499999997]
[null,null,"Ja","SEE900527375523",null,"AG der Dillinger Hüttenwerke","T2","1960-01-01","GuD",0.4,4.7850000000000001,364.53792499999997]
[null,null,"Ja","SEE900559860912",null,"WUN Pellets GmbH","WUN Pellets - BHKW - Modul II","2018-10-01","GuD",0.4,3.8367,364.53792499999997]
[null,null,"Ja","SEE901196452256",null,"essity Operations Mainz-Kostheim GmbH","Turbine 4","1983-06-30","GuD",0.4,5.8376999999999999,364.53792499999997]
[null,null,"Ja","SEE902114639810",null,"envia THERM GmbH","Bitterfeld BHKW","2016-04-11","GuD",0.4,1.74,364.53792499999997]
[null,null,"Ja","SEE903050015065",null,"Hamburger Energiewerke GmbH","HW Hafen","2005-09-14","GuD",0.4,1.66605,364.53792499999997]
[null,null,"Ja","SEE906462907775",null,"K+S Minerals and Agriculture GmbH","Kraftwerk HA GT2","2017-07-02","GuD",0.4,4.9329000000000001,364.53792499999997]
[null,null,"Ja","SEE906681939748",null,"Jäckering Mühlen- und Nährmittelwerke GmbH","BHKW Hafen - Modul 1","2013-04-01","GuD",0.4,1.8905100000000001,364.53792499999997]
[null,null,"Ja","SEE907064154956",null,"K+S Minerals and Agriculture GmbH","Kraftwerk HA GT1","2017-07-02","GuD",0.4,4.9329000000000001,364.53792499999997]
[null,null,"Ja","SEE907892165506",null,"Mark-E Aktiengesellschaft","Cuno Heizkraftwerk Herdecke BHKW1","2004-01-01","GuD",0.4,1.6964999999999999,364.53792499999997]
[null,null,"Ja","SEE908040387344",null,"DFS Energy GmbH","BHKW1","2014-10-15","GuD",0.4,1.7230349999999999,364.53792499999997]
[null,null,"Ja","SEE909963484639",null,"BMW AG Niederlassung Stuttgart","BMW Landshut KWK 3","2014-07-31","GuD",0.4,2.2184999999999997,364.53792499999997]
[null,null,"Ja","SEE911689709217",null,"Smurfit Kappa Herzberg Solid Board GmbH","Dampfturbine 2","1957-01-01","GuD",0.4,5.22,364.53792499999997]
[null,null,"Ja","SEE914143996840",null,"Sasol Germany GmbH","GT3","2020-10-02","GuD",0.4,6.4623600000000003,364.53792499999997]
[null,null,"Ja","SEE914688001801",null,"Smurfit Kappa Hoya Papier und Karton GmbH","DT 2 (KKK)","1996-01-01","GuD",0.4,3.7749300000000003,364.53792499999997]
[null,null,"Ja","SEE916733797554",null,"Julius Glatz","Turbine 1","1955-01-01","GuD",0.4,3.6105000000000005,364.53792499999997]
[null,null,"Ja","SEE917568874298","BNA1556","Sachsenmilch Leppersdorf GmbH","7710MKA10-DT","2014-07-21","GuD",0.4,5.1103799999999993,364.53792499999997]
[null,null,"Ja","SEE919286948329","BNA1553","Gunvor Raffinerie Ingolstadt GmbH","Kraftwerk GRI","1964-01-01","GuD",0.4,6.7859999999999996,364.53792499999997]
[null,null,"Ja","SEE919395394109",null,"BMW AG Niederlassung Stuttgart","Leipzig KWK 2","2016-12-14","GuD",0.4,2.8379400000000001,364.53792499999997]
[null,null,"Ja","SEE919932222612",null,"Stadtwerke Lemgo GmbH","KWK-0006","2012-02-09","GuD",0.4,1.7052,364.53792499999997]
[null,null,"Ja","SEE920560912882",null,"SWM Services GmbH","SWM HKW Freimann GT12","2021-01-01","GuD",0.4,44.265599999999999,364.53792499999997]
[null,null,"Ja","SEE920571907488",null,"HanseWerk Natur GmbH","99000649 Reichsbahnstr. Erdgas-BHKW 1","2017-11-29","GuD",0.4,3.7801499999999999,364.53792499999997]
[null,null,"Ja","SEE920885263676",null,"Stadtwerke Bernburg GmbH","BHKW Friedenshall M3","2018-10-16","GuD",0.4,1.70085,364.53792499999997]
[null,null,"Ja","SEE923953841820",null,"HanseWerk Natur GmbH","99000290 Angerburger Str. Erdgas-BHKW","2017-10-19","GuD",0.4,1.3006500000000001,364.53792499999997]
[null,null,"Ja","SEE924769212057",null,"Stadtwerke Lemgo GmbH","KWK-0010","2013-09-16","GuD",0.4,0.86565000000000003,364.53792499999997]
[null,null,"Ja","SEE925189660817",null,"Rolls-Royce Solutions Augsburg GmbH","Prüfstand 8","2004-03-01","GuD",0.4,2.7840000000000003,364.53792499999997]
[null,null,"Ja","SEE926356200836",null,"Rolls-Royce Solutions Augsburg GmbH","Prüfstand 4","2003-01-01","GuD",0.4,1.3049999999999999,364.53792499999997]
[null,null,"Ja","SEE926582462244",null,"WUN Pellets GmbH","WUN Pellets - BHKW-Modul III","2018-10-01","GuD",0.4,3.8367,364.53792499999997]
[null,null,"Ja","SEE926990956885",null,"Fernheizwerk Neukölln AG","Fernheizwerk 2-BHKW 5","2013-11-05","GuD",0.4,1.7643599999999999,364.53792499999997]
[null,null,"Ja","SEE928983473973",null,"Westag & Getalit AG","BHKW-G","2012-10-10","GuD",0.4,1.7043300000000001,364.53792499999997]
[null,null,"Ja","SEE929612840487",null,"Stadtwerke Lemgo GmbH","KWK-0007","2014-11-13","GuD",0.4,1.7052,364.53792499999997]
[null,null,"Ja","SEE929826629465",null,"FFR Fernwärmeversorgung Flugplatz Ramstein","BHKW Ramstein","2018-12-13","GuD",0.4,11.092499999999999,364.53792499999997]
[null,null,"Ja","SEE933714674710","BNA1553","Gunvor Raffinerie Ingolstadt GmbH","Kraftwerk GRI","1964-01-01","GuD",0.4,8.6999999999999993,364.53792499999997]
[null,null,"Ja","SEE934292362181",null,"Fernheizwerk Neukölln AG","Fernheizwerk 6-BHKW 8","2020-07-14","GuD",0.4,1.7189460000000001,364.53792499999997]
[null,null,"Ja","SEE935253303649",null,"BMW AG Niederlassung Stuttgart","BMW Landshut KWK 6","2018-07-08","GuD",0.4,3.7409999999999997,364.53792499999997]
[null,null,"Ja","SEE936112096313",null,"SWISS KRONO TEX","BHKW","2016-01-21","GuD",0.4,1.70259,364.53792499999997]
[null,null,"Ja","SEE937830141170",null,"VW Kraftwerk GmbH","BHKW-G66-KWK-klein","2017-11-28","GuD",0.4,1.653,364.53792499999997]
[null,null,"Ja","SEE938449433663","BNA1553","Gunvor Raffinerie Ingolstadt GmbH","Kraftwerk GRI","1964-01-01","GuD",0.4,6.2640000000000002,364.53792499999997]
[null,null,"Ja","SEE939211785720",null,"OMV Deutschland Operations GmbH & Co. KG","Dampfgeneratorturbine 1","1970-04-06","GuD",0.4,6.7859999999999996,364.53792499999997]
[null,null,"Ja","SEE939394838077",null,"Stadtwerke Lemgo GmbH","KWK-0005","2014-10-24","GuD",0.4,1.7052,364.53792499999997]
[null,null,"Ja","SEE941042670380",null,"Erlanger Stadtwerke AG","KWK-Bunsenstr.","2018-12-21","GuD",0.4,7.1548800000000004,364.53792499999997]
[null,null,"Ja","SEE941055812814",null,"MAN Energy Solutions SE","SI-Gasmotor (12 V 32/40)","2005-05-04","GuD",0.4,4.5544500000000001,364.53792499999997]
[null,null,"Ja","SEE941875842596","BNA0863","Salzgitter Flachstahl GmbH","Ma 1","1941-03-01","GuD",0.4,30.45,364.53792499999997]
[null,null,"Ja","SEE942028155815",null,"Stadtwerke Greifswald GmbH","BHKW-Kapaunenstraße Modul 1","2018-09-26","GuD",0.4,2.2437300000000002,364.53792499999997]
[null,null,"Ja","SEE942234222677",null,"Jäckering Mühlen- und Nährmittelwerke GmbH","BHKW Hafen - Modul 5","2013-04-01","GuD",0.4,1.8905100000000001,364.53792499999997]
[null,null,"Ja","SEE942369834141",null,"Zanders Paper GmbH","Kraftwerk Zanders Paper GmbH","1989-01-01","GuD",0.4,18.322199999999999,364.53792499999997]
[null,null,"Ja","SEE942954514045",null,"Merck KGaA","DA_BHKW_01","2014-07-11","GuD",0.4,2.6448,364.53792499999997]
[null,null,"Ja","SEE943007353727",null,"Airbus Operations","BHKW 1 Hamburg","2016-07-11","GuD",0.4,1.7139,364.53792499999997]
[null,null,"Ja","SEE943109996648",null,"BMW AG Niederlassung Stuttgart","BMW Landshut KWK 4","2018-07-08","GuD",0.4,3.7409999999999997,364.53792499999997]
[null,null,"Ja","SEE943163469652",null,"Stadtwerke Frankfurt (Oder) GmbH","BHKW-Süd","2015-04-28","GuD",0.4,1.6964999999999999,364.53792499999997]
[null,null,"Ja","SEE944861777810",null,"HanseWerk Natur GmbH","99000649 Reichsbahnstr. Erdgas-BHKW 2","2017-11-29","GuD",0.4,1.72434,364.53792499999997]
[null,null,"Ja","SEE945217244789",null,"SWM Services GmbH","SWM HKW Freimann GT11","2021-01-01","GuD",0.4,44.265599999999999,364.53792499999997]
[null,null,"Ja","SEE945807171310",null,"BMW AG Niederlassung Stuttgart","BMW Landshut KWK 2","2009-04-01","GuD",0.4,1.1745000000000001,364.53792499999997]
[null,null,"Ja","SEE945933440847",null,"3M Deutschland GmbH","3M Wuppetal Kraftwerk T4","1963-06-10","GuD",0.4,4.7850000000000001,364.53792499999997]
[null,null,"Ja","SEE946476002431",null,"Kelheim Fibres GmbH","Turbine 6","1970-07-16","GuD",0.4,18.10905,364.53792499999997]
[null,null,"Ja","SEE947745452346",null,"OMV Deutschland Operations GmbH & Co. KG","Dampfgeneratorturbine 2","1969-07-01","GuD",0.4,6.8730000000000002,364.53792499999997]
[null,null,"Ja","SEE947763810036",null,"H&R Chemisch Pharmazeutische Spezialitäten GmbH","HuR-IKW-G5","2016-12-30","GuD",0.4,7.8552299999999997,364.53792499999997]
[null,null,"Ja","SEE947894664195",null,"DFS Energy GmbH","GT2","2014-06-05","GuD",0.4,3.8793299999999995,364.53792499999997]
[null,null,"Ja","SEE949310869146",null,"Rolls-Royce Solutions Augsburg GmbH","Prüfstand 6","2004-03-01","GuD",0.4,2.7840000000000003,364.53792499999997]
[null,null,"Ja","SEE949685414514",null,"Caterpillar Energy Solutions","P87","2004-01-21","GuD",0.4,1.5399,364.53792499999997]
[null,null,"Ja","SEE951802406722",null,"Crespel & Deiters GmbH ＆ Co. KG","GTS5","2017-12-20","GuD",0.4,6.5163000000000002,364.53792499999997]
[null,null,"Ja","SEE952857304476",null,"MAN Energy Solutions SE","Prüfstand 32","2013-09-01","GuD",0.4,1.5486,364.53792499999997]
[null,null,"Ja","SEE956207547964",null,"Jäckering Mühlen- und Nährmittelwerke GmbH","BHKW Hafen - Modul 3","2013-04-01","GuD",0.4,1.8905100000000001,364.53792499999997]
[null,null,"Ja","SEE956674158182",null,"BMW AG Niederlassung Stuttgart","BMW Landshut KWK 1","2009-04-01","GuD",0.4,1.1745000000000001,364.53792499999997]
[null,null,"Ja","SEE957639615832",null,"MAN Energy Solutions SE","Prüfstand 15","2009-05-01","GuD",0.4,12.040799999999999,364.53792499999997]
[null,null,"Ja","SEE957844983702","BNA0863","Salzgitter Flachstahl GmbH","Ma A","1941-01-01","GuD",0.4,7.83,364.53792499999997]
[null,null,"Ja","SEE957939399869",null,"BASF Personal Care and Nutrition GmbH","BHKW BASF F17","2016-07-22","GuD",0.4,1.7121599999999999,364.53792499999997]
[null,null,"Ja","SEE958897712714",null,"DFS Energy GmbH","BHKW2","2014-09-24","GuD",0.4,1.7230349999999999,364.53792499999997]
[null,null,"Ja","SEE959745626917",null,"Rolls-Royce Solutions Augsburg GmbH","Prüfstand 11","2004-03-01","GuD",0.4,3.48,364.53792499999997]
[null,null,"Ja","SEE960935066536",null,"INEOS SOLVENTS GERMANY GMBH","TG7","1974-11-14","GuD",0.4,6.5250000000000004,364.53792499999997]
[null,null,"Ja","SEE964821359092",null,"DFS Energy GmbH","GT1","2014-06-05","GuD",0.4,3.8793299999999995,364.53792499999997]
[null,null,"Ja","SEE965444118547",null,"Crespel & Deiters GmbH ＆ Co. KG","GTS3","2009-07-03","GuD",0.4,4.6980000000000004,364.53792499999997]
[null,null,"Ja","SEE965711846036",null,"Ferrero OHG mbH","KWK 2 - Kesselhaus","2010-12-27","GuD",0.4,6.5250000000000004,364.53792499999997]
[null,null,"Ja","SEE967129146814",null,"HanseWerk Natur GmbH","99000649 Reichsbahnstr. Erdgas-BHKW 3","2018-12-04","GuD",0.4,1.72434,364.53792499999997]
[null,null,"Ja","SEE967243760361","BNA1463","Smurfit Kappa Herzberg Solid Board GmbH","Dampfturbine 3","1983-01-01","GuD",0.4,11.7363,364.53792499999997]
[null,null,"Ja","SEE967448123107",null,"Jäckering Mühlen- und Nährmittelwerke GmbH","BHKW Hafen - Modul 2","2013-04-01","GuD",0.4,1.8905100000000001,364.53792499999997]
[null,null,"Ja","SEE968984873471",null,"Caterpillar Energy Solutions","P34","2007-06-27","GuD",0.4,1.1484000000000001,364.53792499999997]
[null,null,"Ja","SEE969074173341","BNA0863","Salzgitter Flachstahl GmbH","Ma 3","1941-02-01","GuD",0.4,30.45,364.53792499999997]
[null,null,"Ja","SEE971441182924",null,"Stadtwerke Greifswald GmbH","BHKW-Kapaunenstraße Modul 2","2018-09-26","GuD",0.4,2.2437300000000002,364.53792499999997]
[null,null,"Ja","SEE971949289934",null,"Rolls-Royce Solutions Augsburg GmbH","Prüfstand 5","2004-03-01","GuD",0.4,2.7840000000000003,364.53792499999997]
[null,null,"Ja","SEE972128015696","BNA1990","RheinEnergie AG","BHKW Merheim RheinEnergie","2020-06-01","GuD",0.4,27.057000000000002,364.53792499999997]
[null,null,"Ja","SEE973007329446",null,"Boehringer Ingelheim Pharma GmbH&Co.KG","Boehringer Ingelheim - H111 - GT51/AK51","2002-09-28","GuD",0.4,3.8897699999999999,364.53792499999997]
[null,null,"Ja","SEE973271553004",null,"essity Operations Mainz-Kostheim GmbH","Turbine 5","2013-01-09","GuD",0.4,4.8459000000000003,364.53792499999997]
[null,null,"Ja","SEE975854838485",null,"BMW AG Niederlassung Stuttgart","BMW Landshut KWK 7","2018-07-08","GuD",0.4,3.7409999999999997,364.53792499999997]
[null,null,"Ja","SEE977583940965",null,"Jäckering Mühlen- und Nährmittelwerke GmbH","BHKW Hafen - Modul 7","2017-12-28","GuD",0.4,1.8931200000000001,364.53792499999997]
[null,null,"Ja","SEE979791664664","BNA0863","Salzgitter Flachstahl GmbH","Ma 2","2006-07-15","GuD",0.4,43.064999999999998,364.53792499999997]
[null,null,"Ja","SEE980823248912",null,"Kelheim Fibres GmbH","Turbine 7","2014-08-05","GuD",0.4,22.558229999999998,364.53792499999997]
[null,null,"Ja","SEE981577567892",null,"Julius Glatz","Turbine 2","1955-01-01","GuD",0.4,6.0203999999999995,364.53792499999997]
[null,null,"Ja","SEE981673107183",null,"Stadtwerke Bernburg GmbH","BHKW Paul-Schneider-Straße","2011-01-17","GuD",0.4,1.7043300000000001,364.53792499999997]
[null,null,"Ja","SEE982138852266",null,"Stadtwerke Greifswald GmbH","BHKW-Süd","2020-12-16","GuD",0.4,3.5669999999999997,364.53792499999997]
[null,null,"Ja","SEE982412379564",null,"Jäckering Mühlen- und Nährmittelwerke GmbH","BHKW Hafen - Modul 6","2017-12-28","GuD",0.4,1.2162599999999999,364.53792499999997]
[null,null,"Ja","SEE984352856976",null,"BMW AG Niederlassung Stuttgart","Leipzig KWK 1","2009-03-09","GuD",0.4,0.69368580000000002,364.53792499999997]
[null,null,"Ja","SEE986027519575",null,"Stadtwerke Bernburg GmbH","BHKW Friedenshall M2","2018-10-16","GuD",0.4,1.70085,364.53792499999997]
[null,null,"Ja","SEE986400818790",null,"Airbus Operations","BHKW 2 Hamburg","2013-02-28","GuD",0.4,7.1661900000000003,364.53792499999997]
[null,null,"Ja","SEE986561991462",null,"Mark-E Aktiengesellschaft","Cuno Heizkraftwerk Herdecke BHKW2","2005-01-01","GuD",0.4,1.6964999999999999,364.53792499999997]
[null,null,"Ja","SEE987257004671",null,"Stadtwerke Lemgo GmbH","KWK-0009","2011-12-20","GuD",0.4,1.7052,364.53792499999997]
[null,null,"Ja","SEE987278903410",null,"Salzgitter Flachstahl GmbH","Ma 4","2022-04-12","GuD",0.4,27.405000000000001,364.53792499999997]
[null,null,"Ja","SEE987729168146",null,"Ferrero OHG mbH","KWK 1 - Kesselhaus","2007-04-01","GuD",0.4,4.3499999999999996,364.53792499999997]
[null,null,"Ja","SEE988410265359",null,"Stadtwerke Bernburg GmbH","BHKW Serumwerk","2009-01-08","GuD",0.4,1.7043300000000001,364.53792499999997]
[null,null,"Ja","SEE989342161450",null,"Smurfit Kappa Hoya Papier und Karton GmbH","Gasturbine 2 (TBM)","2014-05-01","GuD",0.4,5.67936,364.53792499999997]
[null,null,"Ja","SEE990308000553",null,"Fernheizwerk Neukölln AG","Fernheizwerk 1-BHKW 4","2013-11-05","GuD",0.4,1.7678400000000001,364.53792499999997]
[null,null,"Ja","SEE990935582224",null,"K+S Minerals and Agriculture GmbH","Kraftwerk HA GT3","2006-07-02","GuD",0.4,5.22,364.53792499999997]
[null,null,"Ja","SEE994281911899",null,"Fernheizwerk Neukölln AG","Fernheizwerk 3-BHKW 6","2013-11-05","GuD",0.4,1.7660999999999998,364.53792499999997]
[null,null,"Ja","SEE994846175667",null,"Hamburger Energiewerke GmbH","BHKW Haferweg","2016-08-09","GuD",0.4,1.11534,364.53792499999997]
[null,null,"Ja","SEE995184160995",null,"Mark-E Aktiengesellschaft","Cuno Heizkraftwerk Herdecke BHKW3","2014-01-01","GuD",0.4,1.8531,364.53792499999997]
[null,null,"Ja","SEE995596088894",null,"3M Deutschland GmbH","3M Deutschland GmbH T3 Wuppertal","1957-07-19","GuD",0.4,4.7850000000000001,364.53792499999997]
[null,null,"Ja","SEE995963332841",null,"Stadtwerke Lemgo GmbH","KWK-0008","2013-12-16","GuD",0.4,1.7052,364.53792499999997]
[null,null,"Ja","SEE996431301710",null,"BMW AG Niederlassung Stuttgart","BMW Landshut KWK 5","2018-07-08","GuD",0.4,3.7409999999999997,364.53792499999997]
[null,null,"Ja","SEE997674469793",null,"Caterpillar Energy Solutions","P35","2007-06-27","GuD",0.4,1.9488000000000001,364.53792499999997]
[null,null,"Ja","SEE998028907619",null,"Fernheizwerk Neukölln AG","Fernheizwerk 4-BHKW 7","2014-06-12","GuD",0.4,1.7469600000000001,364.53792499999997]
[null,null,"Ja","SEE998778600532",null,"WUN Pellets GmbH","WUN Pellets - BHKW-Modul I","2018-10-01","GuD",0.4,3.8367,364.53792499999997]
[null,null,"Ja","SEE900240101683","BNA1504","Daimler Truck AG","129870 Modul 3","2013-02-20","GuD",0.39929999999999999,3.8628000000000005,365.17435512146261]
[null,null,"Ja","SEE911283118750","BNA1531","Industriekraftwerk Greifswald GmbH","Industriekraftwerk Greifswald GmbH","2013-12-17","GuD",0.39929999999999999,33.234000000000002,365.17435512146261]
[null,null,"Ja","SEE913280112274","BNA0804","K+S Minerals and Agriculture GmbH","Kraftwerk HA DT4","1962-07-02","GuD",0.39929999999999999,18.27,365.17435512146261]
[null,null,"Ja","SEE914749097217","BNA1504","Daimler Truck AG","129870 Modul 1","2013-02-20","GuD",0.39929999999999999,3.8628000000000005,365.17435512146261]
[null,null,"Ja","SEE916865356940","BNA0804","K+S Minerals and Agriculture GmbH","Kraftwerk HA GT4","2012-02-01","GuD",0.39929999999999999,27.84,365.17435512146261]
[null,null,"Ja","SEE923729511377","BNA1541","Freiberger Erdgas GmbH","BHKW2 Chemnitzer Straße 40","2013-07-01","GuD",0.39929999999999999,3.7523099999999996,365.17435512146261]
[null,null,"Ja","SEE924343365650","BNA1260","Mercedes-Benz AG","Mercedes-Benz Werk Sindelfingen HKW Gasturbine 1","2013-11-07","GuD",0.39929999999999999,26.048669999999998,365.17435512146261]
[null,null,"Ja","SEE940178738247","BNA1541","Freiberger Erdgas GmbH","GT Chemnitzer Straße 40","2013-07-01","GuD",0.39929999999999999,4.1385899999999998,365.17435512146261]
[null,null,"Ja","SEE942845579245","BNA0111","Stadtwerke Bochum Holding GmbH","KWK Hiltrop","1975-08-20","GuD",0.39929999999999999,37.768439999999998,365.17435512146261]
[null,null,"Ja","SEE949085992346","BNA1260","Mercedes-Benz AG","Mercedes-Benz Werk Sindelfingen HKW Turbine 2","1963-02-13","GuD",0.39929999999999999,14.972700000000001,365.17435512146261]
[null,null,"Ja","SEE952488583202","BNA0804","K+S Minerals and Agriculture GmbH","Kraftwerk HA DT1","1967-03-02","GuD",0.39929999999999999,24.36,365.17435512146261]
[null,null,"Ja","SEE963962520354","BNA1541","Freiberger Erdgas GmbH","BHKW1 Chemnitzer Straße 40","2013-07-01","GuD",0.39929999999999999,3.7523099999999996,365.17435512146261]
[null,null,"Ja","SEE969792129750","BNA1504","Daimler Truck AG","129870 Modul 2","2013-02-20","GuD",0.39929999999999999,3.8628000000000005,365.17435512146261]
[null,null,"Ja","SEE970554561831","BNA0804","K+S Minerals and Agriculture GmbH","Kraftwerk HA DT2","2017-12-14","GuD",0.39929999999999999,19.574999999999999,365.17435512146261]
[null,null,"Ja","SEE986713152253","BNA1260","Mercedes-Benz AG","Mercedes-Benz Werk Sindelfingen HKW Turbine 4","1971-11-04","GuD",0.39929999999999999,24.299099999999999,365.17435512146261]
[null,null,"Ja","SEE990603147649","BNA0117b","Energie- und Wasserversorgung Bonn/Rhein-Sieg GmbH","Heizkraftwerk Bonn-Nord, Gasturbine 1 der GuD-Anlage","1998-08-19","GuD",0.39929999999999999,17.835000000000001,365.17435512146261]
[null,null,"Ja","SEE993713255198","BNA1260","Mercedes-Benz AG","Mercedes-Benz Werk Sindelfingen HKW Turbine 5","1981-07-23","GuD",0.39929999999999999,17.200770000000002,365.17435512146261]
[null,null,"Ja","SEE994027750690","BNA1260","Mercedes-Benz AG","Mercedes-Benz Werk Sindelfingen HKW Turbine 3","1971-06-01","GuD",0.39929999999999999,4.1325000000000003,365.17435512146261]
[null,null,"Ja","SEE997867646000","BNA0117b","Energie- und Wasserversorgung Bonn/Rhein-Sieg GmbH","Heizkraftwerk Bonn-Nord, Dampfturbine GuD-Anlage","2013-11-01","GuD",0.39929999999999999,63.945,365.17435512146261]
[null,null,"Ja","SEE902725989434","BNA1861","BMW AG Niederlassung Stuttgart","Regensburg KWK 4","2012-10-29","GuD",0.3982,2.28288,366.17898041185339]
[null,null,"Ja","SEE906385906152","BNA1503","Mercedes-Benz AG","Gebäude 120 / BHKW Modul 04","2012-10-31","GuD",0.3982,3.6539999999999999,366.17898041185339]
[null,null,"Ja","SEE908927793930","BNA1861","BMW AG Niederlassung Stuttgart","Regensburg KWK 2","2011-07-05","GuD",0.3982,2.28288,366.17898041185339]
[null,null,"Ja","SEE910326850336","BNA1861","BMW AG Niederlassung Stuttgart","Regensburg KWK 1","2011-07-05","GuD",0.3982,2.28288,366.17898041185339]
[null,null,"Ja","SEE911257641864","BNA1503","Mercedes-Benz AG","Gebäude 120 / BHKW Modul 02","2012-10-31","GuD",0.3982,3.6539999999999999,366.17898041185339]
[null,null,"Ja","SEE914989602134","BNA0497","Infraserv GmbH & Co. Höchst KG","IPH Strom GTX2","2011-01-06","GuD",0.3982,43.326000000000001,366.17898041185339]
[null,null,"Ja","SEE932621971301","BNA1492a","Papierfabrik Adolf Jass GmbH & Co. KG","GT2","2012-09-01","GuD",0.3982,6.2205000000000004,366.17898041185339]
[null,null,"Ja","SEE943297204990","BNA1464","ZF Friedrichshafen AG","ZF-SBR-GuD-Heizkraftwerk","2012-03-29","GuD",0.3982,33.590873999999999,366.17898041185339]
[null,null,"Ja","SEE945436960576","BNA1492a","Papierfabrik Adolf Jass GmbH & Co. KG","GT1","2012-09-01","GuD",0.3982,6.2205000000000004,366.17898041185339]
[null,null,"Ja","SEE951458309484","BNA1503","Mercedes-Benz AG","Gebäude 120 / BHKW Modul 01","2012-10-31","GuD",0.3982,3.6539999999999999,366.17898041185339]
[null,null,"Ja","SEE966481430050","BNA1503","Mercedes-Benz AG","Gebäude 120 / BHKW Modul 05","2014-12-19","GuD",0.3982,3.6539999999999999,366.17898041185339]
[null,null,"Ja","SEE969540726491","BNA0497","Infraserv GmbH & Co. Höchst KG","IPH Strom GTX3","2011-01-09","GuD",0.3982,43.326000000000001,366.17898041185339]
[null,null,"Ja","SEE989785638618","BNA1861","BMW AG Niederlassung Stuttgart","Regensburg KWK 3","2012-10-29","GuD",0.3982,2.28288,366.17898041185339]
[null,null,"Ja","SEE993957305321","BNA1492a","Papierfabrik Adolf Jass GmbH & Co. KG","G25","1992-01-03","GuD",0.3982,11.7624,366.17898041185339]
[null,null,"Ja","SEE999839188105","BNA1503","Mercedes-Benz AG","Gebäude 120 / BHKW Modul 03","2012-10-31","GuD",0.3982,3.6539999999999999,366.17898041185339]
[null,null,"Ja","SEE919137629452","BNA0498","Celanese Production Germany","IPH Strom VT1","1982-01-01","GuD",0.39750000000000002,15.1206,366.82118238993712]
[null,null,"Ja","SEE928072880231","BNA0498","Thermal Conversion Compound Industriepark Höchst GmbH","IPH Strom VT5","1980-01-01","GuD",0.39750000000000002,32.972999999999999,366.82118238993712]
[null,null,"Ja","SEE948546582201","BNA0498","Infraserv GmbH & Co. Höchst KG","IPH Strom VT2","1983-08-26","GuD",0.39750000000000002,15.1206,366.82118238993712]
[null,null,"Ja","SEE930322571356","BNA1502","SWK ENERGIE GmbH","KWK006-2","2013-02-06","GuD",0.39710000000000001,3.6896699999999996,367.18917149332663]
[null,null,"Ja","SEE970980016073","BNA1502","SWK ENERGIE GmbH","KWK006-1","2013-02-06","GuD",0.39710000000000001,3.6896699999999996,367.18917149332663]
[null,null,"Ja","SEE979899728817","BNA1502","SWK ENERGIE GmbH","KWK006-3","2013-02-06","GuD",0.39710000000000001,3.6896699999999996,367.18917149332663]
[null,null,"Ja","SEE913203719740","BNA1115","AG der Dillinger Hüttenwerke","GKW","2009-04-22","GuD",0.39600000000000002,77.723190000000002,368.20497474747475]
[null,null,"Ja","SEE915966254872","BNA0397","thyssenkrupp Steel Europe AG","Hamborn 5","2003-01-01","GuD",0.39600000000000002,195.75,368.20497474747475]
[null,null,"Ja","SEE922395631839","BNA0864","Salzgitter Flachstahl GmbH","Block1","2010-06-15","GuD",0.39600000000000002,84.39,368.20497474747475]
[null,null,"Ja","SEE950895373805","BNA0861a","Energie SaarLorLux AG","Dampfturbinenanlage DT3","2011-08-01","GuD",0.39600000000000002,29.58,368.20497474747475]
[null,null,"Ja","SEE965067693100","BNA1409","DK Recycling und Roheisen GmbH","Kraftwerk DK","2011-02-01","GuD",0.39600000000000002,19.227,368.20497474747475]
[null,null,"Ja","SEE967916097817","BNA1671","KRONOS TITAN GmbH","KRONOS TITAN Nordenham GuD","2013-12-15","GuD",0.39600000000000002,14.903099999999998,368.20497474747475]
[null,null,"Ja","SEE976320012538","BNA0865b","Salzgitter Flachstahl GmbH","Block2","2010-08-15","GuD",0.39600000000000002,84.39,368.20497474747475]
[null,null,"Ja","SEE983138549866","BNA0238b","ArcelorMittal Eisenhüttenstadt GmbH","IKW Block 7","2013-05-08","GuD",0.39600000000000002,46.893000000000001,368.20497474747475]
[null,null,"Ja","SEE991324265957","BNA1097","Smurfit Kappa Zülpich Papier GmbH","DT06","2010-10-22","GuD",0.39600000000000002,12.513209999999999,368.20497474747475]
[null,null,"Ja","SEE907508778663","BNA1196a","MVV Enamic Ludwigshafen GmbH","Motor 3","2007-11-23","GuD",0.39379999999999998,2.7840000000000003,370.25360589131537]
[null,null,"Ja","SEE912906399075","BNA0243","Palm Power GmbH & Co. KG","HKW Eltmann","2017-02-07","GuD",0.39269999999999999,54.642960000000002,371.28652915711746]
[null,null,"Ja","SEE995077047419","BNA1078","Palm Power GmbH & Co. KG","HKW Wörth","2007-11-30","GuD",0.39269999999999999,50.46,371.28652915711746]
[null,null,"Ja","SEE913609763316","BNA1056","Infraserv GmbH & Co. Wiesbaden KG","Generator 1 Erdgas","1981-08-31","GuD",0.3916,6.3075000000000001,372.32525536261494]
[null,null,"Ja","SEE919189403703","BNA1056","Infraserv GmbH & Co. Wiesbaden KG","Generator 7","2021-03-31","GuD",0.3916,19.23657,372.32525536261494]
[null,null,"Ja","SEE964717210810","BNA1056","Infraserv GmbH & Co. Wiesbaden KG","Generator 3","1977-11-30","GuD",0.3916,9.1985100000000006,372.32525536261494]
[null,null,"Ja","SEE968474056711","BNA1056","Infraserv GmbH & Co. Wiesbaden KG","Generator 6","2021-03-31","GuD",0.3916,19.23657,372.32525536261494]
[null,null,"Ja","SEE969023487444","BNA1056","Infraserv GmbH & Co. Wiesbaden KG","Generator 2","1978-11-30","GuD",0.3916,3.7844999999999995,372.32525536261494]
[null,null,"Ja","SEE988616317180","BNA1056","Infraserv GmbH & Co. Wiesbaden KG","Generator 4","1996-02-29","GuD",0.3916,10.1442,372.32525536261494]
[null,null,"Ja","SEE994968008959",null,"K+S Minerals and Agriculture GmbH","ZI Tr GT3","2005-06-02","Gasturbine",0.39,1.3224,373.34658974358973]
[null,null,"Ja","SEE914438115895","BNA0392a","EVH GmbH","Heizkraftwerk Dieselstraße Block A","2020-04-01","GuD",0.39050000000000001,49.455149999999996,373.36983354673498]
[null,null,"Ja","SEE920193460095","BNA0527","Stadtwerke Kiel AG","HKWH Gasturbine 6","2005-04-27","GuD",0.39050000000000001,4.7188800000000004,373.36983354673498]
[null,null,"Ja","SEE939329445868","BNA0527","Stadtwerke Kiel AG","HKWH Gasturbine 8","2014-10-01","GuD",0.39050000000000001,4.6423200000000007,373.36983354673498]
[null,null,"Ja","SEE946568262484","BNA0392a","EVH GmbH","Heizkraftwerk Dieselstraße Block B","2020-12-01","GuD",0.39050000000000001,49.71528,373.36983354673498]
[null,null,"Ja","SEE989392899242","BNA0527","Stadtwerke Kiel AG","HKWH Gasturbine 7","2014-10-01","GuD",0.39050000000000001,4.6423200000000007,373.36983354673498]
[null,null,"Ja","SEE999181532861","BNA0527","Stadtwerke Kiel AG","HKWH Gasturbine 5","2005-04-27","GuD",0.39050000000000001,4.7188800000000004,373.36983354673498]
[null,null,"Ja","SEE918373264410","BNA0033","Stadtwerke Augsburg Energie GmbH","BHKW GT-Ost","2004-01-15","GuD",0.39040000000000002,26.709,373.46508709016393]
[null,null,"Ja","SEE924647197780","BNA0202","RWE Generation SE","Dortmund DT","2004-03-22","GuD",0.38940000000000002,10.353,374.42031330251672]
[null,null,"Ja","SEE971867565370","BNA0285","Mainova AG","HKW Niederrad Block 1","2005-09-20","GuD",0.38940000000000002,60.9,374.42031330251672]
[null,null,"Ja","SEE994761683902","BNA0202","RWE Generation SE","Dortmund GT","2013-11-01","GuD",0.38940000000000002,12.18,374.42031330251672]
[null,null,"Ja","SEE946394519998","BNA1327b","Terminal 2 Gesellschaft & Co. oHG","BHKW M8","2002-06-05","GuD",0.38829999999999998,3.3196163699999999,375.47674478496015]
[null,null,"Ja","SEE946744372112","BNA0499","Infraserv GmbH & Co. Höchst KG","IPH Strom GTX1","2003-11-26","GuD",0.38829999999999998,46.631999999999998,375.47674478496015]
[null,null,"Ja","SEE949201577754","BNA1327b","Terminal 2 Gesellschaft & Co. oHG","BHKW M9","2002-06-05","GuD",0.38829999999999998,3.3196163699999999,375.47674478496015]
[null,null,"Ja","SEE987326760026","BNA1499","Nordzucker","Generator 1","2008-09-01","GuD",0.38829999999999998,15.355499999999999,375.47674478496015]
[null,null,"Ja","SEE927473609168","BNA0174","InfraServ GmbH & Co. Gendorf KG","BNA0174","1967-07-01","GuD",0.38719999999999999,63.040199999999992,376.53917871900831]
[null,null,"Ja","SEE945071514516","BNA1165","Pfeifer & Langen GmbH ＆ Co. KG","Appeldorn Generator 2","1979-08-30","GuD",0.38719999999999999,4.9746600000000001,376.53917871900831]
[null,null,"Ja","SEE964745752825","BNA0213","Stadtwerke Duisburg AG","HKW III  Block A","1974-12-01","GuD",0.38719999999999999,34.974000000000004,376.53917871900831]
[null,null,"Ja","SEE977708202411","BNA1165","Pfeifer & Langen GmbH ＆ Co. KG","Appeldorn Generator 1","1977-09-01","GuD",0.38719999999999999,4.9746600000000001,376.53917871900831]
[null,null,"Ja","SEE901884895389","BNA1315","Universitätsklinikum Freiburg","Dampfturbine 1","2012-12-01","GuD",0.3861,11.136000000000001,377.60766640766644]
[null,null,"Ja","SEE922981583535","BNA1193","Stadtwerke Lemgo GmbH","HKW-West Gasturbine 1","1988-07-01","GuD",0.3861,4.4369999999999994,377.60766640766644]
[null,null,"Ja","SEE946029200710","BNA1315","Universitätsklinikum Freiburg","Dampfturbine 2","1970-01-01","GuD",0.3861,7.221000000000001,377.60766640766644]
[null,null,"Ja","SEE953991032447","BNA1151","E.ON Energy Solutions GmbH","KWKK Heidelberg","2001-12-21","GuD",0.3861,11.560560000000001,377.60766640766644]
[null,null,"Ja","SEE975024902015","BNA1193","Stadtwerke Lemgo GmbH","KWK-0004","1995-09-01","GuD",0.3861,2.1053999999999999,377.60766640766644]
[null,null,"Ja","SEE982694984074","BNA1315","Universitätsklinikum Freiburg","BHKW 1","2015-12-15","GuD",0.3861,1.7391300000000001,377.60766640766644]
[null,null,"Ja","SEE982892019516","BNA1193","Stadtwerke Lemgo GmbH","KWK-0003","1995-09-01","GuD",0.3861,4.4108999999999998,377.60766640766644]
[null,null,"Ja","SEE991039408854","BNA1315","Universitätsklinikum Freiburg","Gasturbine 1","2001-01-01","GuD",0.3861,4.8719999999999999,377.60766640766644]
[null,null,"Ja","SEE997682781566","BNA1328","HBB Heizkraftwerk Bauernfeind Betreibergesellschaft mbH","HBB Heizkraftwerk Bauernfeind Betreibergesellschaft mbH (Stromerzeugung)","2001-02-01","GuD",0.3861,5.22,377.60766640766644]
[null,null,"Ja","SEE900295294101","BNA0957","Stadtwerke Tübingen GmbH","BHKW Obere Viehweide M4 (Waldhäuser Str 100)","2013-11-07","GuD",0.38500000000000001,2.81271,378.68225974025972]
[null,null,"Ja","SEE921316314745","BNA0957","Stadtwerke Tübingen GmbH","BHKW Obere Viehweide M3 (Waldhäuser Str 100)","2013-11-07","GuD",0.38500000000000001,2.86056,378.68225974025972]
[null,null,"Ja","SEE935012767491","BNA1138","Stadtwerke Erkrath","BHKW Klinkerweg  Modul 3","2000-03-30","GuD",0.38500000000000001,2.7683399999999998,378.68225974025972]
[null,null,"Ja","SEE950630767128","BNA1138","Stadtwerke Erkrath","BHKW Klinkerweg Modul 1","2000-03-30","GuD",0.38500000000000001,2.7683399999999998,378.68225974025972]
[null,null,"Ja","SEE954348740183","BNA1138","Stadtwerke Erkrath","BHKW Klinkerweg  Modul 2","2000-03-30","GuD",0.38500000000000001,2.7683399999999998,378.68225974025972]
[null,null,"Ja","SEE957952105034","BNA1238","MEGGLE GmbH & Co. KG","Heizkraftwerk Meggle","2016-07-02","GuD",0.38500000000000001,11.831999999999999,378.68225974025972]
[null,null,"Ja","SEE961328936443","BNA0957","Stadtwerke Tübingen GmbH","BHKW Obere Viehweide M2 (Waldhäuser Str 100)","2013-08-16","GuD",0.38500000000000001,2.8588200000000001,378.68225974025972]
[null,null,"Ja","SEE997562455938","BNA0957","Stadtwerke Tübingen GmbH","BHKW Obere Viehweide M1 (Waldhäuser Str 100)","2013-08-16","GuD",0.38500000000000001,2.8649100000000001,378.68225974025972]
[null,null,"Ja","SEE918407219966","BNA1403","Neptune Energy Deutschland GmbH","GuD Steinitz - HKW 1","1994-07-01","GuD",0.38390000000000002,3.7844999999999995,379.7630112008336]
[null,null,"Ja","SEE926239714443","BNA0556a","Cargill Deutschland GmbH","DT Kre","1964-04-29","GuD",0.38390000000000002,22.371179999999999,379.7630112008336]
[null,null,"Ja","SEE961057667205","BNA1117","Pirelli Deutschland","Gasturbine Kraftwerk","2017-12-14","GuD",0.38390000000000002,9.0218999999999987,379.7630112008336]
[null,null,"Ja","SEE970401548961","BNA1403","Neptune Energy Deutschland GmbH","GuD Steinitz - HKW 2","1994-07-01","GuD",0.38390000000000002,9.918000000000001,379.7630112008336]
[null,null,"Ja","SEE903406002589","BNA1396","GLOBALFOUNDRIES Dresden Module Two LLC & Co. KG","Gasmotoren-Blockheizkraftwerk I (Generator 5)","1998-09-01","GuD",0.38279999999999997,3.37473,380.84997387669807]
[null,null,"Ja","SEE914224312040","BNA1396","GLOBALFOUNDRIES Dresden Module Two LLC & Co. KG","Gasmotoren-Blockheizkraftwerk I (Generator 1)","1998-09-01","GuD",0.38279999999999997,3.37473,380.84997387669807]
[null,null,"Ja","SEE923918497345","BNA1396","GLOBALFOUNDRIES Dresden Module Two LLC & Co. KG","Gasmotoren-Blockheizkraftwerk I (Generator 4)","1998-09-01","GuD",0.38279999999999997,3.37473,380.84997387669807]
[null,null,"Ja","SEE932664806912","BNA1396","GLOBALFOUNDRIES Dresden Module Two LLC & Co. KG","Gasmotoren-Blockheizkraftwerk I (Generator 2)","1998-09-01","GuD",0.38279999999999997,3.37473,380.84997387669807]
[null,null,"Ja","SEE956441736957","BNA1396","GLOBALFOUNDRIES Dresden Module Two LLC & Co. KG","Gasmotoren-Blockheizkraftwerk I (Generator 6)","1998-09-01","GuD",0.38279999999999997,3.37473,380.84997387669807]
[null,null,"Ja","SEE970377695522","BNA1396","GLOBALFOUNDRIES Dresden Module Two LLC & Co. KG","Gasmotoren-Blockheizkraftwerk I (Generator 7)","1998-09-01","GuD",0.38279999999999997,3.37473,380.84997387669807]
[null,null,"Ja","SEE973250051972","BNA0354","Georg-August-Universität Göttingen","Gasturbine HKW","1998-01-01","GuD",0.38279999999999997,16.356000000000002,380.84997387669807]
[null,null,"Ja","SEE987679030500","BNA1396","GLOBALFOUNDRIES Dresden Module Two LLC & Co. KG","Gasmotoren-Blockheizkraftwerk I (Generator 3)","1998-09-01","GuD",0.38279999999999997,3.37473,380.84997387669807]
[null,null,"Ja","SEE992079247007","BNA1396","GLOBALFOUNDRIES Dresden Module Two LLC & Co. KG","Gasmotoren-Blockheizkraftwerk I (Generator 8)","1998-09-01","GuD",0.38279999999999997,3.37473,380.84997387669807]
[null,null,"Ja","SEE995527175044","BNA1396","GLOBALFOUNDRIES Dresden Module Two LLC & Co. KG","Gasmotoren-Blockheizkraftwerk I (Generator 9)","1998-09-01","GuD",0.38279999999999997,3.37473,380.84997387669807]
[null,null,"Ja","SEE918916993708","BNA1074","envia THERM GmbH","Wolfen GT","1996-12-31","Gasturbine",0.38169999999999998,43.5,381.44320146712079]
[null,null,"Ja","SEE934554511586","BNA1407","Schoeller Technocell GmbH & Co.KG","Schoeller Technocell GmbH & Co.KG Weißenborn GT2","1976-01-01","GuD",0.38169999999999998,2.4795000000000003,381.94320146712079]
[null,null,"Ja","SEE936873341158","BNA1407","Schoeller Technocell GmbH & Co.KG","Schoeller Technocell GmbH & Co.KG Weißenborn GT1","1976-01-01","GuD",0.38169999999999998,2.1318697499999999,381.94320146712079]
[null,null,"Ja","SEE952340290002","BNA1407","Schoeller Technocell GmbH & Co.KG","Schoeller Technocell GmbH & Co.KG Weißenborn DT","1976-01-01","GuD",0.38169999999999998,2.1318697499999999,381.94320146712079]
[null,null,"Ja","SEE958711841521","BNA1407","Schoeller Technocell GmbH & Co.KG","Schoeller Technocell GmbH & Co.KG Weißenborn GT3","1996-01-01","GuD",0.38169999999999998,2.4795000000000003,381.94320146712079]
[null,null,"Ja","SEE987361570932","BNA0129","StWB Stadtwerke Brandenburg an der Havel","HKW BRB","1997-08-25","GuD",0.38169999999999998,32.015999999999998,381.94320146712079]
[null,null,"Ja","SEE914878135613","BNA0814","Energie und Wasser Potsdam GmbH","HKW Potsdam-Süd Block2","1996-01-01","GuD",0.38059999999999999,35.582999999999998,383.04274829217024]
[null,null,"Ja","SEE922579581844","BNA1094","Smurfit Kappa Zülpich Papier GmbH","GT2","1996-04-01","GuD",0.38059999999999999,4.3030200000000001,383.04274829217024]
[null,null,"Ja","SEE926292106278","BNA1402","Delkeskamp Verpackungswerke GmbH","KWK-Anlage Gasturbine 2","1997-09-30","GuD",0.38059999999999999,3.7810200000000003,383.04274829217024]
[null,null,"Ja","SEE932657881513","BNA1402","Delkeskamp Verpackungswerke GmbH","KWK-Anlage Gasturbine 1","1996-01-24","GuD",0.38059999999999999,4.1855700000000002,383.04274829217024]
[null,null,"Ja","SEE950355589975","BNA1089","K+S Minerals and Agriculture GmbH","Kraftwerk ZI DT 2","2010-07-02","GuD",0.38059999999999999,25.656299999999998,383.04274829217024]
[null,null,"Ja","SEE955837429145",null,"K+S Minerals and Agriculture GmbH","KW ZI Austausch-Geno","1995-07-02","GuD",0.38059999999999999,4.5674999999999999,383.04274829217024]
[null,null,"Ja","SEE960254517375","BNA1509","BP Europa SE","TG6","1996-12-06","GuD",0.38059999999999999,8.786999999999999,383.04274829217024]
[null,null,"Ja","SEE968206101610","BNA1094","Smurfit Kappa Zülpich Papier GmbH","GT3","1997-12-01","GuD",0.38059999999999999,4.3030200000000001,383.04274829217024]
[null,null,"Ja","SEE976907281142","BNA0194","Fernwärmeversorgungs- GmbH Dessau","HKW Dessau","1996-01-01","GuD",0.38059999999999999,34.034399999999998,383.04274829217024]
[null,null,"Ja","SEE979396678813","BNA1089","K+S Minerals and Agriculture GmbH","Kraftwerk ZI DT1","1980-07-02","GuD",0.38059999999999999,15.747000000000002,383.04274829217024]
[null,null,"Ja","SEE991807535867","BNA1402","Delkeskamp Verpackungswerke GmbH","KWK-Anlage Gasturbine 3","2000-10-05","GuD",0.38059999999999999,4.2195,383.04274829217024]
[null,null,"Ja","SEE992623649677","BNA1402","Delkeskamp Verpackungswerke GmbH","KWK-Anlage Gasturbine 4","2009-03-05","GuD",0.38059999999999999,3.67923,383.04274829217024]
[null,null,"Ja","SEE998356674993","BNA1094","Smurfit Kappa Zülpich Papier GmbH","GT1","1996-04-01","GuD",0.38059999999999999,4.3030200000000001,383.04274829217024]
[null,null,"Ja","SEE999966551940","BNA0814","Energie und Wasser Potsdam GmbH","HKW Potsdam-Süd Block1","1996-01-01","GuD",0.38059999999999999,35.582999999999998,383.04274829217024]
[null,null,"Ja","SEE915098640406",null,"K+S Minerals and Agriculture GmbH","ZI TR GT2","1997-07-02","Gasturbine",0.38,4.7850000000000001,383.14518421052634]
[null,null,"Ja","SEE985412461604",null,"Crespel & Deiters GmbH ＆ Co. KG","GTS2","1994-08-15","Gasturbine",0.38,0.9917999999999999,383.14518421052634]
[null,null,"Ja","SEE990877363660",null,"Crespel & Deiters GmbH ＆ Co. KG","GTS1","1994-08-15","Gasturbine",0.38,0.94656000000000007,383.14518421052634]
[null,null,"Ja","SEE906120609386","BNA0637","Essity Operations Mannheim GmbH","DTS 2","1969-11-21","GuD",0.38,24.749760000000002,383.64518421052634]
[null,null,"Ja","SEE908836263777",null,"AUDI","IN_N19_KWKK_GT2","1998-08-05","GuD",0.38,4.3369499999999999,383.64518421052634]
[null,null,"Ja","SEE915268412710",null,"Stadtwerke Tübingen GmbH","HK Brunnenstraße, Gasturbine 1","1996-12-19","GuD",0.38,4.0124399999999998,383.64518421052634]
[null,null,"Ja","SEE918111432224","BNA0232b","Sappi Ehingen GmbH","Turbinengenerator3-SiemensT1915","1961-08-07","GuD",0.38,4.4978999999999996,383.64518421052634]
[null,null,"Ja","SEE919366422664","BNA0637","Essity Operations Mannheim GmbH","DTS 3","2012-11-21","GuD",0.38,14.797829999999999,383.64518421052634]
[null,null,"Ja","SEE925388069183",null,"TWS Thüringer Wärme Service GmbH","HKW Schwarza GT 6","1992-07-23","GuD",0.38,4.2969299999999997,383.64518421052634]
[null,null,"Ja","SEE931197865137",null,"Sasol Germany GmbH","GT2","1996-06-04","GuD",0.38,4.4578799999999994,383.64518421052634]
[null,null,"Ja","SEE933639931950",null,"K+S Minerals and Agriculture GmbH","Kraftwerk NE GT KW","1990-07-02","GuD",0.38,1.5660000000000001,383.64518421052634]
[null,null,"Ja","SEE936364054154",null,"Caterpillar Energy Solutions","P18","1939-11-22","GuD",0.38,3.7540500000000003,383.64518421052634]
[null,null,"Ja","SEE937617144974",null,"AUDI","IN_N19_KWKK_GT1","1998-08-05","GuD",0.38,4.3369499999999999,383.64518421052634]
[null,null,"Ja","SEE940809994431",null,"Sasol Germany GmbH","GT1","1987-10-23","GuD",0.38,3.6331199999999999,383.64518421052634]
[null,null,"Ja","SEE943952259648",null,"Boehringer Ingelheim Pharma GmbH&Co.KG","Boehringer Ingelheim - J41 - GT12/AK12","1989-11-24","GuD",0.38,3.67401,383.64518421052634]
[null,null,"Ja","SEE945237549437",null,"Stadtwerke Tübingen GmbH","HK Brunnenstraße, Gasturbine 2","1996-12-19","GuD",0.38,4.0124399999999998,383.64518421052634]
[null,null,"Ja","SEE962906846994",null,"TWS Thüringer Wärme Service GmbH","HKW Schwarza GT 7","1991-11-26","GuD",0.38,4.2925800000000001,383.64518421052634]
[null,null,"Ja","SEE974638642331",null,"Hamburger Energiewerke GmbH","BHKW Allermöhe","1996-12-01","GuD",0.38,2.2184999999999997,383.64518421052634]
[null,null,"Ja","SEE975815924073",null,"Caterpillar Energy Solutions","P37","1994-05-02","GuD",0.38,2.8301099999999999,383.64518421052634]
[null,null,"Ja","SEE979811488683",null,"K+S Minerals and Agriculture GmbH","Kraftwerk SI GT1","1993-07-02","GuD",0.38,4.7850000000000001,383.64518421052634]
[null,null,"Ja","SEE988996320985",null,"Caterpillar Energy Solutions","P31","1994-05-02","GuD",0.38,1.35111,383.64518421052634]
[null,null,"Ja","SEE996946209945",null,"Caterpillar Energy Solutions","P12","1939-11-22","GuD",0.38,3.7540500000000003,383.64518421052634]
[null,null,"Ja","SEE997054171575",null,"Hamburger Energiewerke GmbH","BHKW Allermöhe","1996-12-01","GuD",0.38,2.2184999999999997,383.64518421052634]
[null,null,"Ja","SEE926471060193","BNA1271","K+S Minerals and Agriculture GmbH","Kraftwerk UB DT1","2002-07-02","GuD",0.3795,9.8310000000000013,384.1486693017128]
[null,null,"Ja","SEE946501569267","BNA1332","INEOS SOLVENTS GERMANY GMBH","TG8","1995-09-01","GuD",0.3795,10.44,384.1486693017128]
[null,null,"Ja","SEE970114818481","BNA1271","K+S Minerals and Agriculture GmbH","Kraftwerk UB DT3","1964-07-02","GuD",0.3795,10.44,384.1486693017128]
[null,null,"Ja","SEE991627285584","BNA1293c","Martinswerk GmbH","KWK-Anlage: Generator 4 (Gas)","1971-01-01","GuD",0.3795,3.915,384.1486693017128]
[null,null,"Ja","SEE901925227438","BNA0386","Mohn Media Mohndruck GmbH","DT","1994-03-28","GuD",0.37840000000000001,5.53146,385.26102008456661]
[null,null,"Ja","SEE908154984538","BNA0386","Mohn Media Mohndruck GmbH","GT 1","1994-03-28","GuD",0.37840000000000001,4.4952899999999998,385.26102008456661]
[null,null,"Ja","SEE909727831365","BNA1105","TEAG Thüringer Energie AG","Gasturbine Bad Salzungen","1993-10-28","GuD",0.37840000000000001,8.5512300000000003,385.26102008456661]
[null,null,"Ja","SEE935952275827","BNA1506","Nordzucker, Werk Klein Wanzleben","Dampfturbine","1994-07-04","GuD",0.37840000000000001,12.336599999999999,385.26102008456661]
[null,null,"Ja","SEE941053107073","BNA0051","Cargill Deutschland GmbH","Stromerzeugung Barby","2013-05-09","GuD",0.37840000000000001,15.4686,385.26102008456661]
[null,null,"Ja","SEE943682372433","BNA1506","Nordzucker, Werk Klein Wanzleben","Gasturbine 2","2007-08-27","GuD",0.37840000000000001,4.8980999999999995,385.26102008456661]
[null,null,"Ja","SEE958702894895","BNA0897","Energieversorgung Schwerin GmbH & Co. Erzeugung KG","SN-Lankow-GUD","1994-12-01","GuD",0.37840000000000001,5.22,385.26102008456661]
[null,null,"Ja","SEE960916622249","BNA0386","Mohn Media Mohndruck GmbH","GT 2","1994-03-28","GuD",0.37840000000000001,4.4952899999999998,385.26102008456661]
[null,null,"Ja","SEE964073339897","BNA1489","Stadtwerke - Altmärkische Gas-, Wasser-und Elektrizitätswerke GmbH Stendal","Heizkraftwerk Stendal","2018-12-18","GuD",0.37840000000000001,11.484,385.26102008456661]
[null,null,"Ja","SEE966835021620","BNA0386","Mohn Media Mohndruck GmbH","GM 1","2017-11-24","GuD",0.37840000000000001,1.33284,385.26102008456661]
[null,null,"Ja","SEE968058469012","BNA0386","Mohn Media Mohndruck GmbH","GT 3","1994-03-28","GuD",0.37840000000000001,4.4952899999999998,385.26102008456661]
[null,null,"Ja","SEE976376888927","BNA1506","Nordzucker, Werk Klein Wanzleben","Gasturbine 1","1994-07-04","GuD",0.37840000000000001,4.2804000000000002,385.26102008456661]
[null,null,"Ja","SEE985288285472","BNA0386","Mohn Media Mohndruck GmbH","GM 2","2017-11-24","GuD",0.37840000000000001,1.33284,385.26102008456661]
[null,null,"Ja","SEE994429144455","BNA0286","Mainova AG","HKW West Block 4","1994-02-28","GuD",0.37840000000000001,96.356849999999994,385.26102008456661]
[null,null,"Ja","SEE998526561375","BNA0896","Energieversorgung Schwerin GmbH & Co. Erzeugung KG","SN-Süd-GUD","1994-06-01","GuD",0.37840000000000001,39.062999999999995,385.26102008456661]
[null,null,"Ja","SEE961620762023","BNA1125","Merck KGaA","DA_HKW_01","1999-12-20","GuD",0.37740000000000001,8.6999999999999993,386.27787493375729]
[null,null,"Ja","SEE900758207372","BNA1505","Opel Automobile GmbH / Werk Eisenach","HKW Wiesengrund","1993-10-13","GuD",0.37730000000000002,19.227,386.37985687781605]
[null,null,"Ja","SEE905257392765","BNA0025","Cosun Beet Company GmbH & Co. KG","Kesselhaus","1993-09-26","GuD",0.37730000000000002,13.05,386.37985687781605]
[null,null,"Ja","SEE906231810480","BNA0401","ADM Hamburg Aktiengesellschaft","GT1","2013-11-25","GuD",0.37730000000000002,4.81806,386.37985687781605]
[null,null,"Ja","SEE911097916719","BNA0233","Model Sachsen Papier GmbH","Gasturbine Model Sachsen Papier","2009-12-15","GuD",0.37730000000000002,25.640640000000001,386.37985687781605]
[null,null,"Ja","SEE945682618689","BNA0233","Model Sachsen Papier GmbH","Dampfturbine Model Sachsen Papier","1994-08-31","GuD",0.37730000000000002,14.099282639999998,386.37985687781605]
[null,null,"Ja","SEE954367504490","BNA0401","ADM Hamburg Aktiengesellschaft","GT3","2008-10-15","GuD",0.37730000000000002,4.4108999999999998,386.37985687781605]
[null,null,"Ja","SEE972598164399","BNA0401","ADM Hamburg Aktiengesellschaft","Dampfturbine","2009-04-02","GuD",0.37730000000000002,1.7747999999999999,386.37985687781605]
[null,null,"Ja","SEE972612434835","BNA1400b","Südzucker AG","Dampfturbine V Südzucker Zeitz","2016-12-23","GuD",0.37730000000000002,4.9076700000000004,386.37985687781605]
[null,null,"Ja","SEE975217906967","BNA0401","ADM Hamburg Aktiengesellschaft","GT4","2013-02-05","GuD",0.37730000000000002,4.81806,386.37985687781605]
[null,null,"Ja","SEE991299080678","BNA0401","ADM Hamburg Aktiengesellschaft","GT2","2013-07-10","GuD",0.37730000000000002,4.81806,386.37985687781605]
[null,null,"Ja","SEE910951087138","BNA1406","MM Neuss GmbH","MM Neuss GmbH GT1","1992-07-01","GuD",0.37619999999999998,4.1760000000000002,387.50523657628924]
[null,null,"Ja","SEE957488519732","BNA1406","MM Neuss GmbH","MM Neuss GmbH DT","1971-01-01","GuD",0.37619999999999998,8.2650000000000006,387.50523657628924]
[null,null,"Ja","SEE900100287427","BNA1284","Grace GmbH","GT2","1991-08-27","GuD",0.37509999999999999,5.5766999999999998,388.6372167422021]
[null,null,"Ja","SEE924235173530","BNA1284","Grace GmbH","GT1","1991-08-27","GuD",0.37509999999999999,5.5766999999999998,388.6372167422021]
[null,null,"Ja","SEE999756197518","BNA1523c","Moritz J. Weig GmbH & Co. KG","Dampfturbine 2","2015-10-01","GuD",0.374,15.137999999999998,389.7758556149733]
[null,null,"Ja","SEE903702464654","BNA1335a","Papier- u. Kartonfabrik Varel GmbH & Co. KG","PKV Dampfsammelschienen-KWK-Anlage Generator / Turbine GT 5","1989-01-01","GuD",0.37290000000000001,4.5570600000000008,390.92121212121214]
[null,null,"Ja","SEE927766801477","BNA1335a","Papier- u. Kartonfabrik Varel GmbH & Co. KG","PKV Dampfsammelschienen-KWK-Anlage Generator / Turbine DT 11","1965-08-25","GuD",0.37290000000000001,3.1728899999999998,390.92121212121214]
[null,null,"Ja","SEE953784241926","BNA1335a","Papier- u. Kartonfabrik Varel GmbH & Co. KG","PKV Dampfsammelschienen-KWK-Anlage Generator / Turbine DT 9","2011-09-09","GuD",0.37290000000000001,11.45529,390.92121212121214]
[null,null,"Ja","SEE957723162266","BNA0510a","SWK Stadtwerke Kaiserslautern Versorgungs-AG","HKW Karcherstraße","1900-01-01","GuD",0.37290000000000001,21.75,390.92121212121214]
[null,null,"Ja","SEE961202959384","BNA1335a","Papier- u. Kartonfabrik Varel GmbH & Co. KG","PKV Dampfsammelschienen-KWK-Anlage Generator / Turbine GT 8b","2007-06-29","GuD",0.37290000000000001,5.3304900000000002,390.92121212121214]
[null,null,"Ja","SEE980976424690","BNA1335a","Papier- u. Kartonfabrik Varel GmbH & Co. KG","PKV Dampfsammelschienen-KWK-Anlage Generator/ Turbine GT 6","2003-06-01","GuD",0.37290000000000001,6.66594,390.92121212121214]
[null,null,"Ja","SEE987913244618","BNA1335a","Papier- u. Kartonfabrik Varel GmbH & Co. KG","PKV Dampfsammelschienen-KWK-Anlage Generator / Turbine DT 7","2003-06-01","GuD",0.37290000000000001,10.46175,390.92121212121214]
[null,null,"Ja","SEE995754822537","BNA1335a","Papier- u. Kartonfabrik Varel GmbH & Co. KG","PKV Dampfsammelschienen-KWK-Anlage Generator / Turbine GT 8a","2007-06-29","GuD",0.37290000000000001,5.3304900000000002,390.92121212121214]
[null,null,"Ja","SEE997216629753","BNA1335a","Papier- u. Kartonfabrik Varel GmbH & Co. KG","PKV Dampfsammelschienen-KWK-Anlage Generator / Turbine DT 13","1973-03-29","GuD",0.37290000000000001,6.1430699999999998,390.92121212121214]
[null,null,"Ja","SEE906061539261","BNA1333a","Universität Stuttgart","HKW Pfaffenwald, Generator 42","1988-01-01","GuD",0.37180000000000002,4.2629999999999999,392.07334588488436]
[null,null,"Ja","SEE961687984079","BNA1333a","Universität Stuttgart","HKW Pfaffenwald, Generator 41","1988-01-01","GuD",0.37180000000000002,4.2629999999999999,392.07334588488436]
[null,null,"Ja","SEE963192915654","BNA1333a","Universität Stuttgart","HKW Pfaffenwald, Generator 43","1963-01-01","GuD",0.37180000000000002,2.0880000000000001,392.07334588488436]
[null,null,"Ja","SEE982127973149","BNA0521","Städtische Werke Energie + Wärme GmbH","Kombi-HKW GT2","2005-12-05","GuD",0.37180000000000002,30.475230000000003,392.07334588488436]
[null,null,"Ja","SEE994210380116","BNA0521","Städtische Werke Energie + Wärme GmbH","Kombi-HKW DT","1988-07-18","GuD",0.37180000000000002,8.8287599999999991,392.07334588488436]
[null,null,"Ja","SEE974045584156","BNA0156b","EGGER Holzwerkstoffe Brilon GmbH & Co. KG","GT6","1998-06-01","Gasturbine",0.36959999999999998,4.3499999999999996,393.89818722943727]
[null,null,"Ja","SEE975248607116",null,"LEIPA Georg Leinfelder GmbH","Dampfturbine GWK Kuhheide 34","2005-09-01","GuD",0.37,4.0890000000000004,393.97343243243245]
[null,null,"Ja","SEE980608407671",null,"N-ERGIE Kraftwerke GmbH","HKW Sandreuth (DT1)","2010-01-05","GuD",0.37,13.98612,393.97343243243245]
[null,null,"Ja","SEE905229048430","BNA0156b","EGGER Holzwerkstoffe Brilon GmbH & Co. KG","GT8","1998-06-01","GuD",0.36959999999999998,4.3499999999999996,394.39818722943727]
[null,null,"Ja","SEE915945252462","BNA0360","Stadtwerke Greifswald GmbH","HKW Gasturbine 1","1996-01-01","GuD",0.36959999999999998,4.2577800000000003,394.39818722943727]
[null,null,"Ja","SEE964447287038","BNA0360","Stadtwerke Greifswald GmbH","HKW Gasturbine 2","1996-01-01","GuD",0.36959999999999998,4.2577800000000003,394.39818722943727]
[null,null,"Ja","SEE971914041024","BNA1279","Basell Polyolefine GmbH","Gasturbine Basell Wesseling","1996-07-03","GuD",0.36959999999999998,45.152999999999999,394.39818722943727]
[null,null,"Ja","SEE976858964187","BNA0360","Stadtwerke Greifswald GmbH","HKW Gasturbine 3","1996-01-01","GuD",0.36959999999999998,4.2577800000000003,394.39818722943727]
[null,null,"Ja","SEE940039139749","BNA0515","Stadtwerke Karlsruhe GmbH","SW Karlsruhe Heizkraftwerk West Generator 3","1984-02-01","GuD",0.3674,28.71,396.75087098530213]
[null,null,"Ja","SEE925631744058","BNA1492b","Papierfabrik Adolf Jass GmbH & Co. KG","G20","1982-03-30","GuD",0.36520000000000002,6.5093399999999999,399.13190032858705]
[null,null,"Ja","SEE968234156613","BNA0600a","Currenta GmbH & Co. OHG","LEV KWX G20","1981-03-01","GuD",0.36409999999999998,21.75,400.33320516341672]
[null,null,"Ja","SEE997242656822","BNA0256a","SWE Energie GmbH","GT 3","2014-09-26","GuD",0.36399999999999999,28.71,400.44277472527472]
[null,null,"Ja","SEE929068766096","BNA1249","UPM GmbH","UPM Schongau HKW 2 T1","1979-01-01","GuD",0.36299999999999999,2.4795000000000003,401.54179063360885]
[null,null,"Ja","SEE939218038409","BNA1249","UPM GmbH","UPM Schongau HKW 2 T2","1989-01-21","GuD",0.36299999999999999,5.4375,401.54179063360885]
[null,null,"Ja","SEE983807255883","BNA1458","Buchmann Karton","KWK Anlage","1976-01-24","GuD",0.36299999999999999,20.706,401.54179063360885]
[null,null,"Ja","SEE903050601572","BNA0172b","Wacker Chemie AG","Turbine/Generator 9","1987-01-01","GuD",0.3619,11.744999999999999,402.75772312793589]
[null,null,"Ja","SEE913556136355","BNA1408","Evonik Operations GmbH","Rheinfelden Dampfturbine","2006-01-01","GuD",0.3619,5.5941000000000001,402.75772312793589]
[null,null,"Ja","SEE921503407342","BNA0172b","Wacker Chemie AG","Turbine/Generator 10","2014-07-17","GuD",0.3619,32.712000000000003,402.75772312793589]
[null,null,"Ja","SEE929198153032","BNA1408","Evonik Operations GmbH","Rheinfelden Gasturbine","1979-08-13","GuD",0.3619,8.0474999999999994,402.75772312793589]
[null,null,"Ja","SEE956085205437","BNA0172b","Wacker Chemie AG","Turbine/Generator 8","1979-05-14","GuD",0.3619,39.845999999999997,402.75772312793589]
[null,null,"Ja","SEE945038569870","BNA0232c","Sappi Ehingen GmbH","Turbinengenerator4-SiemensT5471","1977-07-01","GuD",0.35970000000000002,2.9579999999999997,405.21189880455933]
[null,null,"Ja","SEE985796237000","BNA0098","Stadtwerke Bielefeld","HKW Schildescher Str GT","1977-05-20","GuD",0.35970000000000002,20.445,405.21189880455933]
[null,null,"Ja","SEE923480721565","BNA0614a","BASF SE","A855 GT1","1992-02-29","GuD",0.35920000000000002,40.89,405.77385857461024]
[null,null,"Ja","SEE982512881400","BNA1104","Stadtwerke Augsburg Energie GmbH","HKW, Dampfturbine 2","1976-12-15","GuD",0.35859999999999997,17.747999999999998,406.4502788622421]
[null,null,"Ja","SEE926090463146","BNA0074","Vattenfall Wärme Berlin AG","HKW Charlottenburg Gasturbine 4","1976-02-03","GuD",0.35749999999999998,62.64,407.69627972027979]
[null,null,"Ja","SEE962934119541","BNA0074","Vattenfall Wärme Berlin AG","HKW Charlottenburg Gasturbine 5","1976-08-20","GuD",0.35749999999999998,62.64,407.69627972027979]
[null,null,"Ja","SEE910102553963","BNA1120","Rain Carbon Germany GmbH","Gasturbinenanlage Castrop-Rauxel","1992-06-15","GuD",0.35659999999999997,8.6999999999999993,408.72145260796412]
[null,null,"Ja","SEE950309975076","BNA1285","K+S Minerals and Agriculture GmbH","Kraftwerk SI DT3","1997-07-02","GuD",0.35639999999999999,6.5250000000000004,408.94997194163864]
[null,null,"Ja",null,null,"Nicht-EEG-Anlagen < 10 MW",null,null,"Gasturbine",0.35399999999999998,3257.6433041700025,411.21234463276841]
[null,null,"Ja","SEE908238702164","BNA1821","Bayer AG Berlin","Turboeinheit 1 Dampfturbine 60 t Gen 10 MW","1973-06-01","GuD",0.35420000000000001,8.3520000000000003,411.48071710897796]
[null,null,"Ja","SEE971801168636","BNA1821","Bayer AG Berlin","Turboeinheit 2 Dampfturbine 40 t Gen 6 MW","1973-06-01","GuD",0.35420000000000001,4.9590000000000005,411.48071710897796]
[null,null,"Ja","SEE922153723905","BNA0752","Energieversorgung Oberhausen","Heizkraftwerk I","1971-01-20","GuD",0.35310000000000002,18.6615,412.75791560464461]
[null,null,"Ja","SEE917033307511","BNA0557b","Currenta GmbH & Co. OHG","UER N230 VST4","1967-07-03","GuD",0.35249999999999998,11.571,413.45792907801422]
[null,null,"Ja","SEE980525088564","BNA0557b","Currenta GmbH & Co. OHG","UER N230 NST3","1971-01-15","GuD",0.35249999999999998,28.014000000000003,413.45792907801422]
[null,null,"Ja","SEE993301547841","BNA0557b","Currenta GmbH & Co. OHG","UER N230 NST4","1967-07-03","GuD",0.35249999999999998,25.23,413.45792907801422]
[null,null,"Ja","SEE916437209445","BNA0500","Boehringer Ingelheim Pharma GmbH&Co.KG","Boehringer Ingelheim - 2334 - K7/T6","1970-11-03","GuD",0.35199999999999998,8.0474999999999994,414.04309659090916]
[null,null,"Ja","SEE916877868585","BNA0396","thyssenkrupp Steel Europe AG","Hamborn 4","1976-01-01","GuD",0.35199999999999998,88.131,414.04309659090916]
[null,null,"Ja","SEE914931712744","BNA1524","EnBW Contracting GmbH","HK_001_Industrieheizkraftwerk-Walsrode_BHKW-GM1","2019-01-01","GuD",0.35089999999999999,2.7840000000000003,415.33633513821604]
[null,null,"Ja","SEE955802157592","BNA1524","EnBW Contracting GmbH","HK_001_Industrieheizkraftwerk-Walsrode_BHKW-GM2","2019-01-01","GuD",0.35089999999999999,2.7840000000000003,415.33633513821604]
[null,null,"Ja","SEE960507530304","BNA1333b","Universität Stuttgart","HKW Pfaffenwald, Generator 50","1969-01-01","GuD",0.35089999999999999,9.8310000000000013,415.33633513821604]
[null,null,"Ja","SEE963301495572","BNA1524","EnBW Contracting GmbH","HK_001_Industrieheizkraftwerk-Walsrode_GT6","2004-06-01","GuD",0.35089999999999999,5.5244999999999997,415.33633513821604]
[null,null,"Ja","SEE901516014812",null,"Smurfit Kappa Herzberg Solid Board GmbH","Dampfturbine 1","1955-01-01","GuD",0.35,2.2968000000000002,416.40048571428576]
[null,null,"Ja","SEE908658611688",null,"H&R Chemisch Pharmazeutische Spezialitäten GmbH","HuR-IKW-G4","1977-01-14","GuD",0.35,5.2373999999999992,416.40048571428576]
[null,null,"Ja","SEE911507913505",null,"Kelheim Fibres GmbH","Turbine 2","1990-07-18","GuD",0.35,2.3681399999999999,416.40048571428576]
[null,null,"Ja","SEE931044787582",null,"Nordzucker AG Werk Schladen","Generator 3","1978-09-01","GuD",0.35,2.61,416.40048571428576]
[null,null,"Ja","SEE935809614632",null,"Celanese Production Germany","IPH Strom GT4","1956-01-01","GuD",0.35,5.35311,416.40048571428576]
[null,null,"Ja","SEE948869114622",null,"Gebr. Lang GmbH Papierfabrik","Turbosatz 4","1999-12-17","GuD",0.35,5.7510393000000004,416.40048571428576]
[null,null,"Ja","SEE980794086872",null,"Nordzucker AG Werk Schladen","Generator 4","1978-09-01","GuD",0.35,7.3949999999999996,416.40048571428576]
[null,null,"Ja","SEE994477053693",null,"Gebr. Lang GmbH Papierfabrik","Turbosatz 3","1985-02-14","GuD",0.35,4.2029700000000005,416.40048571428576]
[null,null,"Ja","SEE994422897143","BNA1333c","Universität Stuttgart","HKW Pfaffenwald, Generator 60","1968-01-01","GuD",0.3498,10.092000000000001,416.63770726129223]
[null,null,"Ja","SEE914128531905","BNA1141","Pfeifer & Langen GmbH ＆ Co. KG","Euskirchen Generator 2","1981-09-01","GuD",0.34960000000000002,5.4218400000000004,416.87520022883291]
[null,null,"Ja","SEE953718174887","BNA1007a","Allgäuer Überlandwerk GmbH","Spitzenlastkraftwerk Veits Gasturbine","1988-06-29","Gasturbine",0.3488,17.399999999999999,417.32789564220184]
[null,null,"Ja","SEE958518628752","BNA0101","Stadtwerke Bielefeld","HKW Schildescher Straße DT 3","1966-12-01","GuD",0.34760000000000002,17.399999999999999,419.26516110471806]
[null,null,"Ja","SEE995462815548","BNA0101","Stadtwerke Bielefeld","HKW Schildescher Straße DT 4","1980-12-07","GuD",0.34760000000000002,24.36,419.26516110471806]
[null,null,"Ja","SEE952058615067","BNA0834","Solvay Chemicals GmbH","Solvay Rb TA1","1996-12-31","GuD",0.34210000000000002,46.98,425.98164279450452]
[null,null,"Ja","SEE969051180959","BNA1516","Südzucker AG","Dampfturbine I Südzucker Offstein","1981-01-01","GuD",0.34210000000000002,10.521084000000002,425.98164279450452]
[null,null,"Ja","SEE900341307519","BNA1451","Venator Germany GmbH","HKW Venator Germany","1960-05-20","GuD",0.34100000000000003,12.347909999999999,427.35093841642231]
[null,null,"Ja","SEE936262825863","BNA0219","thyssenkrupp Steel Europe AG","Ruhrort 4","1969-01-01","GuD",0.34100000000000003,143.28899999999999,427.35093841642231]
[null,null,"Ja","SEE944148486770","BNA1870","ORION Engineered Carbons GmbH","Generator 4","2017-12-21","GuD",0.34100000000000003,19.14,427.35093841642231]
[null,null,"Ja","SEE949799257847","BNA0218","thyssenkrupp Steel Europe AG","Ruhrort 3","1963-01-01","GuD",0.34100000000000003,81.78,427.35093841642231]
[null,null,"Ja","SEE957163765348","BNA1870","ORION Engineered Carbons GmbH","Generator 3","2020-07-03","GuD",0.34100000000000003,11.657999999999999,427.35093841642231]
[null,null,"Ja","SEE964242179781","BNA1046b","RWE Generation SE","Gersteinwerk K","1984-06-01","Gasturbine",0.33839999999999998,97.44,430.12284278959817]
[null,null,"Ja","SEE930751125922","BNA1498","Nordzucker AG Werk Nordstemmen","Generator 2","1993-11-23","GuD",0.33329999999999999,11.31,437.1890789078908]
[null,null,"Ja","SEE948481095354","BNA1498","Nordzucker AG Werk Nordstemmen","Generator 1","1988-09-28","GuD",0.33329999999999999,11.31,437.1890789078908]
[null,null,"Ja","SEE904364883227","BNA1447b","Röhm GmbH","KonTu","2012-03-12","GuD",0.33,6.0030000000000001,441.54596969696973]
[null,null,"Ja","SEE912020488365","BNA0217","thyssenkrupp Steel Europe AG","Ruhrort 2","1955-01-01","GuD",0.33,51.852000000000004,441.54596969696973]
[null,null,"Ja","SEE912994271871","BNA0395","thyssenkrupp Steel Europe AG","Hamborn 3","1958-01-01","GuD",0.33,51.852000000000004,441.54596969696973]
[null,null,"Ja","SEE918857857947","BNA1197","Technische Werke Ludwigshafen am Rhein","FHKW GT4","1995-08-26","GuD",0.33,3.8186649000000004,441.54596969696973]
[null,null,"Ja","SEE945462188876","BNA0600b","Currenta GmbH & Co. OHG","LEV KWG G19","1971-09-10","GuD",0.33,23.898899999999998,441.54596969696973]
[null,null,"Ja","SEE956884287917","BNA1447a","Röhm GmbH","Generator 2","1990-11-20","GuD",0.33,10.353,441.54596969696973]
[null,null,"Ja","SEE987512757786","BNA0238a","ArcelorMittal Eisenhüttenstadt GmbH","IKW GuD Block","1954-01-01","GuD",0.33,53.591999999999999,441.54596969696973]
[null,null,"Ja","SEE990015251552","BNA1465b","DS Smith Paper Deutschland GmbH","ABR990388771138","1975-07-01","GuD",0.33,11.136000000000001,441.54596969696973]
[null,null,"Ja","SEE996548424685","BNA0238a","ArcelorMittal Eisenhüttenstadt GmbH","IKW Block 4","1998-10-14","GuD",0.33,30.189000000000004,441.54596969696973]
[null,null,"Ja","SEE907828499484","BNA1336","Henkel AG & Co. KGaA","F13G6","1983-01-01","GuD",0.32779999999999998,15.66,444.49929835265408]
[null,null,"Ja","SEE945580171361","BNA1336","Henkel AG & Co. KGaA","F13G5","1980-01-01","GuD",0.32779999999999998,15.66,444.49929835265408]
[null,null,"Ja","SEE949722134498","BNA1336","Henkel AG & Co. KGaA","F03G2","1965-01-01","GuD",0.32779999999999998,10.335600000000001,444.49929835265408]
[null,null,"Ja","SEE952807166543","BNA1336","Henkel AG & Co. KGaA","F03G3","1965-01-01","GuD",0.32779999999999998,10.335600000000001,444.49929835265408]
[null,null,"Ja","SEE956631893736","BNA1336","Henkel AG & Co. KGaA","F03G1","1963-01-01","GuD",0.32779999999999998,7.83,444.49929835265408]
[null,null,"Ja","SEE964215288830","BNA1336","BASF Personal Care and Nutrition GmbH","Generator Pacht-Gasturbine","2012-02-24","GuD",0.32779999999999998,7.4819999999999993,444.49929835265408]
[null,null,"Ja","SEE992491089179","BNA1336","Henkel AG & Co. KGaA","F18BHKW","2016-07-22","GuD",0.32779999999999998,1.7121599999999999,444.49929835265408]
[null,null,"Ja","SEE902796244388","BNA0012b","Sappi Alfeld","Turbine 4","1970-09-21","GuD",0.32669999999999999,9.57,445.9908784817876]
[null,null,"Ja","SEE904161631090","BNA0018","EnBW Energie Baden-Württemberg AG","Heizkraftwerk Altbach/Deizisau GT C","1975-09-01","Gasturbine",0.315,70.47,462.00053968253968]
[null,null,"Ja","SEE972458947407","BNA0221a","Stadtwerke Düsseldorf AG","SWD KWL GTE2","1975-02-21","Gasturbine",0.315,56.289000000000001,462.00053968253968]
[null,null,"Ja","SEE973793127974","BNA0142","ArcelorMittal Bremen GmbH","KW Mittelsbüren Block 4","1975-12-15","GuD",0.315,139.19999999999999,462.50053968253968]
[null,null,"Ja","SEE989503748513","BNA0221b","Stadtwerke Düsseldorf AG","SWD KWL GTE1","1974-11-19","Gasturbine",0.31240000000000001,58.029000000000003,465.83729193341867]
[null,null,"Ja","SEE963975943188","BNA0017","EnBW Energie Baden-Württemberg AG","Heizkraftwerk Altbach/Deizisau GT B","1973-11-01","Gasturbine",0.30980000000000002,49.589999999999996,469.73844415752097]
[null,null,"Ja","SEE971282697380","BNA0016","EnBW Energie Baden-Württemberg AG","Heizkraftwerk Altbach/Deizisau Block 4 GT A (solo)","1971-09-01","Gasturbine",0.30459999999999998,39.15,477.74054497701911]
[null,null,"Ja","SEE963817764100","BNA0137","Braunschweiger Versorgungs-AG & Co. KG","HKW Nord GT","1990-12-18","GuD",0.28899999999999998,21.75,503.9746366782008]
[null,null,"Ja","SEE918056935682","BNA0662b","Evonik Operations GmbH","Kraftwerk III, DT310","1973-08-01","GuD",0.27,30.841500000000003,539.33396296296291]
[null,null,"Ja","SEE910471578864","BNA1086","Stadtwerke Würzburg AG","Heizkraftwerk an der Friedensbrücke DampfturbineII","1993-10-26","GuD",0.25,21.75,582.36068]
[null,null,"Ja","SEE972526098451","BNA1085","Stadtwerke Würzburg AG","Heizkraftwerk an der Friedensbrücke DampfturbineIII","1971-10-08","GuD",0.25,20.010000000000002,582.36068]

{"sheet":"Hilfssheet Abbildung","index":10,"n_rows":26,"n_cols":9,"rows_kept":26,"cut":false,"hidden":true,"merged":[]}
[]
[null,null,"Abfall","Kernenergie","Braunkohle","Steinkohle","GuD","Gasturbine","Öl"]
[null,"Minimalwert",{"$f":"MIN(IF(Kraftwerksliste!$S$11:$S$1187='Hilfssheet Abbildung'!C2,Kraftwerksliste!$Z$11:$Z$1187,\"fail\"))","v":1},{"$f":"MIN(IF(Kraftwerksliste!$S$11:$S$1187='Hilfssheet Abbildung'!D2,Kraftwerksliste!$Z$11:$Z$1187,\"fail\"))","v":17.142028985507249},{"$f":"MIN(IF(Kraftwerksliste!$S$11:$S$1187='Hilfssheet Abbildung'!E2,Kraftwerksliste!$Z$11:$Z$1187,\"fail\"))","v":83.834279176201377},{"$f":"MIN(IF(Kraftwerksliste!$S$11:$S$1187='Hilfssheet Abbildung'!F2,Kraftwerksliste!$Z$11:$Z$1187,\"fail\"))","v":139.80057539682542},{"$f":"MIN(IF(Kraftwerksliste!$S$11:$S$1187='Hilfssheet Abbildung'!G2,Kraftwerksliste!$Z$11:$Z$1187,\"fail\"))","v":232.00026984126984},{"$f":"MIN(IF(Kraftwerksliste!$S$11:$S$1187='Hilfssheet Abbildung'!H2,Kraftwerksliste!$Z$11:$Z$1187,\"fail\"))","v":274.47489642184559},{"$f":"MIN(IF(Kraftwerksliste!$S$11:$S$1187='Hilfssheet Abbildung'!I2,Kraftwerksliste!$Z$11:$Z$1187,\"fail\"))","v":145.88462222222222}]
[null,"erstes Quartil",{"$f":"_xlfn.QUARTILE.INC(IF(Kraftwerksliste!$S$11:$S$1187='Hilfssheet Abbildung'!C2,Kraftwerksliste!$Z$11:$Z$1187,\"fail\"),1)","v":1},{"$f":"_xlfn.QUARTILE.INC(IF(Kraftwerksliste!$S$11:$S$1187='Hilfssheet Abbildung'!D2,Kraftwerksliste!$Z$11:$Z$1187,\"fail\"),1)","v":17.504347826086956},{"$f":"_xlfn.QUARTILE.INC(IF(Kraftwerksliste!$S$11:$S$1187='Hilfssheet Abbildung'!E2,Kraftwerksliste!$Z$11:$Z$1187,\"fail\"),1)","v":89.790266463414639},{"$f":"_xlfn.QUARTILE.INC(IF(Kraftwerksliste!$S$11:$S$1187='Hilfssheet Abbildung'!F2,Kraftwerksliste!$Z$11:$Z$1187,\"fail\"),1)","v":172.18055890394544},{"$f":"_xlfn.QUARTILE.INC(IF(Kraftwerksliste!$S$11:$S$1187='Hilfssheet Abbildung'!G2,Kraftwerksliste!$Z$11:$Z$1187,\"fail\"),1)","v":319.95432017543862},{"$f":"_xlfn.QUARTILE.INC(IF(Kraftwerksliste!$S$11:$S$1187='Hilfssheet Abbildung'!H2,Kraftwerksliste!$Z$11:$Z$1187,\"fail\"),1)","v":364.03792499999997},{"$f":"_xlfn.QUARTILE.INC(IF(Kraftwerksliste!$S$11:$S$1187='Hilfssheet Abbildung'!I2,Kraftwerksliste!$Z$11:$Z$1187,\"fail\"),1)","v":206.23193150339964}]
[null,"Median",{"$f":"_xlfn.QUARTILE.INC(IF(Kraftwerksliste!$S$11:$S$1187='Hilfssheet Abbildung'!C2,Kraftwerksliste!$Z$11:$Z$1187,\"fail\"),2)","v":1},{"$f":"_xlfn.QUARTILE.INC(IF(Kraftwerksliste!$S$11:$S$1187='Hilfssheet Abbildung'!D2,Kraftwerksliste!$Z$11:$Z$1187,\"fail\"),2)","v":17.866666666666664},{"$f":"_xlfn.QUARTILE.INC(IF(Kraftwerksliste!$S$11:$S$1187='Hilfssheet Abbildung'!E2,Kraftwerksliste!$Z$11:$Z$1187,\"fail\"),2)","v":97.159255319148954},{"$f":"_xlfn.QUARTILE.INC(IF(Kraftwerksliste!$S$11:$S$1187='Hilfssheet Abbildung'!F2,Kraftwerksliste!$Z$11:$Z$1187,\"fail\"),2)","v":182.6098441558442},{"$f":"_xlfn.QUARTILE.INC(IF(Kraftwerksliste!$S$11:$S$1187='Hilfssheet Abbildung'!G2,Kraftwerksliste!$Z$11:$Z$1187,\"fail\"),2)","v":364.53792499999997},{"$f":"_xlfn.QUARTILE.INC(IF(Kraftwerksliste!$S$11:$S$1187='Hilfssheet Abbildung'!H2,Kraftwerksliste!$Z$11:$Z$1187,\"fail\"),2)","v":383.14518421052634},{"$f":"_xlfn.QUARTILE.INC(IF(Kraftwerksliste!$S$11:$S$1187='Hilfssheet Abbildung'!I2,Kraftwerksliste!$Z$11:$Z$1187,\"fail\"),2)","v":215.46736842105261}]
[null,"Drittes Quartil",{"$f":"_xlfn.QUARTILE.INC(IF(Kraftwerksliste!$S$11:$S$1187='Hilfssheet Abbildung'!C2,Kraftwerksliste!$Z$11:$Z$1187,\"fail\"),3)","v":1},{"$f":"_xlfn.QUARTILE.INC(IF(Kraftwerksliste!$S$11:$S$1187='Hilfssheet Abbildung'!D2,Kraftwerksliste!$Z$11:$Z$1187,\"fail\"),3)","v":17.866666666666664},{"$f":"_xlfn.QUARTILE.INC(IF(Kraftwerksliste!$S$11:$S$1187='Hilfssheet Abbildung'!E2,Kraftwerksliste!$Z$11:$Z$1187,\"fail\"),3)","v":101.40188888888889},{"$f":"_xlfn.QUARTILE.INC(IF(Kraftwerksliste!$S$11:$S$1187='Hilfssheet Abbildung'!F2,Kraftwerksliste!$Z$11:$Z$1187,\"fail\"),3)","v":210.47783872053873},{"$f":"_xlfn.QUARTILE.INC(IF(Kraftwerksliste!$S$11:$S$1187='Hilfssheet Abbildung'!G2,Kraftwerksliste!$Z$11:$Z$1187,\"fail\"),3)","v":380.84997387669807},{"$f":"_xlfn.QUARTILE.INC(IF(Kraftwerksliste!$S$11:$S$1187='Hilfssheet Abbildung'!H2,Kraftwerksliste!$Z$11:$Z$1187,\"fail\"),3)","v":446.0616912360689},{"$f":"_xlfn.QUARTILE.INC(IF(Kraftwerksliste!$S$11:$S$1187='Hilfssheet Abbildung'!I2,Kraftwerksliste!$Z$11:$Z$1187,\"fail\"),3)","v":226.88026607538802}]
[null,"Maximalwert",{"$f":"MAX(IF(Kraftwerksliste!$S$11:$S$1187='Hilfssheet Abbildung'!C2,Kraftwerksliste!$Z$11:$Z$1187,\"fail\"))","v":1},{"$f":"MAX(IF(Kraftwerksliste!$S$11:$S$1187='Hilfssheet Abbildung'!D2,Kraftwerksliste!$Z$11:$Z$1187,\"fail\"))","v":17.866666666666664},{"$f":"MAX(IF(Kraftwerksliste!$S$11:$S$1187='Hilfssheet Abbildung'!E2,Kraftwerksliste!$Z$11:$Z$1187,\"fail\"))","v":180.44840637450199},{"$f":"MAX(IF(Kraftwerksliste!$S$11:$S$1187='Hilfssheet Abbildung'!F2,Kraftwerksliste!$Z$11:$Z$1187,\"fail\"))","v":301.53350537634412},{"$f":"MAX(IF(Kraftwerksliste!$S$11:$S$1187='Hilfssheet Abbildung'!G2,Kraftwerksliste!$Z$11:$Z$1187,\"fail\"))","v":582.36068},{"$f":"MAX(IF(Kraftwerksliste!$S$11:$S$1187='Hilfssheet Abbildung'!H2,Kraftwerksliste!$Z$11:$Z$1187,\"fail\"))","v":477.74054497701911},{"$f":"MAX(IF(Kraftwerksliste!$S$11:$S$1187='Hilfssheet Abbildung'!I2,Kraftwerksliste!$Z$11:$Z$1187,\"fail\"))","v":355.33739130434782}]
[]
[]
[null,null,"Abfall","Kernenergie","Braunkohle","Steinkohle","GuD","Gasturbine","Öl"]
[null,"Q1-Minimum",null,null,{"$f":"E4-E3","v":5.9559872872132615},32.379983507120016,87.954050334168784,89.563028578154388,{"$f":"I4-I3","v":60.347309281177417}]
[null,"Q1",{"$f":"C4","v":1},{"$f":"D4","v":17.504347826086956},{"$f":"E4","v":89.790266463414639},172.18055890394544,319.95432017543862,364.03792499999997,{"$f":"I4","v":206.23193150339964}]
[null,"Median-Q1",{"$f":"C5-C4+0.1","v":0.1},{"$f":"D5-D4+0.1","v":0.46231884057970729},{"$f":"E5-E4","v":7.3689888557343153},10.429285251898762,44.583604824561348,19.107259210526365,{"$f":"I5-I4","v":9.2354369176529758}]
[null,"Q3-Median",{"$f":"C6-C5+0.1","v":0.1},{"$f":"D6-D5+0.1","v":0.1},{"$f":"E6-E5","v":4.2426335697399367},27.867994564694527,16.3120488766981,62.916507025542558,{"$f":"I6-I5","v":11.41289765433541}]
[null,"Maximum-Q3",null,null,{"$f":"E7-E6","v":79.046517485613094},91.055666655805396,201.51070612330193,31.678853740950217,{"$f":"I7-I6","v":128.4571252289598}]
[]
[]
[null,"Teil der Merit Order?","Angenommener Hauptenergieträger","Zuordnung Kraftwerkstyp"]
[null,"Ja","Abfall","Abfall"]
[null,"Nein","Kernenergie","Kernenergie"]
[null,null,"Braunkohle","Braunkohle"]
[null,null,"Steinkohle","Steinkohle"]
[null,null,"Erdgas","GuD"]
[null,null,"Öl","Gasturbine"]
[null,null,"Sonstige","Öl"]
[null,null,null,"Sonstige"]