{"text_format":"1","workbook":"xlsx","n_sheets":11,"sheets":["Quick Guide","Start","Merit Order","Power Plant List","Sources","Imprint","Start Reset","Backend I","Backend II","Kraftwerksliste Backend","Hilfssheet Abbildung"],"not_rendered":{"charts":4,"images":5,"macros":1,"external_links":0,"defined_names":3,"comments":0,"pivot_tables":0},"unopened":[],"bounds":{"document_bytes":16777216,"sheet_cells":100000,"rows_first":2000,"rows_last":500,"rows_between":2000,"halvings":0,"cell_chars":16384,"cell_head_chars":4096},"cells_cut":0,"cells_raw":0,"read":"whole","date_system":"1900"}

{"sheet":"Quick Guide","index":0,"n_rows":32,"n_cols":5,"rows_kept":32,"cut":false,"hidden":false,"merged":[]}
[]
[]
[null,null," EWI Merit Order Tool 2022"]
[]
[null,null," Quick Guide",null,{"$f":"Imprint!F5","v":"Version 2022.0_en "}]
[]
[]
[null,null,null,"To be able to use all functions of the EWI Merit Order Tool 2022, macros must be activated."]
[]
[null,null,null,"Merit Order"]
[null,null,null,"A merit order is the order in which power plants operate on the electricity market. This is determined based on the marginal costs of the power plants, which are sorted in ascending order. As such, the merit order is an approximation of the actual supply curves, e.g., the day-ahead auction on the electricity exchange. The annual average merit order of the German power plant fleet gives a good indication of the relationships between the marginal costs of different power plants, relative to current conditions. The merit order is primarily influenced by the types of power plants in the fleet as well as the underlying fuel and emission certificate prices."]
[null,null,null," "]
[null,null,null,"The EWI Merit Order Tool 2022"]
[null,null,null,"The EWI Merit Order Tool 2022 allows the calculation and graphical representation of the annual average merit order based on the conventional power plant fleet in Germany in the year 2021. Users can vary the assumptions underlying the merit order to investigate the effects of changing fuel prices or other assumptions on the merit order. In addition, power plants can be removed or added to the merit order. Users can also analyze and visualise the impact of power plant decommissioning or additional installations on the merit order. By default, only the merit order of conventional power plants is displayed. In order to adjust the merit order to account for specific feed-in situations of renewable energy sources (RES), an assumption can also be made regarding the available RES capacity."]
[]
[null,null,null,"How to Use:"]
[]
[null,null,null," Start:"]
[null,null,null,"In the Start worksheet, the assumptions underlying the merit order can be adjusted. The standard assumptions\ndepict the merit order of conventional power plants in the year 2021. As altering the assumptions may affect the marginal costs of the power plants, a distribution is displayed using a boxplot diagram. In addition, assumptions can be made regarding the amount of renewable energy generation capacities."]
[]
[null,null,null,"Use the Reset Assumptions button to reset the assumptions to the default values."]
[]
[null,null,null,"When the Update Merit Order button is clicked, the merit order in the Merit Order worksheet is updated based on the chosen assumptions."]
[]
[null,null,null," Merit Order:"]
[null,null,null,"In the Merit Order worksheet, the merit order is visualized. The merit order is displayed as a list of the generation units sorted by marginal costs. The respective power plant types are marked by different colors. The merit order is recalculated when the button Update Merit Order is activated."]
[]
[null,null,null," Power Plant List:"]
[null,null,null,"In the Power Plant List worksheet, all generation units and the corresponding assumptions are shown. Individual assumptions can be changed. Additionally, power plants can be removed or added from the merit order."]
[]
[null,null,null,"A detailed documentation is available on our website (only in German):"]
[null,null,null,"https://www.ewi.uni-koeln.de/en/publikationen/#misc-publications"]

{"sheet":"Start","index":1,"n_rows":40,"n_cols":16,"rows_kept":40,"cut":false,"hidden":false,"merged":[[6,2,6,5],[20,2,20,5],[30,7,30,10],[30,12,30,15],[16,2,16,5],[30,2,30,5],[6,7,6,15],[7,7,10,13]]}
[]
[]
[null,null," EWI Merit Order Tool 2022"]
[]
[null,null," Start",null,null,null,null,null,null,null,null,null,null,null,null,{"$f":"Imprint!F5","v":"Version 2022.0_en "}]
[]
[null,null,"Fuel Prices",null,null,null,null,"Overview Over the Marginal Costs of Power Plants"]
[null,null,"Fuel Type","Price","Unit","Source",null,"The boxplot diagram gives a first overview of the marginal cost distribution of power plants. In the illustration to the right of this text box, the individual elements of the diagram are explained. Changes in assumptions are reflected in the diagram immediately. In order to transfer the assumptions to the merit order in the Merit Order sheet, the button Update Merit Order must be clicked."]
[null,null,"Nuclear",5.5,"EUR/MWhth","refer to documentation"]
[null,null,"Lignite",3.1,"EUR/MWhth","EWI (2019)"]
[null,null,"Coal",14.56,"EUR/MWhth","ARA"]
[null,null,"Gas",54.06,"EUR/MWhth","Spot TTF"]
[null,null,"Oil",35.24,"EUR/MWhth","SDKW (2021)"]
[null,null,"Waste",0,"EUR/MWhth","refer to documentation"]
[null,null,"Other",38,"EUR/MWhth","refer to documentation"]
[]
[null,null,"Emission Certificate Price"]
[null,null,null,"Price","Unit","Source"]
[null,null,"Emission certificate price",52.09,"EUR/tCO2","Ember (2021)"]
[]
[null,null,"Transport Costs"]
[null,null,"Power Plant Type","Price","Unit","Source"]
[null,null,"Nuclear",0,"EUR/MWhth","refer to documentation"]
[null,null,"Lignite",0,"EUR/MWhth","refer to documentation"]
[null,null,"Coal",1.25,"EUR/MWhth","R2B (2019)"]
[null,null,"Gas",0.5,"EUR/MWhth","R2B (2019)"]
[null,null,"Oil",0.3,"EUR/MWhth","R2B (2019)"]
[null,null,"Waste",0,"EUR/MWhth","refer to documentation"]
[null,null,"Other",0,"EUR/MWhth","refer to documentation",null,"Available RES generation capacity",0,"MW"]
[]
[null,null,"Other Variable Costs",null,null,null,null,"Outages",null,null,null,null,"Emission Levels"]
[null,null,"Power Plant Type","Price","Unit","Source",null,"Power Plant Type",null,"Unit","Source",null,"Fuel Type",null,"Unit","Source"]
[null,null,"Nuclear",1.2,"EUR/Mwhel","refer to documentation",null,"Nuclear",7,"%","refer to documentation",null,"Nuclear",0,"tCO2/MWhth","refer to documentation"]
[null,null,"Lignite",1.7,"EUR/Mwhel","R2B (2019)",null,"Lignite",13,"%","refer to documentation",null,"Lignite",0.40400000000000003,"tCO2/MWhth","ÜNB (2019)"]
[null,null,"Coal",1.3,"EUR/Mwhel","R2B (2019)",null,"Coal",20,"%","refer to documentation",null,"Coal",0.33700000000000002,"tCO2/MWhth","ÜNB (2019)"]
[null,null,"CCGT",1.5,"EUR/Mwhel","R2B (2019)",null,"CCGT",13,"%","refer to documentation",null,"Gas",0.20100000000000001,"tCO2/MWhth","ÜNB (2019)"]
[null,null,"OCGT",1,"EUR/Mwhel","R2B (2019)",null,"OCGT",13,"%","refer to documentation",null,"Oil",0.28000000000000003,"tCO2/MWhth","ÜNB (2019)"]
[null,null,"Oil",1,"EUR/Mwhel","refer to documentation",null,"Oil",15,"%","refer to documentation",null,"Waste",0,"tCO2/MWhth","refer to documentation"]
[null,null,"Waste",1,"EUR/Mwhel","refer to documentation",null,"Waste",15,"%","refer to documentation",null,"Other",0.214,"tCO2/MWhth","ÜNB (2019)"]
[null,null,"Other",1,"EUR/Mwhel","refer to documentation",null,"Other",15,"%","refer to documentation"]

{"sheet":"Merit Order","index":2,"n_rows":1188,"n_cols":11,"rows_kept":1188,"cut":false,"hidden":false,"merged":[[9,2,9,10],[6,2,6,10]]}
[]
[]
[null,null," EWI Merit Order Tool 2022"]
[]
[null,null," Merit Order",null,null,null,null,null,null,null,{"$f":"Imprint!F5","v":"Version 2022.0_en "}]
[]
[null,null,"Visualization of the Merit Order"]
[]
[]
[null,null,"Merit Order in Tabular Form"]
[null,null,"MaStR-Nr. ","Power Plant Identification Number of the Bundesnetzagentur","Company","Name of the Unit","Begin of Electricity Generation","Power Plant Type","Mean Available Net Nominal Capacity [MW]","Cumulated Available Net Nominal Capacity [MW]","Marginal Costs [EUR/MWhel]"]
[null,null,"SEE988848971327","BNA0084","Vattenfall Wärme Berlin AG","HKW Reuter, Dampfturbine M","04.02.1998","Waste",30.599999999999998,30.599999999999998,1]
[null,null,"SEE956268312785","BNA0088b","Solvay Chemicals GmbH Werk Bernburg","Kondensationsturbine EKT","17.12.2009","Waste",20.399999999999999,51,1]
[null,null,"SEE924302504816","BNA0117a","Energie- und Wasserversorgung Bonn/Rhein-Sieg GmbH","HKW Bonn-Nord, Turbogruppe 4","01.04.1991","Waste",12.001999999999999,63.001999999999995,1]
[null,null,"SEE958310939391","BNA0139","swb Entsorgung GmbH&Co. KG","MKK","28.08.2009","Waste",27.2,90.201999999999998,1]
[null,null,"SEE944111876263","BNA0237","Progroup Power 1 GmbH","PPO1 - Eisenhüttenstadt","19.10.2009","Waste",27.2,117.402,1]
[null,null,"SEE999588015110","BNA0287a","MHKW Müllheizkraftwerk Frankfurt am Main GmbH","Turbine 3","12.12.1986","Waste",22.099999999999998,139.50200000000001,1]
[null,null,"SEE912257091857","BNA0287b","MHKW Müllheizkraftwerk Frankfurt am Main GmbH","Turbine 7","21.12.2005","Waste",39.524999999999999,179.02700000000002,1]
[null,null,"SEE928761575349","BNA0380","EEW Großräschen GmbH","EEW Großräschen GmbH","16.01.2008","Waste",21.25,200.27700000000002,1]
[null,null,"SEE977898966292","BNA0398","MVR Müllverwertung Rugenberger Damm GmbH & Co. KG","MVR Rugenberger Damm Müll","16.02.1999","Waste",20.293749999999999,220.57075,1]
[null,null,"SEE927716043575","BNA0417","EEW Energy from Waste Hannover GmbH","MVA EEW Hannover","01.06.2005","Waste",25.16,245.73075,1]
[null,null,"SEE906215229154","BNA0438","EEW Energy from Waste Helmstedt GmbH","MVA EEW Helmstedt","01.01.2014","Waste",31.875,277.60575,1]
[null,null,"SEE904604163027","BNA0519","RWE Generation SE","Karnap B","14.02.1987","Waste",32.299999999999997,309.90575000000001,1]
[null,null,"SEE981876305560","BNA0590","MVV Umwelt Asset GmbH","TREA Leuna 1","26.08.2005","Waste",13.808250000000001,323.714,1]
[null,null,"SEE925794342412","BNA0591","MVV Umwelt Asset GmbH","TREA Leuna 2","19.06.2007","Waste",13.808250000000001,337.52224999999999,1]
[null,null,"SEE957830042178","BNA0599","AVEA Entsorgungsbetriebe","Turbine 3","09.08.2010","Waste",15.852499999999999,353.37475000000001,1]
[null,null,"SEE940474859066","BNA0616a","BASF SE","Z564 VT1","30.04.1992","Waste",10.199999999999999,363.57474999999999,1]
[null,null,"SEE962737235608","BNA0622","Müllheizkraftwerk Rothensee GmbH","Block 1","17.07.2005","Waste",24.82,388.39474999999999,1]
[null,null,"SEE999819576335","BNA0623","Müllheizkraftwerk Rothensee GmbH","Block 2","08.09.2006","Waste",28.56,416.95474999999999,1]
[null,null,"SEE923959807806","BNA0640","BASF SE","Turbine 3","10.11.2006","Waste",10.88,427.83474999999999,1]
[null,null,"SEE904983741502","BNA0641a","MVV Umwelt Asset GmbH","MHKW Mannheim Generator T60","07.01.2010","Waste",21.76,449.59474999999998,1]
[null,null,"SEE953730197888","BNA0641b","MVV Umwelt Asset GmbH","MHKW Mannheim Generator TD0","13.08.2012","Waste",3.6209999999999996,453.21574999999996,1]
[null,null,"SEE948093740512","BNA0641c","MVV Umwelt Asset GmbH","MHKW Mannheim Generator TE0","14.06.2012","Waste",3.6209999999999996,456.83674999999994,1]
[null,null,"SEE977770417713","BNA0693","SWN Stadtwerke Neumünster GmbH","T3","06.07.1979","Waste",10.643699999999999,467.48044999999996,1]
[null,null,"SEE981003349412","BNA0693","SWN Stadtwerke Neumünster GmbH","T6","16.09.2014","Waste",18.582699999999999,486.06314999999995,1]
[null,null,"SEE900128586359","BNA0746","N-ERGIE Kraftwerke GmbH","HKW-Sandreuth (Müll)","17.07.1992","Waste",15.98,502.04314999999997,1]
[null,null,"SEE993054223955","BNA0750","GMVA Gemeinschafts-Müll-Verbrennungsanlage Niederrhein GmbH","„Turbosatz 2“","17.10.1991","Waste",34.339999999999996,536.38315,1]
[null,null,"SEE955937262338","BNA0751","GMVA Gemeinschafts-Müll-Verbrennungsanlage Niederrhein GmbH","„Turbosatz 1“","06.04.2006","Waste",17.935000000000002,554.31815000000006,1]
[null,null,"SEE955718847075","BNA0845","Stadtwerke Rosenheim GmbH & Co. KG","DT1","01.01.1988","Waste",5.8650000000000002,560.18315000000007,1]
[null,null,"SEE955718847075","BNA0845","Stadtwerke Rosenheim GmbH & Co. KG","DT1","01.01.1988","Waste",5.8650000000000002,566.04815000000008,1]
[null,null,"SEE924286409503","BNA0855","IKW Rüdersdorf","IKW Rüdersdorf","12.12.2007","Waste",25.5,591.54815000000008,1]
[null,null,"SEE942366584926","BNA0969a","SWM Services GmbH","SWM HKW Nord 1 T10","29.08.1991","Waste",15.299999999999999,606.84815000000003,1]
[null,null,"SEE998278854237","BNA0969c","SWM Services GmbH","SWM HKW Nord 3 T30","14.03.1984","Waste",18.7,625.54815000000008,1]
[null,null,"SEE927727929912","BNA1020","MVA Weisweiler GmbH & Co. KG","MVA-Turbine","01.10.1996","Waste",22.95,648.49815000000012,1]
[null,null,"SEE996047653111","BNA1108","PD energy GmbH","KW TRB Bitterfeld, Bitterfeld-Wolfen, Oststr. 1","19.11.2009","Waste",9.7240000000000002,658.22215000000017,1]
[null,null,"SEE955548455112","BNA1110","Zweckverband Restmüllheizkraftwerk Böblingen","Restmüllheizkraftwerk","01.05.1999","Waste",11.049999999999999,669.27215000000012,1]
[null,null,"SEE972694764301","BNA1114","swb Entsorgung GmbH&Co. KG","MHKW_Gen1","01.01.1984","Waste",2.21,671.48215000000016,1]
[null,null,"SEE986413873564","BNA1114","swb Entsorgung GmbH&Co. KG","MHKW_Gen2","01.01.2004","Waste",11.305,682.78715000000011,1]
[null,null,"SEE950201173198","BNA1114","swb Entsorgung GmbH&Co. KG","MHKW_Gen4","01.01.2013","Waste",41.82,724.60715000000016,1]
[null,null,"SEE927032372373","BNA1116","Bremerhavener Entsorgungsgesellschaft mbH","MHKW, Generator 1+2","17.03.1977","Waste",11.9,736.50715000000014,1]
[null,null,"SEE944429192826","BNA1119","Zweckverband Abfallverwertung Südostbayern","SEE944429192826 (MHKW Burgkirchen (Müllverbrennung))","28.01.1994","Waste",10.88,747.38715000000013,1]
[null,null,"SEE988429673565","BNA1139","EEW Energy from Waste Saarbrücken GmbH","TREA Breisgau","17.05.2004","Waste",11.559999999999999,758.94715000000008,1]
[null,null,"SEE971280976463","BNA1144","EEW Energy from Waste Göppingen","MHKW Turbine","01.07.1975","Waste",9.35,768.2971500000001,1]
[null,null,"SEE955453307926","BNA1148","MHB Betriebsführungsgesellschaft mbH","MVA Hamm","01.07.1985","Waste",13.005000000000001,781.3021500000001,1]
[null,null,"SEE945150729886","BNA1154","AGR Abfallentsorgungs-Gesellschaft Ruhrgebiet mbH","RZR I Turbine1","01.01.1981","Waste",12.648,793.95015000000012,1]
[null,null,"SEE941568392261","BNA1154","AGR Abfallentsorgungs-Gesellschaft Ruhrgebiet mbH","RZR I Turbine2","01.01.1981","Waste",12.648,806.59815000000015,1]
[null,null,"SEE923271533315","BNA1155","RZR II Herten GmbH","RZR II Turbine3","01.01.2009","Waste",19.974999999999998,826.57315000000017,1]
[null,null,"SEE947996339434","BNA1155","RZR II Herten GmbH","RZR II Turbine4","07.02.2019","Waste",10.420999999999999,836.99415000000022,1]
[null,null,"SEE951966828576","BNA1161","Zweckverband Müllverwertungsanlage Ingolstadt","Turbine VE 32 ZV MVA IN","10.09.1996","Waste",6.29,843.28415000000018,1]
[null,null,"SEE925011950635","BNA1161","Zweckverband Müllverwertungsanlage Ingolstadt","Turbine VE 40 ZV MVA IN","10.09.1996","Waste",15.419,858.70315000000016,1]
[null,null,"SEE992947793209","BNA1167","Kreis Weseler Abfallgesellschaft mbH & Co.KG","Dampfturbine","01.04.1997","Waste",13.6,872.30315000000019,1]
[null,null,"SEE925652456091","BNA1168","Müllheizkraftwerk Kassel GmbH","Müllheizkraftwerk Kassel M7","17.12.1985","Waste",6.8,879.10315000000014,1]
[null,null,"SEE976589352260","BNA1168","Müllheizkraftwerk Kassel GmbH","Müllheizkraftwerk Kassel M8","12.03.2012","Waste",12.494999999999999,891.59815000000015,1]
[null,null,"SEE941568476039","BNA1184","AVG Köln mbH","Turbosatz 1","02.02.1998","Waste",39.1,930.69815000000017,1]
[null,null,"SEE996891820448","BNA1186a","EGK Entsorgungsgesellschaft Krefeld GmbH & Co. KG","Turbine 3","01.01.1978","Waste",6.8,937.49815000000012,1]
[null,null,"SEE992607731794","BNA1186b","EGK Entsorgungsgesellschaft Krefeld GmbH & Co. KG","Turbine 4","05.04.2001","Waste",7.8455000000000004,945.34365000000014,1]
[null,null,"SEE993787055366","BNA1186c","EGK Entsorgungsgesellschaft Krefeld GmbH & Co. KG","Turbine 2","27.08.1974","Waste",0.79049999999999998,946.13415000000009,1]
[null,null,"SEE925411264011","BNA1186d","EGK Entsorgungsgesellschaft Krefeld GmbH & Co. KG","Turbine 5","01.12.1997","Waste",2.4649999999999999,948.59915000000012,1]
[null,null,"SEE979423615132","BNA1186e","EGK Entsorgungsgesellschaft Krefeld GmbH & Co. KG","Turbine 1","27.08.1974","Waste",0.79049999999999998,949.38965000000007,1]
[null,null,"SEE934298270268","BNA1190","Thermische Abfallbehandlung Lauta","T.A. Lauta","21.07.2004","Waste",17.849999999999998,967.2396500000001,1]
[null,null,"SEE942253705168","BNA1197","Technische Werke Ludwigshafen am Rhein","FHKW DT 2","24.02.1989","Waste",10.259499999999999,977.4991500000001,1]
[null,null,"SEE966264899036","BNA1197","Technische Werke Ludwigshafen am Rhein","FHKW DT5","05.07.2005","Waste",7.772672,985.27182200000016,1]
[null,null,"SEE969698095906","BNA1197","Technische Werke Ludwigshafen am Rhein","FHKW DT6","12.04.2018","Waste",4.6636015000000004,989.93542350000018,1]
[null,null,"SEE932127408097","BNA1198","PreZero Energy Zorbau GmbH","Generator Zorbau","06.06.2005","Waste",23.119999999999997,1013.0554235000002,1]
[null,null,"SEE986030306643","BNA1199","Entsorgungsgesellschaft Mainz mbH","MHKW DTS","01.06.2009","Waste",12.75,1025.8054235000002,1]
[null,null,"SEE938782869693","BNA1222","Energieversorgung Offenbach AG","Müllheizkraftwerk Offenbach Turbine 1","29.07.2016","Waste",12.324999999999999,1038.1304235000002,1]
[null,null,"SEE965779402670","BNA1229","EEW Energy from Waste Saarbrücken GmbH","MHKW Pirmasens Verbrennung","01.01.1999","Waste",12.75,1050.8804235000002,1]
[null,null,"SEE940711490885","BNA1232","EEW Energy from Waste Premnitz GmbH","ZWSF Premnitz","08.01.2004","Waste",2.125,1053.0054235000002,1]
[null,null,"SEE997842921603","BNA1233","EEW Energy from Waste Premnitz GmbH","EVE Premnitz","09.06.2009","Waste",21.25,1074.2554235000002,1]
[null,null,"SEE946934017984","BNA1243","Vattenfall Europe New Energy Ecopower GmbH","EBS-HKW Rostock","31.03.2010","Waste",15.725,1089.9804235000001,1]
[null,null,"SEE918821866890","BNA1254","Zweckverband Müllverwertung Schwandorf","Müllkraftwerk Schwandorf Turbinen","31.08.1982","Waste",28.05,1118.0304235000001,1]
[null,null,"SEE973464796218","BNA1255","LEIPA Georg Leinfelder GmbH","Dampfturbine FSK Kuhheide 32a","01.04.2011","Waste",24.5684,1142.5988235000002,1]
[null,null,"SEE918623387630","BNA1261","EEW Energy from Waste Stapelfeld GmbH","EEW Stapelfeld GmbH","01.10.1979","Waste",13.939999999999998,1156.5388235000003,1]
[null,null,"SEE950593842498","BNA1262","Remondis Thermische Abfallverwertung GmbH","Remondis Thermische Abfallverwertung GmbH","06.12.2007","Waste",20.399999999999999,1176.9388235000004,1]
[null,null,"SEE951648072822","BNA1286","Zweckverband für Abfallwirtschaft Südwestthüringen (ZASt)","ZASt","15.10.2007","Waste",10.285,1187.2238235000004,1]
[null,null,"SEE900664653232","BNA1289","AMK-Abfallentsorgungsgesellschaft des Märkischen Kreises mbH","Turbine 1","01.08.1996","Waste",9.0949999999999989,1196.3188235000005,1]
[null,null,"SEE937978171572","BNA1289","AMK-Abfallentsorgungsgesellschaft des Märkischen Kreises mbH","Turbine 2","01.04.1981","Waste",2.8899999999999997,1199.2088235000006,1]
[null,null,"SEE958335974377","BNA1291","IHKW Industrieheizkraftwerk Andernach GmbH","Dampfturbine","15.12.2008","Waste",10.625,1209.8338235000006,1]
[null,null,"SEE943841929270","BNA1295","AVA Abfallverwertung Augsburg Kommunalunternehmen","AHKW HD Turbine","16.09.1994","Waste",6.7744999999999997,1216.6083235000006,1]
[null,null,"SEE943548208159","BNA1295","AVA Abfallverwertung Augsburg Kommunalunternehmen","AHKW ND Turbine","16.09.1994","Waste",5.7119999999999997,1222.3203235000005,1]
[null,null,"SEE994551453975","BNA1316","EkoCity","Generator A","01.01.1976","Waste",17,1239.3203235000005,1]
[null,null,"SEE945602121718","BNA1316","EkoCity","Generator B","01.01.1976","Waste",17,1256.3203235000005,1]
[null,null,"SEE917110358740","BNA1330","Steinbeis Energie GmbH","Steinbeis Energie EBS Kessel 6","27.09.2010","Waste",14.45,1270.7703235000006,1]
[null,null,"SEE957509710094","BNA1448","EEW Energy from Waste Saarbrücken GmbH  AHKW-Neunkirchen","AHKW-Neunkirchen","02.06.1977","Waste",9.86,1280.6303235000005,1]
[null,null,"SEE990065849372","BNA1449a","Zweckverband Abfallwirtschaft Raum Würzburg","TS I","04.06.1984","Waste",7.3949999999999996,1288.0253235000005,1]
[null,null,"SEE971796321603","BNA1449b","Zweckverband Abfallwirtschaft Raum Würzburg","TS II","09.11.1998","Waste",10.199999999999999,1298.2253235000005,1]
[null,null,"SEE988841475051","BNA1465a","B+T Energie GmbH","HKW Witzenhausen","24.06.2009","Waste",23.8,1322.0253235000005,1]
[null,null,"SEE942777699660","BNA1490","EBS Kraftwerk GmbH","EBKW Knapsack","01.01.2009","Waste",25.414999999999999,1347.4403235000004,1]
[null,null,"SEE937544161082","BNA1510","Hamburger Rieger GmbH GB Kraftwerk","EBS Heizkraftwerk Spremberg","01.08.2013","Waste",14.875,1362.3153235000004,1]
[null,null,"SEE942956157011","BNA1867","AVG Köln mbH","Turbosatz 2","30.05.2017","Waste",15.299999999999999,1377.6153235000004,1]
[null,null,"SEE977514334252",null,"Energieversorgung Offenbach AG","Müllheizkraftwerk Offenbach Turbine 2","30.06.2006","Waste",1.802,1379.4173235000003,1]
[null,null,"SEE990760688887",null,"Entsorgungsgesellschaft Mainz mbH","MHKW EBT","01.01.2003","Waste",4.25,1383.6673235000003,1]
[null,null,"SEE929095613516",null,"GSB Sonderabfall-Entsorgung Bayern GmbH","Turbine VA2","06.10.1995","Waste",6.0018500000000001,1389.6691735000004,1]
[null,null,"SEE906331863386",null,"GSB Sonderabfall-Entsorgung Bayern GmbH","Turbine VA3","20.12.1995","Waste",6.0018500000000001,1395.6710235000005,1]
[null,null,"SEE958909269267",null,"Infraserv GmbH & Co. Höchst KG","IPH Ersatzbrennstoffverbrennung Turbine","28.07.2014","Waste",60.35,1456.0210235000004,1]
[null,null,"SEE953182244383",null,"MVV Umwelt Asset GmbH","MHKW Mannheim Generator X1","13.03.2020","Waste",3.468,1459.4890235000005,1]
[null,null,"SEE998216550733",null,"Klingele Papierwerke GmbH & Co. KG Papierfabrik Weener","TWIN 1","01.03.2008","Waste",3.9865000000000004,1463.4755235000005,1]
[null,null,"SEE939382623364",null,"Klingele Papierwerke GmbH & Co. KG Papierfabrik Weener","TWIN2","01.03.2008","Waste",3.9865000000000004,1467.4620235000004,1]
[null,null,"SEE909031885047",null,"Müllverwertung Borsigstraße GmbH","MVB Borsigstraße Müll","16.07.2010","Waste",8.4999999999999999E-6,1467.4620320000004,1]
[null,null,"SEE923791565131",null,"Zweckverband Müllheizkraftwerk Stadt und Landkreis Bamberg","Rheinstraße","01.11.2016","Waste",9.6271000000000004,1477.0891320000003,1]
[null,null,"SEE964170331206",null,"Zweckverband für Abfallwirtschaft in Nordwest-Oberfranken","MHKW Coburg","01.01.1988","Waste",9.01,1486.0991320000003,1]
[null,null,"SEE957686843929",null,"Zweckverband Abfallverwertung Südhessen (ZAS)","Turbine 1","09.10.1991","Waste",8.688699999999999,1494.7878320000002,1]
[null,null,"SEE937822704543",null,"Zweckverband Abfallverwertung Südhessen (ZAS)","Turbine 2","27.01.2020","Waste",1.0625,1495.8503320000002,1]
[null,null,null,null,"Nicht-EEG-Anlagen < 10 MW",null,null,"Waste",135.04485500000001,1630.8951870000003,1]
[null,null,"SEE927528071629","BNA0382","Kernkraftwerk Gundremmingen GmbH","Gundremmingen C","02.11.1984","Nuclear",1197.8399999999999,2828.7351870000002,16.914285714285715]
[null,null,"SEE930752846949","BNA0251","PreussenElektra","Grohnde","05.09.1984","Nuclear",1264.8,4093.5351870000004,17.095953757225434]
[null,null,"SEE944567587799","BNA0607","Kernkraftwerk Lippe-Ems GmbH","Emsland A","20.06.1988","Nuclear",1242.48,5336.0151870000009,17.142028985507249]
[null,null,"SEE951462745445","BNA0157","PreussenElektra","Brokdorf","14.10.1986","Nuclear",1311.3,6647.3151870000011,17.866666666666664]
[null,null,"SEE943690268513","BNA0263","PreussenElektra","Isar 2","22.01.1988","Nuclear",1311.3,7958.6151870000012,17.866666666666664]
[null,null,"SEE985577062814","BNA0686","EnBW Energie Baden-Württemberg AG","GKN II","15.04.1989","Nuclear",1218.3,9176.9151870000005,17.866666666666664]
[null,null,"SEE968582186379","BNA1404","Lausitz Energie Kraftwerke AG","Boxberg Block R","06.11.2012","Lignite",548.1,9725.0151870000009,56.950251716247145]
[null,null,"SEE985453029962","BNA1185","Pfeifer & Langen GmbH ＆ Co. KG","Könnern Generator 1","01.01.1973","Lignite",7.2645,9732.2796870000002,57.383487084870858]
[null,null,"SEE952937205877","BNA1185","Pfeifer & Langen GmbH ＆ Co. KG","Könnern Generator 2","28.09.1993","Lignite",17.1129,9749.3925870000003,57.383487084870858]
[null,null,"SEE983252937631","BNA0709","RWE Power AG","Niederaußem K","28.01.2003","Lignite",821.28,10570.672587000001,57.849674418604664]
[null,null,"SEE925599434282","BNA1401a","RWE Power AG","Neurath F","03.08.2012","Lignite",922.2,11492.872587000002,57.849674418604664]
[null,null,"SEE993592183001","BNA1401b","RWE Power AG","Neurath G","08.07.2012","Lignite",922.2,12415.072587000002,57.849674418604664]
[null,null,"SEE915426748132","BNA0543","RheinEnergie AG","Block 6 Merkenich RheinEnergie","16.12.2010","Lignite",65.510999999999996,12480.583587000003,58.644245283018883]
[null,null,"SEE991324265957","BNA1097","Smurfit Kappa Zülpich Papier GmbH","DT06","22.10.2010","Lignite",12.513209999999999,12493.096797000002,58.644245283018883]
[null,null,"SEE907389779292","BNA0124","Lausitz Energie Kraftwerke AG","Boxberg Block Q","01.10.2000","Lignite",730.8,13223.896797000001,58.778865248226957]
[null,null,"SEE957229968300","BNA0707","RWE Power AG","Niederaußem H","16.09.1974","Lignite",563.76,13787.656797000001,58.968406072106269]
[null,null,"SEE998199911088","BNA0116","EnBW Energie Baden-Württemberg AG","Kraftwerk Lippendorf Block S","01.12.1999","Lignite",775.17,14562.826797000002,59.18657142857144]
[null,null,"SEE921905907730","BNA0708","RWE Power AG","Niederaußem G","23.10.1974","Lignite",546.36,15109.186797000002,59.296278625954201]
[null,null,"SEE966331411864","BNA0115","Lausitz Energie Kraftwerke AG","Kraftwerk Lippendorf Block R","20.06.2000","Lignite",775.17,15884.356797000002,60.588682926829279]
[null,null,"SEE938337436349","BNA0914","Lausitz Energie Kraftwerke AG","Kraftwerk Schwarze Pumpe Block A","15.12.1997","Lignite",656.85,16541.206797000003,60.588682926829279]
[null,null,"SEE952672318108","BNA0915","Lausitz Energie Kraftwerke AG","Kraftwerk Schwarze Pumpe Block B","25.05.1998","Lignite",656.85,17198.056797000001,60.588682926829279]
[null,null,"SEE946537967655","BNA0183","Stadtwerke Cottbus GmbH","Hochdruckdampfturbine","20.02.1999","Lignite",13.92,17211.976796999999,62.060900000000004]
[null,null,"SEE978888539755","BNA0183","Stadtwerke Cottbus GmbH","Mittel-Niederdruckdampfturbine","23.03.1999","Lignite",39.15,17251.126797000001,62.060900000000004]
[null,null,"SEE941974735591","BNA0183","Stadtwerke Cottbus GmbH","Rauchgasturbine","29.08.1998","Lignite",11.31,17262.436797000002,62.060900000000004]
[null,null,"SEE960652233358","BNA0878","Saale Energie GmbH","Schkopau A","01.01.1995","Lignite",391.5,17653.936797000002,62.060900000000004]
[null,null,"SEE947677200282","BNA0879","Saale Energie GmbH","Schkopau B","01.01.1996","Lignite",391.5,18045.436797000002,62.060900000000004]
[null,null,"SEE921449009914","BNA1461","CropEnergies Bioethanol GmbH","Dampfturbine IV CropEnergies Zeitz","01.01.2005","Lignite",15.46251,18060.899307000003,62.060900000000004]
[null,null,"SEE986936308987","BNA1293a","Martinswerk GmbH","KWK-Anlage: Generator 1","01.01.1961","Lignite",8.6129999999999995,18069.512307000005,63.927731958762891]
[null,null,"SEE975343602986","BNA1293b","Martinswerk GmbH","KWK-Anlage: Generator 2","01.01.1961","Lignite",8.6129999999999995,18078.125307000006,63.927731958762891]
[null,null,"SEE998111672394","BNA1002","Mitteldeutsche Braunkohlengesellschaft mbH","IKW Wählitz","25.08.1994","Lignite",26.97,18105.095307000007,64.412623376623387]
[null,null,"SEE999145467468","BNA0490a","RWE Power AG","GoWerk F","01.12.1992","Lignite",34.799999999999997,18139.895307000006,64.707202505219215]
[null,null,"SEE970305352633","BNA1400a","Südzucker AG","Dampfturbine III Südzucker Zeitz","01.08.1993","Lignite",14.702999999999999,18154.598307000007,64.707202505219215]
[null,null,"SEE933960350956","BNA0179","eins energie in sachsen GmbH & Co. KG","HKW Chemnitz Nord II, Block C","07.06.1990","Lignite",80.32884,18234.927147000006,65.913723404255322]
[null,null,"SEE994335340088",null,"Stadtwerke Frankfurt (Oder) GmbH","HKW DT","09.10.1997","Lignite",21.75,18256.677147000006,65.913723404255322]
[null,null,null,null,"Nicht-EEG-Anlagen < 10 MW",null,null,"Lignite",31.220819999999996,18287.897967000004,65.913723404255322]
[null,null,"SEE991817093418","BNA0785","Lausitz Energie Kraftwerke AG","Kraftwerk Jänschwalde Block A","01.10.1981","Lignite",435,18722.897967000004,66.084960000000009]
[null,null,"SEE938669585906","BNA0786","Lausitz Energie Kraftwerke AG","Kraftwerk Jänschwalde Block B","29.11.1982","Lignite",435,19157.897967000004,66.084960000000009]
[null,null,"SEE989591633753","BNA0787","Lausitz Energie Kraftwerke AG","Kraftwerk Jänschwalde Block C","01.02.1984","Lignite",435,19592.897967000004,66.084960000000009]
[null,null,"SEE923943268279","BNA0788","Lausitz Energie Kraftwerke AG","Kraftwerk Jänschwalde Block D","06.10.1985","Lignite",435,20027.897967000004,66.084960000000009]
[null,null,"SEE928076311489","BNA0523","Städtische Werke Energie + Wärme GmbH","Fernwärmekraftwerk Kassel","21.12.1989","Lignite",29.145,20057.042967000005,66.32623126338332]
[null,null,"SEE923082939436","BNA0177","eins energie in sachsen GmbH & Co. KG","HKW Chemnitz Nord II, Block B","26.08.1988","Lignite",50.609639999999999,20107.652607000004,66.744073275862078]
[null,null,"SEE905721866655","BNA0292","RWE Power AG","Fab Frechen","23.12.1962","Lignite",153.12,20260.772607000003,66.744073275862078]
[null,null,"SEE990438768378","BNA0270","Stadtwerke Flensburg","Dampfturbine 8","24.05.1985","Coal",26.32,20287.092607000002,67.499067460317463]
[null,null,"SEE931736847297","BNA0699","RWE Power AG","Neurath D","24.06.1975","Lignite",528.09,20815.182607000002,67.668196721311489]
[null,null,"SEE976414005279","BNA0700","RWE Power AG","Neurath E","22.02.1976","Lignite",525.48,21340.662607000002,67.668196721311489]
[null,null,"SEE987007884447","BNA1027","RWE Power AG","Weißweiler G","14.02.1974","Lignite",576.80999999999995,21917.472607000003,68.76766666666667]
[null,null,"SEE955314088254","BNA1028","RWE Power AG","Weißweiler H","18.01.1975","Lignite",570.72,22488.192607000005,68.76766666666667]
[null,null,"SEE985842749525","BNA0122","Lausitz Energie Kraftwerke AG","Boxberg Block N","01.01.1979","Lignite",435,22923.192607000005,70.683885714285722]
[null,null,"SEE908125004449","BNA0123","Lausitz Energie Kraftwerke AG","Boxberg Block P","01.07.1980","Lignite",435,23358.192607000005,70.683885714285722]
[null,null,"SEE927622980674","BNA1141","Pfeifer & Langen GmbH ＆ Co. KG","Euskirchen Generator 1","30.08.1979","Lignite",6.0325800000000003,23364.225187000004,70.762814645308922]
[null,null,"SEE912440649056","BNA1141","Pfeifer & Langen GmbH ＆ Co. KG","Euskirchen Generator 3","01.07.1980","Lignite",1.0057199999999999,23365.230907000005,70.762814645308922]
[null,null,"SEE927630371594","BNA1486","ROMONTA GmbH","Grubenheizkraftwerk Amsdorf","01.07.1979","Lignite",39.924300000000002,23405.155207000003,70.762814645308922]
[null,null,"SEE957285549260","BNA0272","Stadtwerke Flensburg","Dampfturbine 9","16.08.1988","Coal",26.32,23431.475207000003,71.912338624338631]
[null,null,"SEE996990805407","BNA0138","Braunschweiger Versorgungs-AG & Co. KG","HKW Mitte Kessel 1","18.01.1985","Coal",35.6,23467.075207000002,72.59130341880342]
[null,null,"SEE988477355802","BNA0646b","Grosskraftwerk Mannheim","GKM Block 9","02.05.2015","Coal",674.40000000000009,24141.475207000003,73.205883620689661]
[null,null,"SEE923577153439","BNA0662a","Evonik Operations GmbH","Kraftwerk I,  T15","15.10.1983","Coal",54.720000000000006,24196.195207000004,73.283451995685013]
[null,null,"SEE970425279599","BNA1674","Onyx Kraftwerk Wilhelmshaven GmbH & Co. KG","Kraftwerk Wilhelmshaven Onyx","30.11.2015","Coal",580.80000000000007,24776.995207000004,73.439091891891891]
[null,null,"SEE980331579218","BNA0518b","EnBW Energie Baden-Württemberg AG","Rheinhafen-Dampfkraftwerk RDK 8","01.07.2014","Coal",667.2,25444.195207000004,73.83115217391304]
[null,null,"SEE961029163353","BNA1508","Trianel Kohlekraftwerk Lünen GmbH & Co KG","Trianel Kohlekraftwerk Lünen","01.01.2013","Coal",596.80000000000007,26040.995207000004,73.910076169749729]
[null,null,"SEE907150117643","BNA0696","RWE Power AG","Neurath A","14.10.1972","Lignite",255.78,26296.775207000002,74.864727272727279]
[null,null,"SEE979012663285","BNA0697","RWE Power AG","Neurath B","30.06.1972","Lignite",255.78,26552.555207000001,74.864727272727279]
[null,null,"SEE904421343152","BNA1025","RWE Power AG","Weißweiler E","02.12.1965","Lignite",279.27,26831.825207000002,74.864727272727279]
[null,null,"SEE933685962403","BNA1026","RWE Power AG","Weißweiler F","04.09.1967","Lignite",279.27,27111.095207000002,74.864727272727279]
[null,null,"SEE974018310478","BNA1864","KÄMMERER Energie GmbH","Generator 4","22.12.1962","Lignite",8.0039999999999996,27119.099207000003,74.864727272727279]
[null,null,"SEE920672219015","BNA1865","KÄMMERER Energie GmbH","Generator 5","10.01.1977","Lignite",8.5259999999999998,27127.625207000005,74.864727272727279]
[null,null,"SEE958847865460","BNA1093","Onyx Kraftwerk Zolling GmbH &Co. KGaA","Kraftwerk Zolling","01.01.1985","Coal",377.6,27505.225207000003,75.033325966850825]
[null,null,"SEE918143230942","BNA0216b","STEAG-EVN Walsum 10 Kraftwerksgesellschaft","Walsum 10","20.12.2013","Coal",580,28085.225207000003,75.442955555555557]
[null,null,"SEE913516809497","BNA1949","Uniper Kraftwerke GmbH","Datteln 4","30.05.2020","Coal",841.6,28926.825207000002,75.442955555555557]
[null,null,"SEE948609940009","BNA0434","EnBW Energie Baden-Württemberg AG","Heizkraftwerk Heilbronn HLB 7","01.12.1985","Coal",622.40000000000009,29549.225207000003,75.857162011173187]
[null,null,"SEE904968236689","BNA0147","Onyx Kraftwerk Farge GmbH & Co. KGaA","Kraftwerk Farge","01.01.1969","Coal",280,29829.225207000003,76.699615819209043]
[null,null,"SEE965782597448","BNA0019","EnBW Energie Baden-Württemberg AG","Heizkraftwerk Altbach/Deizisau HKW 2 DT (Solobetrieb)","29.05.1997","Coal",258.40000000000003,30087.625207000005,77.128022727272722]
[null,null,"SEE980016033738","BNA0518a","EnBW Energie Baden-Württemberg AG","Rheinhafen-Dampfkraftwerk RDK 7","21.06.1985","Coal",413.6,30501.225207000003,77.561325714285715]
[null,null,"SEE909002940690","BNA0644","Grosskraftwerk Mannheim","GKM Block 6","26.12.2005","Coal",204,30705.225207000003,77.561325714285715]
[null,null,"SEE967605837250","BNA0712","RWE Power AG","Niederaußem C","27.06.1965","Lignite",256.64999999999998,30961.875207000005,78.106202531645593]
[null,null,"SEE904194792843","BNA0464","Kraftwerk Mehrum GmbH","KWM Block 3","24.08.1979","Coal",552,31513.875207000005,78.442959537572264]
[null,null,"SEE943427876363","BNA0849","KNG Kraftwerks- und Netzgesellschaft mbH","Kraftwerk Rostock Block A","01.10.1994","Coal",411.20000000000005,31925.075207000005,78.532245370370376]
[null,null,"SEE900341307519","BNA1451","Venator Germany GmbH","HKW Venator Germany","20.05.1960","Lignite",24.687989999999999,31949.763197000004,78.690943877551035]
[null,null,"SEE998984420832","BNA1075a","Volkswagen AG","HKW Nord Generator A","01.10.1994","Coal",48.800000000000004,31998.563197000003,79.804305882352949]
[null,null,"SEE920837459195","BNA1075b","Volkswagen AG","HKW Nord Generator B","18.09.1998","Coal",48.800000000000004,32047.363197000002,79.804305882352949]
[null,null,"SEE979779484642","BNA0861b","Energie SaarLorLux AG","HKW-Römerbrücke Dampfturbinenanlage DT2","27.06.1988","Coal",42.400000000000006,32089.763197000004,80.738880952380967]
[null,null,"SEE938923083674","BNA0660","Evonik Operations GmbH","Kraftwerk I, T14","01.06.1971","Coal",44.448000000000008,32134.211197000004,82.77577533577535]
[null,null,"SEE987197130805","BNA0402","Wärme Hamburg GmbH","HKW Tiefstack","01.04.1993","Coal",155.20000000000002,32289.411197000005,83.175656441717805]
[null,null,"SEE975507584615","BNA0646a","Grosskraftwerk Mannheim","GKM Block 8","05.04.1993","Coal",348,32637.411197000005,83.175656441717805]
[null,null,"SEE929161243203","BNA0377","Uniper Kraftwerke GmbH","Staudinger 5","01.01.1992","Coal",408,33045.411197000009,83.681061728395065]
[null,null,"SEE906834978235","BNA1187","Pfeifer & Langen GmbH ＆ Co. KG","Lage Generator 2","27.08.1962","Coal",3.2616000000000001,33048.672797000007,83.94634629675501]
[null,null,"SEE952372080091","BNA0969b","SWM Services GmbH","SWM HKW Nord 2 T20","15.12.1991","Coal",266.40000000000003,33315.072797000008,84.192745341614895]
[null,null,"SEE981109871657","BNA0085a","Vattenfall Wärme Berlin AG","HKW Moabit Dampfturbine","27.02.1990","Coal",71.2,33386.272797000005,84.710825]
[null,null,"SEE989328541450","BNA0086","Vattenfall Wärme Berlin AG","HKW Reuter West Dampfturbine D","14.12.1987","Coal",225.60000000000002,33611.872797000004,84.710825]
[null,null,"SEE974883809046","BNA0087","Vattenfall Wärme Berlin AG","HKW Reuter West Dampfturbine E","01.08.1988","Coal",225.60000000000002,33837.472797000002,84.710825]
[null,null,"SEE945908806647","BNA0450","STEAG","Herne 4","25.07.1989","Coal",368,34205.472797000002,84.710825]
[null,null,"SEE954169155876","BNA0758","Energieversorgung Offenbach AG","Heizkraftwerk-Offenbach-EVO","18.10.1988","Coal",43.2,34248.672796999999,84.710825]
[null,null,"SEE974753539035","BNA0801","SWP Stadtwerke Pforzheim","Turbine 6","18.01.1990","Coal",21.52,34270.192796999996,84.710825]
[null,null,"SEE919393178787","BNA0998","STEAG","Fenne MKV","01.08.1982","Coal",143.20000000000002,34413.392796999993,84.710825]
[null,null,"SEE907162822238","BNA1061","Uniper Kraftwerke GmbH","Wilhelmshaven 1 DT","01.01.1976","Coal",572,34985.392796999993,84.710825]
[null,null,"SEE977258693776","BNA1061","Uniper Kraftwerke GmbH","Wilhelmshaven 1 ZT","01.01.1998","Coal",112,35097.392796999993,84.710825]
[null,null,"SEE968950464368","BNA0144","swb Erzeugung AG & Co. KG","KW Hastedt Block 15","16.12.1989","Coal",95.2,35192.59279699999,85.235421383647804]
[null,null,"SEE915289541482","BNA0290","Mainova AG","HKW West Block 3","15.02.1990","Coal",49.2,35241.792796999987,85.235421383647804]
[null,null,"SEE987633796220","BNA0420","enercity AG","GKH 1","26.01.1989","Coal",108.80000000000001,35350.59279699999,85.235421383647804]
[null,null,"SEE932928232242","BNA0421","enercity AG","GKH 2","21.06.1989","Coal",108.80000000000001,35459.392796999993,85.235421383647804]
[null,null,"SEE917943562765","BNA0289b","Mainova AG","HKW West Block 2","01.02.1990","Coal",49.2,35508.59279699999,85.766658227848097]
[null,null,"SEE989054024678","BNA0336","Uniper Kraftwerke GmbH","Scholven FWK","01.01.1985","Coal",56,35564.59279699999,87.401496774193546]
[null,null,"SEE959000487536","BNA1076a","Volkswagen AG","HKW West Block 1","31.01.1985","Coal",110.80000000000001,35675.392796999993,87.401496774193546]
[null,null,"SEE917432813484","BNA1076b","Volkswagen AG","HKW West Block 2","01.05.1985","Coal",110.80000000000001,35786.192796999996,87.401496774193546]
[null,null,"SEE905714722562","BNA0936","EnBW Energie Baden-Württemberg AG","Heizkraftwerk Stuttgart-Münster DT 15","01.01.1984","Coal",36,35822.192796999996,87.960597402597401]
[null,null,"SEE998383491525","BNA0935","EnBW Energie Baden-Württemberg AG","Heizkraftwerk Stuttgart-Münster DT 12","01.01.1982","Coal",36,35858.192796999996,89.100868421052638]
[null,null,"SEE930673793902","BNA0067","STEAG","Bergkamen A","01.10.1981","Coal",576,36434.192796999996,89.682331125827815]
[null,null,"SEE981220191160","BNA1467","Papierfabrik August Koehler SE","HKW Oberkirch","26.05.1987","Coal",16,36450.192796999996,90.27154666666668]
[null,null,null,null,"Nicht-EEG-Anlagen < 10 MW",null,null,"Coal",11.440000000000001,36461.632796999998,90.27154666666668]
[null,null,"SEE987838157994","BNA0999","STEAG","Fenne HKV","30.11.1989","Coal",168.8,36630.432797000001,91.473864864864865]
[null,null,"SEE950041295098","BNA1015, BNA1016","Wärme Hamburg GmbH","GTKW Wedel","23.07.1972","Oil",86.7,36717.132796999998,92.136727272727271]
[null,null,"SEE934530018092","BNA0403","Wärme Hamburg GmbH","HKW Wedel Block 2","25.11.1993","Coal",92.800000000000011,36809.932797000001,93.978694444444457]
[null,null,"SEE960100973492","BNA0404","Wärme Hamburg GmbH","HKW Wedel Block 1","25.11.1993","Coal",109.60000000000001,36919.532797,93.978694444444457]
[null,null,"SEE988421065542","BNA0557b","Currenta GmbH & Co. OHG","UER N230 NST2","02.03.1964","Coal",12.16,36931.692797000003,95.950581560283709]
[null,null,"SEE911850657996","BNA0557b","Currenta GmbH & Co. OHG","UER N230 VST1","28.01.1963","Coal",5.2,36936.892797,95.950581560283709]
[null,null,"SEE994134561226","BNA0557b","Currenta GmbH & Co. OHG","UER N230 VST2","02.03.1964","Coal",6.56,36943.452796999998,95.950581560283709]
[null,null,"SEE985117126280","BNA0926b","Sappi Stockstadt GmbH","ST_HKW_T4","01.12.1962","Coal",4.6079999999999997,36948.060796999998,96.626657142857155]
[null,null,"SEE971943692655","BNA0926b","Sappi Stockstadt GmbH","ST_HKW_T8","14.04.1982","Coal",17.315999999999999,36965.376796999997,96.626657142857155]
[null,null,"SEE906830618081","BNA0714","RWE Power AG","Fab Fortuna","01.06.1948","Lignite",13.05,36978.426797,96.906466876971621]
[null,null,"SEE933236950972","BNA0331","Uniper Kraftwerke GmbH","Scholven C","01.01.1969","Coal",276,37254.426797,97.312460431654685]
[null,null,"SEE952352206145","BNA0332","Uniper Kraftwerke GmbH","Scholven B","01.01.1968","Coal",276,37530.426797,98.008202898550735]
[null,null,"SEE970931306376","BNA0834","Solvay Chemicals GmbH","Solvay Rb TA10","01.01.1983","Coal",21.76,37552.186797000002,98.828003507746288]
[null,null,"SEE986520256656","BNA0834","Solvay Chemicals GmbH","Solvay Rb TA7","01.01.1989","Coal",10.240000000000002,37562.426797,98.828003507746288]
[null,null,"SEE964450365167","BNA0834","Solvay Chemicals GmbH","Solvay Rb TA9","01.01.1976","Coal",21.76,37584.186797000002,98.828003507746288]
[null,null,"SEE999977738880","BNA0196","Mitteldeutsche Braunkohlengesellschaft mbH","IKW Deuben","04.10.1936","Lignite",58.29,37642.476797000003,99.688474025974031]
[null,null,"SEE945740636167","BNA1500","Nodrzucker AG Werk Uelzen","Generator 1","01.09.1965","Coal",16,37658.476797000003,100.15727407407407]
[null,null,"SEE902686859227","BNA1500","Nodrzucker AG Werk Uelzen","Generator 2","01.09.1965","Coal",11.920000000000002,37670.396797000001,100.15727407407407]
[null,null,"SEE989771083484","BNA0600b","Currenta GmbH & Co. OHG","LEV KWG G02","17.11.1970","Coal",6.5872000000000002,37676.983997000003,102.4040303030303]
[null,null,"SEE976489828827","BNA0600b","Currenta GmbH & Co. OHG","LEV KWG G11","25.10.1955","Coal",15.388,37692.371997000002,102.4040303030303]
[null,null,"SEE956973616802","BNA0600b","Currenta GmbH & Co. OHG","LEV KWG G12","01.01.1958","Coal",13.788,37706.159997000002,102.4040303030303]
[null,null,"SEE976193474983","BNA0600b","Currenta GmbH & Co. OHG","LEV KWG G21","28.07.1989","Coal",10.136800000000001,37716.296797000003,102.4040303030303]
[null,null,"SEE941166182769","BNA0600b","Currenta GmbH & Co. OHG","LEV KWG G22","29.10.1991","Coal",10.136800000000001,37726.433597000003,102.4040303030303]
[null,null,"SEE969707026280","BNA0600b","Currenta GmbH & Co. OHG","LEV KWG G23","16.12.1999","Coal",4.3872,37730.820797,102.4040303030303]
[null,null,"SEE953266686481","BNA0693","SWN Stadtwerke Neumünster GmbH","T2","20.11.1982","Coal",7.6360000000000001,37738.456796999999,102.4040303030303]
[null,null,"SEE934591835126","BNA0693","SWN Stadtwerke Neumünster GmbH","T4","07.11.1974","Coal",11.284000000000001,37749.740796999999,102.4040303030303]
[null,null,"SEE943766131437","BNA0895","GKS-Gemeinschaftskraftwerk Schweinfurt GmbH","Turbine 1","01.06.1990","Coal",11.36,37761.100796999999,102.4040303030303]
[null,null,"SEE956216040883","BNA0895","GKS-Gemeinschaftskraftwerk Schweinfurt GmbH","Turbine 2","01.06.1990","Coal",8.16,37769.260797000003,102.4040303030303]
[null,null,"SEE962877818310","BNA0939a","EnBW Energie Baden-Württemberg AG","Heizkraftwerk Stuttgart-Münster DT 19","01.01.2009","Coal",15.600000000000001,37784.860797000001,102.4040303030303]
[null,null,"SEE921877855527","BNA0088a","Solvay Chemicals GmbH Werk Bernburg","Gasturbine 01 Industriekraftwerk","26.09.2020","CCGT",55.244999999999997,37840.105797000004,104.72236507936509]
[null,null,"SEE988178455061","BNA0088a","Solvay Chemicals GmbH Werk Bernburg","Gasturbine 02 Industriekraftwerk","30.12.1994","CCGT",55.244999999999997,37895.350797000006,104.72236507936509]
[null,null,"SEE966530598731","BNA0088a","Solvay Chemicals GmbH Werk Bernburg","Gegendruckdampfturbine Industriekraftwerk","30.12.1994","CCGT",18.878999999999998,37914.229797000007,104.72236507936509]
[null,null,"SEE910161577337","BNA0557a","Currenta GmbH & Co. OHG","UER L57 M1","15.12.1993","Coal",13.677600000000002,37927.90739700001,106.38450393700789]
[null,null,"SEE916683222854","BNA0557a","Currenta GmbH & Co. OHG","UER L57 M3","07.04.1964","Coal",5.78,37933.687397000009,106.38450393700789]
[null,null,"SEE975361659900","BNA1817","Stadtwerke Düsseldorf AG","SWD KWL GuD F","22.01.2016","CCGT",517.65,38451.33739700001,107.75831699346406]
[null,null,"SEE999539592561","BNA1819","Stadtwerke Flensburg","Dampfturbine 12","01.05.2016","CCGT",23.663999999999998,38475.001397000007,107.75831699346406]
[null,null,"SEE966920434281","BNA1819","Stadtwerke Flensburg","Gasturbine 12","14.04.2016","CCGT",43.587000000000003,38518.588397000007,107.75831699346406]
[null,null,"SEE989202977269","BNA1820","Gemeinschaftskraftwerk Bremen GmbH & Co. KG","GUD Mibü","01.04.2015","CCGT",386.71499999999997,38905.303397000003,107.75831699346406]
[null,null,"SEE920864082298","BNA0918b","Dow Deutschland Anlagengesellschaft mbH","01 Std GT1","16.04.2014","CCGT",39.128250000000001,38944.431647000005,108.54541563786009]
[null,null,"SEE926897163430","BNA0918b","Dow Deutschland Anlagengesellschaft mbH","01 Std GT2","07.03.2014","CCGT",39.128250000000001,38983.559897000006,108.54541563786009]
[null,null,"SEE964077382691","BNA0918b","Dow Deutschland Anlagengesellschaft mbH","01 Std GT3","25.03.2014","CCGT",39.128250000000001,39022.688147000008,108.54541563786009]
[null,null,"SEE970688261195","BNA0918b","Dow Deutschland Anlagengesellschaft mbH","01 Std ST1","01.01.1975","CCGT",12.18,39034.868147000008,108.54541563786009]
[null,null,"SEE954183997452","BNA0918b","Dow Deutschland Anlagengesellschaft mbH","01 Std ST2","19.12.2014","CCGT",11.31,39046.178147000006,108.54541563786009]
[null,null,"SEE986097297199","BNA0922","CIECH Energy Deutschland","CED_GuD_Staßfurt","08.08.1997","CCGT",87,39133.178147000006,108.54541563786009]
[null,null,"SEE948129095272","BNA0995","Uniper Kraftwerke GmbH","Irsching 4","01.01.2011","CCGT",488.07,39621.248147000006,109.16571192052982]
[null,null,"SEE982350358232","BNA0261c","Erlanger Stadtwerke AG","HKW - GuD2","10.02.2014","CCGT",5.8289999999999997,39627.077147000004,109.34426202321725]
[null,null,"SEE937536026146","BNA1950","Vattenfall Wärme Berlin AG","GuD Marzahn Gasturbine","07.05.2020","CCGT",164.86500000000001,39791.942147000002,109.88348333333334]
[null,null,"SEE915604855232","BNA1337e","DS Smith Paper Deutschland GmbH","GuD-Anlage","28.01.2013","CCGT",40.820399999999999,39832.762546999998,110.15512113617376]
[null,null,"SEE982064018118","BNA1523b","Moritz J. Weig GmbH & Co. KG","Gasturbine 2","01.10.2015","CCGT",14.485499999999998,39847.248047000001,110.15512113617376]
[null,null,"SEE915883553447","BNA0994","Gemeinschaftskraftwerk Irsching GmbH","Irsching 5 DT","01.01.2010","CCGT",245.34,40092.588046999997,110.42812395309883]
[null,null,"SEE973737205324","BNA0994","Gemeinschaftskraftwerk Irsching GmbH","Irsching 5 GT1","01.01.2010","CCGT",245.34,40337.928046999994,110.42812395309883]
[null,null,"SEE924780675428","BNA0994","Gemeinschaftskraftwerk Irsching GmbH","Irsching 5 GT2","01.01.2010","CCGT",245.34,40583.26804699999,110.42812395309883]
[null,null,"SEE997526539162","BNA0531","Energieservice Westfalen Weser GmbH","Kraftwerk-Kirchlengern_GT2","06.06.1973","Oil",16.149999999999999,40599.418046999992,111.28646864686468]
[null,null,"SEE903983424590","BNA0548b","Statkraft Markets GmbH","Kraftwerk Knapsack II","01.06.2013","CCGT",374.1,40973.51804699999,111.34812500000001]
[null,null,"SEE979958390276","BNA0606","RWE Generation SE","Emsland D DT","08.09.2010","CCGT",295.8,41269.318046999993,111.34812500000001]
[null,null,"SEE911671792326","BNA0606","RWE Generation SE","Emsland D GT1","08.09.2010","CCGT",255.345,41524.663046999995,111.34812500000001]
[null,null,"SEE929022761297","BNA0606","RWE Generation SE","Emsland D GT2","08.09.2010","CCGT",255.345,41780.008046999996,111.34812500000001]
[null,null,"SEE942982288260","BNA0442","Mark-E Aktiengesellschaft","Cuno Heizkraftwerk Herdecke H6","01.10.2007","CCGT",362.79,42142.798046999997,111.72049152542374]
[null,null,"SEE920992144554","BNA0136","Braunschweiger Versorgungs-AG & Co. KG","HKW Mitte GuD","30.12.2010","CCGT",64.38,42207.178046999994,112.66254700854702]
[null,null,"SEE923244371197","BNA0588","Stadtwerke Leipzig GmbH","Heizkraftwerk Leipzig Nord GT81","01.12.1996","CCGT",55.079700000000003,42262.257746999996,112.66254700854702]
[null,null,"SEE936196276359","BNA0588","Stadtwerke Leipzig GmbH","Heizkraftwerk Leipzig Nord GT82","01.12.1996","CCGT",55.67304,42317.930786999998,112.66254700854702]
[null,null,"SEE973101826070","BNA0805","Kraftwerk Plattling GmbH","Kraftwerk Plattling GT","24.04.2010","CCGT",70.47,42388.400786999999,112.66254700854702]
[null,null,"SEE931001040675","BNA0805","Kraftwerk Plattling GmbH","KW Plattling DT","24.04.2010","CCGT",34.365000000000002,42422.765786999997,112.66254700854702]
[null,null,"SEE913896693631","BNA0400","Wärme Hamburg GmbH","GuD Tiefstack","01.05.2009","CCGT",110.49,42533.255786999995,113.5242721791559]
[null,null,"SEE979861364876","BNA0444","K+S Minerals and Agriculture GmbH","Kraftwerk WI DT 2.1","02.07.2009","CCGT",45.849000000000004,42579.104786999997,113.5242721791559]
[null,null,"SEE993412996354","BNA0444","K+S Minerals and Agriculture GmbH","Kraftwerk WI DT3","01.01.1967","CCGT",10.5009,42589.605686999996,113.5242721791559]
[null,null,"SEE975193004329","BNA0444","K+S Minerals and Agriculture GmbH","Kraftwerk WI DT4","01.01.1982","CCGT",24.36,42613.965686999996,113.5242721791559]
[null,null,"SEE925720506642","BNA0444","K+S Minerals and Agriculture GmbH","Kraftwerk WI GT","01.01.1962","CCGT",15.225,42629.190686999995,113.5242721791559]
[null,null,"SEE984335626152","BNA0545","RheinEnergie AG","GT Niehl 2 RheinEnergie","26.03.2005","CCGT",231.42,42860.610686999993,113.62084482758623]
[null,null,"SEE916609233650","BNA0545","RheinEnergie AG","DT Niehl 2 RheinEnergie","26.03.2005","CCGT",127.89,42988.500686999992,113.62084482758623]
[null,null,"SEE996285049943","BNA0626","Kraftwerke Mainz-Wiesbaden AG","KW3 DT32","05.07.2001","CCGT",121.53899999999999,43110.039686999989,113.62084482758623]
[null,null,"SEE909927513559","BNA0626","Kraftwerke Mainz-Wiesbaden AG","KW3 GT31","05.07.2001","CCGT",253.43100000000001,43363.470686999986,113.62084482758623]
[null,null,"SEE987970110314","BNA0410","Trianel Gaskraftwerk Hamm","Trianel Gaskraftwerk Hamm Block 10","23.11.2007","CCGT",354.09,43717.560686999983,114.20379549393417]
[null,null,"SEE900628853036","BNA0411","Trianel Gaskraftwerk Hamm","Trianel Gaskraftwerk Hamm Block 20","23.12.2007","CCGT",356.7,44074.26068699998,114.20379549393417]
[null,null,"SEE905192478234","BNA0548a","Knapsack Power GmbH & Co. KG","Knapsack I","17.10.2007","CCGT",696,44770.26068699998,115.28843394575679]
[null,null,"SEE972466462527","BNA0100","Stadtwerke Bielefeld","Dampfturbine - GuD MPE","03.01.2005","CCGT",8.1344999999999992,44778.39518699998,117.10904888888889]
[null,null,"SEE972475289894","BNA0100","Stadtwerke Bielefeld","Gasturbine 1 - GuD MPE","23.11.2016","CCGT",12.223500000000001,44790.61868699998,117.10904888888889]
[null,null,"SEE915885358156","BNA0214","Stadtwerke Duisburg AG","HKW III  Block B","13.09.2004","CCGT",65.424000000000007,44856.042686999979,117.10904888888889]
[null,null,"SEE922855765289","BNA0214","Stadtwerke Duisburg AG","HKW III  Block B","23.09.2004","CCGT",65.424000000000007,44921.466686999978,117.10904888888889]
[null,null,"SEE916495905242","BNA0214","Stadtwerke Duisburg AG","HKW III  Block B","25.02.2005","CCGT",73.08,44994.54668699998,117.10904888888889]
[null,null,"SEE912764206645","BNA0261a","Erlanger Stadtwerke AG","HKW - GuD1","14.09.2005","CCGT",18.792000000000002,45013.338686999981,117.10904888888889]
[null,null,"SEE991633857065","BNA0685","Stadtwerke Münster GmbH","Gasturbine 1","30.12.2005","CCGT",27.84,45041.178686999978,117.10904888888889]
[null,null,"SEE924909675933","BNA0685","Stadtwerke Münster GmbH","Gasturbine 2","30.12.2005","CCGT",27.84,45069.018686999974,117.10904888888889]
[null,null,"SEE953872640426","BNA0685","Stadtwerke Münster GmbH","Dampfturbine","14.12.2005","CCGT",33.06,45102.078686999972,117.10904888888889]
[null,null,"SEE976880282228","BNA0742","N-ERGIE Kraftwerke GmbH","HKW Sandreuth (DT2)","06.01.1981","CCGT",34.365000000000002,45136.44368699997,117.10904888888889]
[null,null,"SEE923769915258","BNA0742","N-ERGIE Kraftwerke GmbH","HKW Sandreuth (GT1)","03.05.2005","CCGT",37.409999999999997,45173.853686999973,117.10904888888889]
[null,null,"SEE949895584069","BNA0743","N-ERGIE Kraftwerke GmbH","HKW Sandreuth (DT3)","06.01.1981","CCGT",33.733380000000004,45207.587066999971,117.10904888888889]
[null,null,"SEE942019110397","BNA0743","N-ERGIE Kraftwerke GmbH","HKW Sandreuth (GT2)","03.05.2005","CCGT",37.409999999999997,45244.997066999975,117.10904888888889]
[null,null,"SEE975188536989","BNA0861a","Energie SaarLorLux AG","HKW-Römerbrücke GuD-Anlage","01.01.2005","CCGT",34.799999999999997,45279.797066999978,117.10904888888889]
[null,null,"SEE994055644299","BNA1082","WSW Energie & Wasser AG","BHKW15","04.12.2017","CCGT",2.2785300000000004,45282.075596999981,117.10904888888889]
[null,null,"SEE968471468838","BNA1082","WSW Energie & Wasser AG","DT23","30.12.2005","CCGT",26.97,45309.045596999982,117.10904888888889]
[null,null,"SEE960352714492","BNA1082","WSW Energie & Wasser AG","GT11","30.12.2005","CCGT",23.663999999999998,45332.709596999979,117.10904888888889]
[null,null,"SEE978399772948","BNA1082","WSW Energie & Wasser AG","GT12","30.12.2005","CCGT",23.663999999999998,45356.373596999976,117.10904888888889]
[null,null,"SEE980327120226","BNA0684a","SWM Services GmbH","SWM HKW Sued GuD2 GT61","17.11.2004","CCGT",108.66300000000001,45465.036596999977,118.04137992831541]
[null,null,"SEE976219797843","BNA0684b","SWM Services GmbH","SWM HKW Sued GuD2 GT62","17.11.2004","CCGT",107.79300000000001,45572.829596999974,118.04137992831541]
[null,null,"SEE996720450723","BNA0684c","SWM Services GmbH","SWM HKW Sued GuD2 DT60","17.11.2004","CCGT",111.012,45683.841596999977,118.04137992831541]
[null,null,"SEE984037976906","BNA0658","Evonik Operations GmbH","Kraftwerk III, GT311","22.11.1973","CCGT",53.180489999999999,45737.022086999976,118.98887082204155]
[null,null,"SEE934361309352","BNA0659","Evonik Operations GmbH","Kraftwerk III, GT312","01.01.1974","CCGT",67.483289999999997,45804.505376999972,118.98887082204155]
[null,null,"SEE940224582367","BNA1196b","Almatis GmbH","Motor 1","01.04.2008","CCGT",3.6974999999999998,45808.202876999974,118.98887082204155]
[null,null,"SEE983959934148","BNA0418","enercity AG","HKW Linden DT","20.06.1996","CCGT",67.86,45876.062876999975,119.73652727272727]
[null,null,"SEE999585452499","BNA0418","enercity AG","HKW Linden GT1","02.11.2011","CCGT",71.34,45947.402876999971,119.73652727272727]
[null,null,"SEE965551192713","BNA0418","enercity AG","HKW Linden GT3","02.11.2009","CCGT",60.9,46008.302876999973,119.73652727272727]
[null,null,"SEE930072747674",null,"Mercedes-Benz AG","KWKG-Anlage 408714242","21.11.2013","CCGT",59.27919,46067.582066999974,119.73652727272727]
[null,null,"SEE956061511231",null,"Julius Schulte Trebsen GmbH & Co. KG","GuD Anlage DT","18.09.2013","CCGT",1.2475799999999999,46068.829646999977,119.73652727272727]
[null,null,"SEE922877375398",null,"Julius Schulte Trebsen GmbH & Co. KG","GuD Anlage GT","18.09.2013","CCGT",7.8500099999999993,46076.679656999979,119.73652727272727]
[null,null,"SEE992769312817",null,"K+S Minerals and Agriculture GmbH","Kraftwerk UB GT1","02.07.2016","CCGT",4.3064999999999998,46080.986156999978,119.73652727272727]
[null,null,"SEE996145759296",null,"K+S Minerals and Agriculture GmbH","Kraftwerk UB GT2","02.07.2017","CCGT",4.7850000000000001,46085.771156999981,119.73652727272727]
[null,null,"SEE936181210535",null,"K+S Minerals and Agriculture GmbH","Kraftwerk ZI GT 2","02.07.2017","CCGT",4.7763,46090.547456999979,119.73652727272727]
[null,null,"SEE927820549208","BNA1334","CR3-Kaffeeveredelung M. Hermsen GmbH","GT1","01.01.1993","CCGT",4.1498999999999997,46094.697356999975,119.95189435336977]
[null,null,"SEE977050146562","BNA1334","CR3-Kaffeeveredelung M. Hermsen GmbH","GT2","01.12.2001","CCGT",4.3717500000000005,46099.069106999974,119.95189435336977]
[null,null,"SEE997706570718","BNA1334","CR3-Kaffeeveredelung M. Hermsen GmbH","GT3","01.02.2002","CCGT",4.3717500000000005,46103.440856999972,119.95189435336977]
[null,null,"SEE947816911833","BNA0172a","Wacker Chemie AG","Gasturbinenanlage 12","27.07.2001","CCGT",119.19,46222.630856999975,120.93083562901745]
[null,null,"SEE934669010578","BNA0105","envia THERM GmbH","Bitterfeld GuD","08.08.2000","CCGT",93.96,46316.590856999974,121.9260925925926]
[null,null,"SEE991220769276","BNA0199","RWE Generation SE","Dormagen DT","23.07.2000","CCGT",168.78,46485.370856999973,121.9260925925926]
[null,null,"SEE914857304191","BNA0199","RWE Generation SE","Dormagen GT1","23.07.2000","CCGT",160.08000000000001,46645.450856999974,121.9260925925926]
[null,null,"SEE908089235248","BNA0199","RWE Generation SE","Dormagen GT2","23.07.2000","CCGT",160.08000000000001,46805.530856999976,121.9260925925926]
[null,null,"SEE957083466325","BNA0220","Stadtwerke Düsseldorf AG","SWD KWL AGuD","28.07.2000","CCGT",87,46892.530856999976,121.9260925925926]
[null,null,"SEE915645322953","BNA0256","SWE Energie GmbH","GT 1","17.12.1999","CCGT",20.010000000000002,46912.540856999978,121.9260925925926]
[null,null,"SEE924373150776","BNA0256","SWE Energie GmbH","GT 2","17.12.1999","CCGT",20.010000000000002,46932.55085699998,121.9260925925926]
[null,null,"SEE923412553844","BNA1450","DREWSEN Spezialpapiere GmbH & Co. KG","GuD Anlage DREWSEN Spezialpapiere (Dampfturbine)","22.08.2000","CCGT",6.96,46939.510856999979,121.9260925925926]
[null,null,"SEE957201039868","BNA1450","DREWSEN Spezialpapiere GmbH & Co. KG","GuD Anlage DREWSEN Spezialpapiere (Gasturbine)","22.08.2000","CCGT",6.96,46946.470856999978,121.9260925925926]
[null,null,"SEE986331287955","BNA0491","RWE Power AG","Fab Berrenrath","28.02.1992","Lignite",85.26,47031.73085699998,121.94083665338646]
[null,null,"SEE928580946900","BNA0857","Opel Automobile GmbH","GuD-Heizkraftwerk M120","02.08.1999","CCGT",97.875,47129.60585699998,122.93807656395893]
[null,null,"SEE959858570855","BNA0592","InfraLeuna GmbH","GT4","01.10.1998","OCGT",33.408000000000001,47163.013856999984,123.46721280602637]
[null,null,"SEE900534814473",null,"Covestro Brunsbüttel Energie GmbH","Stromgenerator 2 (SE2)","13.05.2020","Other",2.9750000000000001,47165.988856999982,123.86815]
[null,null,"SEE931652054403",null,"Infraserv GmbH & Co. Höchst KG","IPH Strom GT2","12.10.2011","Other",3.57,47169.558856999982,123.86815]
[null,null,"SEE988071059649",null,"BASF SE","V159 ET","14.06.2013","Other",1.9124999999999999,47171.47135699998,123.86815]
[null,null,"SEE915087411024",null,"Wärme Hamburg GmbH","WUW Bille","03.09.2019","Other",3.74,47175.211356999978,123.86815]
[null,null,"SEE983506501298",null,"Dr. Ing. h.c. F. Porsche AG","W02_B46_BHKW1","15.10.2010","Other",1.6700799999999998,47176.881436999982,123.86815]
[null,null,"SEE947225049813",null,"TOTAL Raffinerie Mitteldeutschland GmbH","TRM GT2901","01.09.2012","Other",1.53,47178.411436999981,123.86815]
[null,null,"SEE900452778307",null,"Salzgitter Flachstahl GmbH","GGT HO B","15.04.2012","Other",6.9699999999999989,47185.381436999982,123.86815]
[null,null,"SEE917568874298",null,"Sachsenmilch Leppersdorf GmbH","7710MKA10-DT","21.07.2014","Other",4.9928999999999997,47190.374336999979,123.86815]
[null,null,"SEE903153060207","BNA0293","Cerdia Produktions GmbH","Dampfturbine9","18.04.2020","CCGT",15.954929999999999,47206.329266999979,123.96721280602637]
[null,null,"SEE972356296461","BNA0293","Cerdia Produktions GmbH","Gasturbine","01.10.1998","CCGT",33.493259999999999,47239.822526999982,123.96721280602637]
[null,null,"SEE978207781308","BNA0546","RheinEnergie AG","GuD Merkenich RheinEnergie","27.01.2004","CCGT",94.134,47333.95652699998,124.19828301886793]
[null,null,"SEE961660070034","BNA1182","RheinEnergie AG","Block 4 Merkenich RheinEnergie","12.10.2010","CCGT",13.484999999999999,47347.441526999981,124.19828301886793]
[null,null,"SEE993408840296","BNA0662b","Evonik Operations GmbH","Kraftwerk I, EKT16","15.12.1972","Coal",36.792000000000002,47384.233526999982,124.87159259259259]
[null,null,"SEE901120268069","BNA0662b","Evonik Operations GmbH","Kraftwerk I, GT11","22.02.1942","Coal",14.719999999999999,47398.953526999983,124.87159259259259]
[null,null,"SEE953373967701","BNA0662b","Evonik Operations GmbH","Kraftwerk I, GT9","13.06.1941","Coal",12.600000000000001,47411.553526999982,124.87159259259259]
[null,null,"SEE952266131625","BNA0662b","Evonik Operations GmbH","Kraftwerk I, KT13","16.12.1949","Coal",16.411200000000001,47427.964726999984,124.87159259259259]
[null,null,"SEE991559435767","BNA0662b","Evonik Operations GmbH","Kraftwerk I, KT5","12.08.1940","Coal",12.510400000000001,47440.475126999983,124.87159259259259]
[null,null,"SEE993836152862","BNA0662b","Evonik Operations GmbH","Kraftwerk I, KT7","04.11.1941","Coal",14.057600000000001,47454.532726999983,124.87159259259259]
[null,null,"SEE944122961347","BNA0615","BASF SE","GuD Süd GT1","14.07.1997","CCGT",150.51,47605.042726999985,125.0139411206078]
[null,null,"SEE923421872301","BNA0615","BASF SE","GuD Süd GT2","14.07.1997","CCGT",143.98499999999999,47749.027726999986,125.0139411206078]
[null,null,"SEE943309807898","BNA0615","BASF SE","GuD Süd DT","14.07.1997","CCGT",62.204999999999998,47811.232726999988,125.0139411206078]
[null,null,"SEE964935453853","BNA0688","Neubrandenburger Stadtwerke GmbH","DT","16.05.1997","CCGT",23.01933,47834.252056999991,125.0139411206078]
[null,null,"SEE975464070619","BNA0688","Neubrandenburger Stadtwerke GmbH","GT1","16.05.1997","CCGT",20.672069999999998,47854.924126999991,125.0139411206078]
[null,null,"SEE932265704129","BNA0688","Neubrandenburger Stadtwerke GmbH","GT2","16.05.1997","CCGT",20.118749999999999,47875.042876999993,125.0139411206078]
[null,null,"SEE900957573537","BNA0598b","InfraLeuna GmbH","KT1","30.04.2010","Other",17,47892.042876999993,125.10924242424242]
[null,null,"SEE956943312185","BNA0614c","BASF SE","A718 KT9","30.04.2008","Other",38.674999999999997,47930.717876999995,125.10924242424242]
[null,null,"SEE965768299069","BNA0392b","Heizkraftwerk Halle-Trotha GmbH","Heizkraftwerk Halle-Trotha","01.04.1994","CCGT",52.308749999999996,47983.026626999992,125.36683809523809]
[null,null,"SEE991087959599","BNA0504","TEAG Thüringer Energie AG","Dampfturbine 1 Jena","26.09.1996","CCGT",21.75,48004.776626999992,126.07871647509577]
[null,null,"SEE963454497492","BNA0504","TEAG Thüringer Energie AG","Dampfturbine 2 Jena","26.09.1996","CCGT",33.93,48038.706626999992,126.07871647509577]
[null,null,"SEE998644964959","BNA0504","TEAG Thüringer Energie AG","Gasturbine 1 Jena","26.09.1996","CCGT",33.93,48072.636626999993,126.07871647509577]
[null,null,"SEE994538470544","BNA0504","TEAG Thüringer Energie AG","Gasturbine 2 Jena","26.09.1996","CCGT",33.93,48106.566626999993,126.07871647509577]
[null,null,"SEE959025997980","BNA0504","TEAG Thüringer Energie AG","Gasturbine 3 Jena","26.09.1996","CCGT",33.93,48140.496626999993,126.07871647509577]
[null,null,"SEE916662059105","BNA0848","Stadtwerke Rostock Aktiengesellschaft","GuD-Block 1","13.06.1996","CCGT",31.32,48171.816626999993,126.07871647509577]
[null,null,"SEE942226311273","BNA0848","Stadtwerke Rostock Aktiengesellschaft","GuD-Block 2","15.08.1996","CCGT",31.32,48203.136626999993,126.07871647509577]
[null,null,"SEE908746529123","BNA0848","Stadtwerke Rostock Aktiengesellschaft","GuD-Block 3","01.10.1996","CCGT",31.32,48234.456626999992,126.07871647509577]
[null,null,"SEE916790688901",null,"BASF SE","NSD-204","24.03.2016","Oil",0.89249999999999996,48235.349126999994,126.313]
[null,null,"SEE952081093863",null,"BASF SE","NSD-206","15.04.2010","Oil",0.91800000000000004,48236.267126999992,126.313]
[null,null,"SEE915062141939",null,"Boehringer Ingelheim Pharma GmbH&Co.KG","Boehringer Ingelheim - H111 - NG4","11.05.2016","Oil",1.87,48238.137126999995,126.313]
[null,null,"SEE936522319972",null,"Covestro Brunsbüttel Energie GmbH","Dieselgenerator 1 (DMG1)","20.01.2015","Oil",1.7,48239.837126999992,126.313]
[null,null,"SEE946983246939",null,"Covestro Brunsbüttel Energie GmbH","Dieselgenerator 2 (DMG2)","20.01.2015","Oil",1.7,48241.537126999989,126.313]
[null,null,"SEE934706805181",null,"Dr. Ing. h.c. F. Porsche AG","W08_PST_Mantelobjekt","01.12.2016","Oil",19.291174999999999,48260.828301999987,126.313]
[null,null,"SEE960162708360",null,"Kelheim Fibres GmbH","Turbine 4","01.09.1952","Oil",4.5296499999999993,48265.357951999984,126.313]
[null,null,"SEE924743461013",null,"Siltronic AG","Aggr 1 LM","14.11.2003","Oil",1.36,48266.717951999985,126.313]
[null,null,"SEE912799230783",null,"Siltronic AG","Aggr 2 LM","14.11.2003","Oil",1.36,48268.077951999985,126.313]
[null,null,"SEE954409500893",null,"Siltronic AG","Aggr 3 LM","14.11.2003","Oil",1.36,48269.437951999986,126.313]
[null,null,"SEE969481532410",null,"Siltronic AG","Aggr 4 LM","16.10.2008","Oil",1.36,48270.797951999986,126.313]
[null,null,"SEE955340004730",null,"Siltronic AG","Aggr. 1_9026","10.08.2016","Oil",1.0625,48271.860451999986,126.313]
[null,null,"SEE911375937931",null,"Siltronic AG","Aggr. 2_9026","10.08.2016","Oil",1.0625,48272.922951999986,126.313]
[null,null,"SEE982386651765",null,"Siltronic AG","Aggr_9015","05.10.2020","Oil",1.0625,48273.985451999986,126.313]
[null,null,"SEE973987115114",null,"Stadtwerke Münster GmbH","Aggregat Hafen","01.09.2014","Oil",0.89760000000000006,48274.883051999983,126.313]
[null,null,"SEE945470933949",null,"Schwarz IT KG","3 - IDC 3 (Rötelstr. 30)","01.07.2014","Oil",0.93500000000000005,48275.818051999981,126.313]
[null,null,"SEE936773524729",null,"Schwarz IT KG","DC03 (Rötelstr. 30)","01.07.2014","Oil",0.93500000000000005,48276.753051999978,126.313]
[null,null,"SEE942538982529",null,"Schwarz IT KG","für das Verwaltungsgebäude in der Rötelstraße 30 (betreut durch das OFM)","01.10.2010","Oil",2.9452499999999997,48279.698301999975,126.313]
[null,null,"SEE982109200867",null,"Schwarz IT KG","RZ-Parkhaus-Stiftsberg-DC01 Modul 1","01.10.2010","Oil",2.9452499999999997,48282.643551999972,126.313]
[null,null,"SEE929683710078",null,"Schwarz IT KG","RZ-Parkhaus-Stiftsberg-DC01 Modul 2","01.08.2017","Oil",2.9452499999999997,48285.588801999969,126.313]
[null,null,"SEE973787734782",null,"Schwarz IT KG","RZ-Parkhaus-Stiftsberg-DC01 Modul 2.1","01.08.2017","Oil",2.9452499999999997,48288.534051999966,126.313]
[null,null,"SEE923340224045",null,"SWN Stadtwerke Neumünster GmbH","D4","18.01.2021","Oil",1.4841,48290.018151999968,126.313]
[null,null,"SEE948375642084",null,"Salzgitter Flachstahl GmbH","SSD1","05.11.2013","Oil",2.1063000000000001,48292.124451999967,126.313]
[null,null,"SEE901935169124",null,"Salzgitter Flachstahl GmbH","SSD2","12.11.2013","Oil",2.1063000000000001,48294.230751999967,126.313]
[null,null,"SEE982082292286",null,"Salzgitter Flachstahl GmbH","SSD3","20.11.2013","Oil",2.1063000000000001,48296.337051999966,126.313]
[null,null,"SEE923485223774",null,"STEAG","Fenne MKV Gasturbine","01.08.1982","Oil",29.75,48326.087051999966,126.313]
[null,null,"SEE966235726637",null,"Volkswagen AG","011_CS01_USV-1","14.05.2013","Oil",0.94350000000000001,48327.030551999967,126.313]
[null,null,"SEE920130351394",null,"Volkswagen AG","011_CS01_USV-2","14.05.2013","Oil",0.94350000000000001,48327.974051999969,126.313]
[null,null,"SEE993275815625",null,"Volkswagen AG","011_CS09_USV-A-1","01.12.2016","Oil",1.7,48329.674051999966,126.313]
[null,null,"SEE984460499508",null,"Volkswagen AG","011_CS09_USV-B-1","01.12.2016","Oil",1.7,48331.374051999963,126.313]
[null,null,"SEE950379558698",null,"Volkswagen AG","011_DY01_USV-A-2","01.09.2016","Oil",1.7,48333.07405199996,126.313]
[null,null,"SEE907667431027",null,"Volkswagen AG","011_DY01_USV-B-2","01.12.2016","Oil",1.7,48334.774051999957,126.313]
[null,null,"SEE996033213305",null,"Volkswagen AG","011-DY01 USV-A-1","12.12.2010","Oil",1.7,48336.474051999954,126.313]
[null,null,"SEE957716831667",null,"Volkswagen AG","011-DY01 USV-B-1","12.12.2010","Oil",1.7,48338.174051999951,126.313]
[null,null,"SEE955509938364",null,"Volkswagen AG","EATA_H72a_GDV_31","01.01.2000","Oil",1.0675999999999999,48339.241651999953,126.313]
[null,null,"SEE976944273018","BNA1504","Daimler Truck AG","Rollenprüfstand 1, Gebäude 38","18.09.2019","Oil",1.1560000000000001,48340.397651999956,126.53268219383924]
[null,null,"SEE967194778880","BNA0207","DREWAG - Stadtwerke Dresden GmbH","GT1","14.04.1995","CCGT",53.94,48394.337651999958,127.16200966183577]
[null,null,"SEE968254365774","BNA0207","DREWAG - Stadtwerke Dresden GmbH","GT2","14.03.1995","CCGT",53.94,48448.277651999961,127.16200966183577]
[null,null,"SEE901410470721","BNA0207","DREWAG - Stadtwerke Dresden GmbH","GT3","29.03.1995","CCGT",53.94,48502.217651999963,127.16200966183577]
[null,null,"SEE950477241393","BNA0207","DREWAG - Stadtwerke Dresden GmbH","DT","21.04.1995","CCGT",64.38,48566.59765199996,127.16200966183577]
[null,null,"SEE919296928137","BNA0755a, BNA0755b","Kraftwerk Obernburg","Sammelschienen-Kraftwerk Gas- und Dampfturbinen","01.06.1956","CCGT",92.815950000000001,48659.413601999957,127.16200966183577]
[null,null,"SEE918548652318","BNA0318","RhönEnergie Fulda GmbH","Kraftwerk Fulda Aggregat 1","01.01.2010","Oil",3.06,48662.473601999955,127.22815411735078]
[null,null,"SEE978426302629","BNA0318","RhönEnergie Fulda GmbH","Kraftwerk Fulda Aggregat 2","01.01.2010","Oil",5.3464999999999998,48667.820101999954,127.22815411735078]
[null,null,"SEE976995281321","BNA0318","RhönEnergie Fulda GmbH","Kraftwerk Fulda Aggregat 3A","01.01.2010","Oil",2.3459999999999996,48670.166101999952,127.22815411735078]
[null,null,"SEE970444408703","BNA0318","RhönEnergie Fulda GmbH","Kraftwerk Fulda Aggregat 3B","01.01.2010","Oil",2.3459999999999996,48672.51210199995,127.22815411735078]
[null,null,"SEE918541277334","BNA0318","RhönEnergie Fulda GmbH","Kraftwerk Fulda Aggregat 3C","01.01.2010","Oil",2.3459999999999996,48674.858101999947,127.22815411735078]
[null,null,"SEE967464788519","BNA0318","RhönEnergie Fulda GmbH","Kraftwerk Fulda Aggregat 4A","01.01.2020","Oil",2.3459999999999996,48677.204101999945,127.22815411735078]
[null,null,"SEE959614237596","BNA0318","RhönEnergie Fulda GmbH","Kraftwerk Fulda Aggregat 4B","01.01.2020","Oil",2.3459999999999996,48679.550101999943,127.22815411735078]
[null,null,"SEE982248430859","BNA0318","RhönEnergie Fulda GmbH","Kraftwerk Fulda Aggregat 5","01.01.2010","Oil",0.95200000000000007,48680.50210199994,127.22815411735078]
[null,null,"SEE943750140889","BNA0894e","PCK Raffinerie GmbH","4MKA","04.09.2011","Oil",50.15,48730.652101999942,127.22815411735078]
[null,null,"SEE963827374382","BNA0130","Uniper Kraftwerke GmbH","Kirchmöser DT","01.01.1994","CCGT",50.46,48781.112101999941,128.26430799220273]
[null,null,"SEE905035807238","BNA0130","Uniper Kraftwerke GmbH","Kirchmöser GT 1","01.01.1994","CCGT",52.2,48833.312101999938,128.26430799220273]
[null,null,"SEE902267138956","BNA0130","Uniper Kraftwerke GmbH","Kirchmöser GT 2","01.01.1994","CCGT",52.2,48885.512101999935,128.26430799220273]
[null,null,"SEE947225300921","BNA0593","InfraLeuna GmbH","GT1","01.07.1994","CCGT",32.19,48917.702101999937,128.26430799220273]
[null,null,"SEE912160334607","BNA0594","TOTAL Raffinerie Mitteldeutschland GmbH","Leuna GT2","01.07.1994","CCGT",32.19,48949.89210199994,128.26430799220273]
[null,null,"SEE930522848685","BNA0595","InfraLeuna GmbH","GT3","01.07.1994","CCGT",33.408000000000001,48983.300101999943,128.26430799220273]
[null,null,"SEE904165703137","BNA0893","BASF Schwarzheide GmbH","GT1","28.11.1994","CCGT",35.820509999999999,49019.120611999941,128.26430799220273]
[null,null,"SEE918705951896","BNA0893","BASF Schwarzheide GmbH","GT2","28.11.1994","CCGT",35.820509999999999,49054.941121999938,128.26430799220273]
[null,null,"SEE971164680486","BNA0893","BASF Schwarzheide GmbH","DT1","28.11.1994","CCGT",16.317720000000001,49071.258841999937,128.26430799220273]
[null,null,"SEE961788817153","BNA0893","BASF Schwarzheide GmbH","DT2","05.12.1997","CCGT",10.44,49081.69884199994,128.26430799220273]
[null,null,"SEE991050894971","BNA0598a","InfraLeuna GmbH","EKT","14.02.2000","Other",11.9,49093.598841999941,128.65522077922077]
[null,null,"SEE906899424722","BNA0616b","BASF SE","S300 NT7","21.11.2001","Other",20.399999999999999,49113.998841999943,128.65522077922077]
[null,null,"SEE974910236807",null,"BASF SE","N822 GE1","01.01.1991","Other",2.2524999999999999,49116.251341999945,128.65522077922077]
[null,null,"SEE916689752430",null,"BASF SE","N822 GE2","01.01.1991","Other",2.2524999999999999,49118.503841999947,128.65522077922077]
[null,null,"SEE923597137761",null,"Sasol Germany GmbH","DT1","15.01.1993","Other",1.1134999999999999,49119.617341999947,128.65522077922077]
[null,null,"SEE982182442567",null,"TOTAL Raffinerie Mitteldeutschland GmbH","TRM FCC","01.11.1997","Other",1.7,49121.317341999944,128.65522077922077]
[null,null,"SEE974889284021",null,"ExxonMobil Production Deutschland GmbH","Expansionsturbinen S","01.01.1992","Other",1.02,49122.337341999941,128.65522077922077]
[null,null,"SEE910877433255",null,"ExxonMobil Production Deutschland GmbH","Expansionsturbinen S2","01.01.1992","Other",1.02,49123.357341999937,128.65522077922077]
[null,null,"SEE988296656760",null,"Südzucker AG","Dampfturbine III Südzucker Plattling","01.05.2001","Other",6.8,49130.15734199994,128.65522077922077]
[null,null,"SEE987252656561",null,"TWS Thüringer Wärme Service GmbH","HKW Schwarza Dampfturbosatz","01.04.2005","Other",8.083499999999999,49138.240841999941,128.65522077922077]
[null,null,"SEE975925776395",null,"Klingele Papierwerke GmbH & Co. KG Papierfabrik Weener","GDT","23.11.2009","Other",2.1165000000000003,49140.357341999937,128.65522077922077]
[null,null,"SEE933880771312",null,"Stadtwerke Aachen AG","BHKW Brander Feld Modul 2","01.01.2006","Other",1.6915,49142.048841999938,128.65522077922077]
[null,null,"SEE991800922688",null,"Stadtwerke Aachen AG","BHKW Schloss Rahe","31.10.2006","Other",0.99365000000000003,49143.042491999935,128.65522077922077]
[null,null,"SEE956217502250",null,"Salzgitter Flachstahl GmbH","GGT HO A","15.08.1998","Other",6.8,49149.842491999938,128.65522077922077]
[null,null,"SEE944995057840","BNA1329","Kübler & Niethammer Papierfabrik Kriebstein GmbH","Gasturbine","08.04.1993","CCGT",8.5259999999999998,49158.368491999936,129.38611602753198]
[null,null,"SEE906722372718","BNA1329","Kübler & Niethammer Papierfabrik Kriebstein GmbH","Gegendruckturbine 3 MW","08.04.1993","CCGT",2.5882499999999999,49160.956741999937,129.38611602753198]
[null,null,"SEE958827094903","BNA1523a","Moritz J. Weig GmbH & Co. KG","Gasturbine 1","01.10.2015","CCGT",3.0449999999999999,49164.001741999935,130.52795634920636]
[null,null,"SEE909886576275","BNA1023","RWE Power AG","Weißweiler G VGT","04.08.2006","CCGT",174,49338.001741999935,131.56018]
[null,null,"SEE999117793854","BNA1024","RWE Power AG","Weißweiler H VGT","19.12.2006","CCGT",174,49512.001741999935,131.56018]
[null,null,"SEE944095305490","BNA1087","Heizkraftwerk Würzburg GmbH","Heizkraftwerk an der Friedensbrücke GasturbineII","13.02.2009","CCGT",26.1,49538.101741999933,131.56018]
[null,null,"SEE967844487346","BNA1088","Heizkraftwerk Würzburg GmbH","Heizkraftwerk an der Friedensbrücke GasturbineI","21.02.2005","CCGT",39.15,49577.251741999935,131.56018]
[null,null,"SEE947712976042",null,"K+S Minerals and Agriculture GmbH","Kraftwerk NE GT KW","02.07.1990","CCGT",1.131,49578.382741999936,131.56018]
[null,null,"SEE963667652152",null,"K+S Minerals and Agriculture GmbH","Kraftwerk ZI GT1 doppelt prüfen durch K+S","02.07.1995","CCGT",4.5674999999999999,49582.950241999933,131.56018]
[null,null,"SEE983424047212",null,"Stadtwerke Frankfurt (Oder) GmbH","HKW GT","09.10.1997","CCGT",21.75,49604.700241999933,131.56018]
[null,null,"SEE986633590692",null,"Smurfit Kappa Hoya Papier und Karton GmbH","GT1 CTX","01.01.1996","CCGT",4.4848499999999998,49609.185091999934,131.56018]
[null,null,"SEE940780197517",null,"Schoeller Technocell GmbH & Co.KG","Schoeller Technocell GmbH & Co.KG Osnabrück","01.01.1994","CCGT",13.398,49622.583091999935,131.56018]
[null,null,"SEE954086855965","BNA0894c","PCK Raffinerie GmbH","1MKA","04.06.1998","Oil",90.1,49712.683091999934,131.9435736677116]
[null,null,"SEE995943794058","BNA0894d","PCK Raffinerie GmbH","2MKA","04.06.1998","Oil",90.1,49802.783091999932,131.9435736677116]
[null,null,"SEE986145450682","BNA1166","Kreis Weseler Abfallgesellschaft mbH & Co.KG","Notstromdiesel","01.01.1997","Oil",4.08,49806.863091999934,132.32093266963585]
[null,null,"SEE904887370686","BNA0597","InfraLeuna GmbH","DT1","01.07.1994","Other",7.3949999999999996,49814.258091999931,132.40978609625668]
[null,null,"SEE967441234602","BNA1509","BP Europa SE","GT1","06.12.1996","Oil",19.04,49833.298091999932,132.70047293746717]
[null,null,"SEE909297051026","BNA1509","BP Europa SE","GT2","06.12.1996","Oil",19.294999999999998,49852.59309199993,132.70047293746717]
[null,null,"SEE950981928360","BNA1509","BP Europa SE","TG4","06.12.1996","Oil",9.2650000000000006,49861.858091999929,132.70047293746717]
[null,null,"SEE969775213346","BNA0547","Shell Deutschland GmbH","Rheinland Raffinerie, Kraftwerk Godorf","01.01.2016","Oil",82.534999999999997,49944.393091999933,132.90842105263158]
[null,null,"SEE982556430190","BNA0596","TOTAL Raffinerie Mitteldeutschland GmbH","Raffineriekraftwerk Leuna HDT","01.01.1997","Oil",24.905000000000001,49969.298091999932,132.90842105263158]
[null,null,"SEE912935247576","BNA0596","TOTAL Raffinerie Mitteldeutschland GmbH","Raffineriekraftwerk Leuna MDT","01.01.1997","Oil",28.389999999999997,49997.688091999931,132.90842105263158]
[null,null,"SEE974711013546","BNA0596","TOTAL Raffinerie Mitteldeutschland GmbH","Raffineriekraftwerk Leuna NDT","01.01.1997","Oil",25.33,50023.018091999933,132.90842105263158]
[null,null,"SEE921706084241","BNA1083","WSW Energie & Wasser AG","GT22","09.07.2008","Oil",25.5,50048.518091999933,132.90842105263158]
[null,null,"SEE954780579013",null,"AUDI","IN_WERK_PST_Gesamt","01.07.1990","Oil",38.401299999999999,50086.919391999931,132.90842105263158]
[null,null,"SEE958261845871",null,"AUDI","NEC_WERK_PST_NORD","31.12.1999","Oil",1.8138999999999998,50088.733291999932,132.90842105263158]
[null,null,"SEE913657334902",null,"AUDI","NEC_WERK_PST_SÜD","31.12.1994","Oil",17.484500000000001,50106.21779199993,132.90842105263158]
[null,null,"SEE922559384908",null,"BASF SE","NSD-101","12.05.1988","Oil",5.7374999999999998,50111.955291999933,132.90842105263158]
[null,null,"SEE920556442270",null,"BASF SE","NSD-102","12.05.1988","Oil",5.7374999999999998,50117.692791999936,132.90842105263158]
[null,null,"SEE941830461497",null,"BASF SE","NSD-103","29.02.1992","Oil",1.02,50118.712791999933,132.90842105263158]
[null,null,"SEE902011821608",null,"BASF SE","NSD-205","01.01.1989","Oil",0.89249999999999996,50119.605291999935,132.90842105263158]
[null,null,"SEE988040578546",null,"Boehringer Ingelheim Pharma GmbH&Co.KG","Boehringer Ingelheim - 2325 - NG2","04.07.1989","Oil",3.6040000000000001,50123.209291999934,132.90842105263158]
[null,null,"SEE970928898099",null,"GKS-Gemeinschaftskraftwerk Schweinfurt GmbH","VMA 1","23.04.1990","Oil",3.145,50126.354291999931,132.90842105263158]
[null,null,"SEE905714982744",null,"GKS-Gemeinschaftskraftwerk Schweinfurt GmbH","VMA 2","23.07.1997","Oil",3.4849999999999994,50129.839291999931,132.90842105263158]
[null,null,"SEE953940047089",null,"Kraftwerke Mainz-Wiesbaden AG","SSD","01.01.1977","Oil",2.5499999999999998,50132.389291999934,132.90842105263158]
[null,null,"SEE997738174762",null,"Stadtwerke Augsburg Energie GmbH","HKW, Dieselaggregat 1","04.07.1989","Oil",2.125,50134.514291999934,132.90842105263158]
[null,null,"SEE940009163477",null,"Stadtwerke Augsburg Energie GmbH","HKW, Dieselaggregat 2","04.07.1989","Oil",2.125,50136.639291999934,132.90842105263158]
[null,null,"SEE971897030428",null,"Smurfit Kappa Herzberg Solid Board GmbH","Dieselaggregat","01.01.1978","Oil",0.85,50137.489291999933,132.90842105263158]
[null,null,"SEE960058020569",null,"Stadtwerke Karlsruhe GmbH","Spitzenstromerzeuger 3 (Diesel 3 HKW-West)","28.01.1981","Oil",2.9750000000000001,50140.464291999931,132.90842105263158]
[null,null,"SEE910806335483",null,"Stadtwerke Karlsruhe GmbH","Spitzenstromerzeuger 4 (Diesel 4 HKW-West)","28.01.1981","Oil",2.9750000000000001,50143.43929199993,132.90842105263158]
[null,null,"SEE918397495210",null,"SWM Services GmbH","SWM HKW Sued GuD1 SSD","01.10.1980","Oil",2.125,50145.56429199993,132.90842105263158]
[null,null,"SEE961021885321",null,"SWN Stadtwerke Neumünster GmbH","D3","01.01.1986","Oil",4.6749999999999998,50150.239291999933,132.90842105263158]
[null,null,"SEE926900618322","BNA0369","envia THERM GmbH","Sermuth BHKW 1","01.10.1995","Oil",4.8449999999999998,50155.084291999934,133.08221343873518]
[null,null,"SEE929776487108","BNA0369","envia THERM GmbH","Sermuth BHKW 2","01.10.1995","Oil",4.8449999999999998,50159.929291999935,133.08221343873518]
[null,null,"SEE907222955227","BNA0369","envia THERM GmbH","Sermuth BHKW 3","01.10.1995","Oil",4.8449999999999998,50164.774291999936,133.08221343873518]
[null,null,"SEE912912423627","BNA0516","Mineraloelraffinerie Oberrhein","Expander","17.06.1995","Oil",16.064999999999998,50180.839291999939,133.08221343873518]
[null,null,"SEE902096864651","BNA0516","Mineraloelraffinerie Oberrhein","Maschine 1","17.06.1995","Oil",9.6050000000000004,50190.444291999942,133.08221343873518]
[null,null,"SEE914187135533","BNA0516","Mineraloelraffinerie Oberrhein","Maschine 2","17.06.1995","Oil",9.6050000000000004,50200.049291999945,133.08221343873518]
[null,null,"SEE937538401125","BNA0516","Mineraloelraffinerie Oberrhein","Maschine 3","17.06.1995","Oil",10.795,50210.844291999943,133.08221343873518]
[null,null,"SEE955482235511","BNA0516","Mineraloelraffinerie Oberrhein","Maschine 4","17.06.1995","Oil",10.795,50221.639291999942,133.08221343873518]
[null,null,"SEE974206815730","BNA0517","Mineraloelraffinerie Oberrhein","TG-1901","17.06.1995","Oil",6.2050000000000001,50227.844291999943,133.08221343873518]
[null,null,"SEE916030519361","BNA0517","Mineraloelraffinerie Oberrhein","TG-1902","17.06.1995","Oil",6.2050000000000001,50234.049291999945,133.08221343873518]
[null,null,"SEE909106315790","BNA0517","Mineraloelraffinerie Oberrhein","TG-1904","17.06.1995","Oil",11.475,50245.524291999944,133.08221343873518]
[null,null,"SEE975369197862","BNA1293d","Martinswerk GmbH","Notstromaggregat","01.01.1961","Oil",0.95200000000000007,50246.476291999941,133.08221343873518]
[null,null,"SEE960529046555","BNA0894b","PCK Raffinerie GmbH","6MKA","10.01.1994","Oil",29.324999999999999,50275.801291999938,133.46617336152221]
[null,null,"SEE959802115149","BNA1488","KG Deutsche Gasrusswerke GmbH u Co","DGW TG 10","01.12.1983","Other",7.7995999999999999,50283.600891999937,133.83043243243245]
[null,null,"SEE997020557907","BNA1488","KG Deutsche Gasrusswerke GmbH u Co","DGW TG 15","01.12.1989","Other",15.503999999999998,50299.104891999938,133.83043243243245]
[null,null,"SEE904819420762","BNA0073","Vattenfall Wärme Berlin AG","HKW Mitte Gasturbine 1","08.09.1997","CCGT",142.68,50441.784891999938,134.21446938775512]
[null,null,"SEE948541471333","BNA0073","Vattenfall Wärme Berlin AG","HKW Mitte Gasturbine 2","08.09.1997","CCGT",142.68,50584.464891999938,134.21446938775512]
[null,null,"SEE992187994404","BNA0073","Vattenfall Wärme Berlin AG","HKW Mitte Dampfturbine","08.09.1997","CCGT",100.92,50685.384891999936,134.21446938775512]
[null,null,"SEE990748250273","BNA1327a","Flughafen München GmbH","BHKW 1 - AGG1","08.05.1992","Oil",1.292,50686.676891999938,134.24082934609251]
[null,null,"SEE945332437417","BNA1327a","Flughafen München GmbH","BHKW 1 - AGG2","08.05.1992","Oil",1.292,50687.968891999939,134.24082934609251]
[null,null,"SEE973218123130","BNA1327a","Flughafen München GmbH","BHKW 1 - AGG3","08.05.1992","Oil",1.292,50689.26089199994,134.24082934609251]
[null,null,"SEE943668244310","BNA1327a","Flughafen München GmbH","BHKW 1 - AGG4","08.05.1992","Oil",1.292,50690.552891999941,134.24082934609251]
[null,null,"SEE921499316925","BNA1327a","Flughafen München GmbH","BHKW 1 - AGG5","08.05.1992","Oil",1.292,50691.844891999943,134.24082934609251]
[null,null,"SEE966934929711","BNA1327a","Flughafen München GmbH","BHKW 1 - AGG6","08.05.1992","Oil",1.292,50693.136891999944,134.24082934609251]
[null,null,"SEE942051897355","BNA1327a","Flughafen München GmbH","BHKW 1 - AGG7","08.05.1992","Oil",1.292,50694.428891999945,134.24082934609251]
[null,null,null,null,"Nicht-EEG-Anlagen < 10 MW",null,null,"Oil",497.43766469999969,51191.866556699948,135.02459893048129]
[null,null,"SEE975793104498","BNA0842b","Stadtwerke Rosenheim GmbH & Co. KG","GM4","10.04.2013","CCGT",8.9462099999999989,51200.81276669995,135.03201232032853]
[null,null,"SEE995502598592","BNA1212","Vereinigte Wertach Elektrizitätswerke GmbH","DKW Nord Diesel 2","01.01.1988","Oil",3.06,51203.872766699948,135.81764389456697]
[null,null,"SEE917940359917","BNA1212","Vereinigte Wertach Elektrizitätswerke GmbH","DKW Nord Diesel 3","01.01.1988","Oil",3.06,51206.932766699945,135.81764389456697]
[null,null,"SEE966844914388","BNA0373","envia THERM GmbH","Großkayna GT1","17.01.1994","Oil",38.78125,51245.714016699945,138.55543358946213]
[null,null,"SEE941844408532","BNA0373","envia THERM GmbH","Großkayna GT2","17.01.1994","Oil",38.78125,51284.495266699945,138.55543358946213]
[null,null,"SEE905270326723","BNA0373","envia THERM GmbH","Großkayna GT3","17.01.1994","Oil",38.78125,51323.276516699945,138.55543358946213]
[null,null,"SEE961847934449","BNA0059b","Volkswagen AG","VW Baunatal Gasturbine","18.02.2013","CCGT",39.210900000000002,51362.487416699943,139.86189361702128]
[null,null,"SEE998387657606","BNA0059b","Volkswagen AG","VW Baunatal Dampfturbine","18.02.2013","CCGT",26.325330000000001,51388.812746699943,139.86189361702128]
[null,null,"SEE937914003899","BNA1007b","Allgäuer Überlandwerk GmbH","Spitzenlastkraftwerk Veits Dieseltandem 1","31.08.1978","Oil",5.0490000000000004,51393.861746699942,139.9279379157428]
[null,null,"SEE994661495704","BNA1007b","Allgäuer Überlandwerk GmbH","Spitzenlastkraftwerk Veits Dieseltandem 3","31.08.1978","Oil",5.0490000000000004,51398.910746699941,139.9279379157428]
[null,null,"SEE987736068934","BNA1227","Vereinigte Wertach Elektrizitätswerke GmbH","DKW Leinau Diesel 1","01.01.1978","Oil",3.23,51402.140746699944,139.9279379157428]
[null,null,"SEE917962193414","BNA1227","Vereinigte Wertach Elektrizitätswerke GmbH","DKW Leinau Diesel 2","01.01.1979","Oil",3.23,51405.370746699948,139.9279379157428]
[null,null,"SEE922964729325","BNA1227","Vereinigte Wertach Elektrizitätswerke GmbH","DKW Leinau Diesel 3","01.01.1983","Oil",3.23,51408.600746699951,139.9279379157428]
[null,null,"SEE960158091162",null,"AG der Dillinger Hüttenwerke","T3","01.12.1971","Other",8.4150000000000009,51417.015746699952,141.42074285714287]
[null,null,"SEE912008346410",null,"Baden Board GmbH","Dampfturbine","01.01.1974","Other",9.18,51426.195746699952,141.42074285714287]
[null,null,"SEE954087912339",null,"Covestro Brunsbüttel Energie GmbH","Stromgenerator 1 (SE1)","15.06.1977","Other",2.125,51428.320746699952,141.42074285714287]
[null,null,"SEE940821413552",null,"K+S Minerals and Agriculture GmbH","Kraftwerk NE DT","02.07.1979","Other",3.74,51432.06074669995,141.42074285714287]
[null,null,"SEE997894865399",null,"K+S Minerals and Agriculture GmbH","Kraftwerk UB DT2","02.07.1971","Other",4.25,51436.31074669995,141.42074285714287]
[null,null,"SEE985220684011",null,"K+S Minerals and Agriculture GmbH","Kraftwerk SI DT2","02.07.1973","Other",7.9050000000000002,51444.215746699949,141.42074285714287]
[null,null,"SEE915096178499",null,"BASF SE","W118 GTE","15.02.1972","Other",1.87,51446.085746699951,141.42074285714287]
[null,null,"SEE941850023651",null,"Südzucker AG","Dampfturbine III Südzucker Offstein","01.01.1975","Other",2.20269,51448.28843669995,141.42074285714287]
[null,null,"SEE956337212497",null,"Südzucker AG","Dampfturbine I Südzucker Ochsenfurt","01.09.1978","Other",11.616949999999999,51459.905386699953,141.42074285714287]
[null,null,"SEE998479256069",null,"Südzucker AG","Dampfturbine III Südzucker AG Ochsenfurt","01.09.1987","Other",14.06495,51473.970336699953,141.42074285714287]
[null,null,"SEE985205009518",null,"Südzucker AG","Dampfturbine I Südzucker Offenau","20.09.1971","Other",6.3290999999999995,51480.299436699956,141.42074285714287]
[null,null,"SEE925683830624",null,"Südzucker AG","Dampfturbine II Südzucker Offenau","20.09.1971","Other",6.3290999999999995,51486.628536699958,141.42074285714287]
[null,null,"SEE962564048280",null,"TWS Thüringer Wärme Service GmbH","HKW Schwarza TS 5","01.01.1986","Other",6.6988500000000002,51493.327386699959,141.42074285714287]
[null,null,"SEE902329484380",null,"Südzucker AG","Dampfturbine I Südzucker Wabern","08.10.1976","Other",10.09409,51503.421476699958,141.42074285714287]
[null,null,"SEE972239033510",null,"Südzucker AG","Dampfturbine II Südzucker Wabern","08.10.1976","Other",3.5176315000000002,51506.939108199957,141.42074285714287]
[null,null,null,null,"Nicht-EEG-Anlagen < 10 MW",null,null,"Other",313.7605764999999,51820.699684699954,141.42074285714287]
[null,null,"SEE987807988154","BNA0766","Uniper Kraftwerke GmbH","Audorf GT","01.01.1973","Oil",73.95,51894.649684699951,142.0785251899803]
[null,null,"SEE911567250299","BNA0759","Uniper Kraftwerke GmbH","Itzehoe GT","01.01.1972","Oil",73.95,51968.599684699948,142.51665725578769]
[null,null,"SEE906257837416","BNA0894a","PCK Raffinerie GmbH","5MKA","27.01.1972","Oil",23.8,51992.399684699951,142.51665725578769]
[null,null,"SEE921098709050","BNA0602","RWE Generation SE","Emsland C GT1","23.12.2011","CCGT",50.46,52042.85968469995,142.86976086956523]
[null,null,"SEE925192446583","BNA0602","RWE Generation SE","Emsland C GT2","23.12.2011","CCGT",50.46,52093.319684699949,142.86976086956523]
[null,null,"SEE933564106935","BNA0603","RWE Generation SE","Emsland B GT1","23.12.2011","CCGT",50.46,52143.779684699948,142.86976086956523]
[null,null,"SEE951620659119","BNA0603","RWE Generation SE","Emsland B GT2","23.12.2011","CCGT",50.46,52194.239684699947,142.86976086956523]
[null,null,"SEE985908351792","BNA0604","RWE Generation SE","Emsland B DT","01.01.1974","CCGT",312.33,52506.569684699949,142.86976086956523]
[null,null,"SEE994418588468","BNA0605","RWE Generation SE","Emsland C DT","01.01.1975","CCGT",312.33,52818.899684699951,142.86976086956523]
[null,null,"SEE905415023425","BNA0843","Stadtwerke Rosenheim GmbH & Co. KG","GM5","20.12.2012","CCGT",3.7505699999999997,52822.650254699947,143.23951612903227]
[null,null,"SEE902840312209","BNA0616b","BASF SE","S300 NKT","11.05.1964","Other",33.15,52855.800254699949,143.45582608695653]
[null,null,"SEE976459856379","BNA0616b","BASF SE","S300 VT1","11.05.1964","Other",23.8,52879.600254699952,143.45582608695653]
[null,null,"SEE959837176825","BNA0616b","BASF SE","S300 VT2","11.05.1964","Other",24.224999999999998,52903.82525469995,143.45582608695653]
[null,null,"SEE939597247393","BNA0832","FairEnergie GmbH","BHKW Hauffstraße","21.02.2011","CCGT",1.7121599999999999,52905.537414699953,143.67334936598166]
[null,null,"SEE921888721163","BNA0832","FairEnergie GmbH","BHKW Hauffstraße","21.02.2011","CCGT",1.7121599999999999,52907.249574699956,143.67334936598166]
[null,null,"SEE903508467828","BNA0832","FairEnergie GmbH","BHKW Hauffstraße","21.02.2011","CCGT",1.7121599999999999,52908.961734699958,143.67334936598166]
[null,null,"SEE932929596862","BNA0832","FairEnergie GmbH","BHKW Hauffstraße","21.02.2011","CCGT",1.7121599999999999,52910.673894699961,143.67334936598166]
[null,null,"SEE951279779923","BNA0832","FairEnergie GmbH","BHKW Hauffstraße","21.02.2011","CCGT",1.7121599999999999,52912.386054699964,143.67334936598166]
[null,null,"SEE919390074075","BNA0842a","Stadtwerke Rosenheim GmbH & Co. KG","GM1","01.08.2011","CCGT",2.8579500000000002,52915.244004699962,143.67334936598166]
[null,null,"SEE921399860047","BNA0842a","Stadtwerke Rosenheim GmbH & Co. KG","GM2","01.08.2011","CCGT",2.8579500000000002,52918.10195469996,143.67334936598166]
[null,null,"SEE945563004310","BNA0842a","Stadtwerke Rosenheim GmbH & Co. KG","GM3","01.08.2011","CCGT",2.8579500000000002,52920.959904699957,143.67334936598166]
[null,null,"SEE989200392347","BNA1556","Sachsenmilch Leppersdorf GmbH","7711MKA10-GT1","21.05.2014","CCGT",12.949949999999999,52933.909854699959,144.10984649122807]
[null,null,"SEE904662075126","BNA1556","Sachsenmilch Leppersdorf GmbH","7712MKA10-GT2","14.05.2014","CCGT",12.949949999999999,52946.859804699961,144.10984649122807]
[null,null,"SEE970806189455","BNA1557","Volkswagen Sachsen GmbH - Fahrzeugwerk Zwickau","BHKW-G66-KWK-groß","13.02.2014","CCGT",11.223000000000001,52958.08280469996,144.10984649122807]
[null,null,"SEE917096062495","BNA1810","ExxonMobil Production Deutschland GmbH","KWK Anlage Großenkneten","31.07.2014","CCGT",26.2392,52984.322004699963,144.10984649122807]
[null,null,"SEE959343099212","BNA0531","Energieservice Westfalen Weser GmbH","Kraftwerk Kirchlengern_GT1","16.01.1981","CCGT",108.75,53093.072004699963,144.58050605060507]
[null,null,"SEE993385162510","BNA1331","R.D.M. Arnsberg GmbH","BVI-NT","27.02.1957","Coal",4.6288,53097.700804699962,144.80249462365595]
[null,null,"SEE900040609433","BNA1331","R.D.M. Arnsberg GmbH","SSW-NT","27.02.1957","Coal",4.9119999999999999,53102.612804699958,144.80249462365595]
[null,null,"SEE909339504022","BNA1331","R.D.M. Arnsberg GmbH","SSW-VT","27.02.1957","Coal",4.9119999999999999,53107.524804699955,144.80249462365595]
[null,null,"SEE962185382367","BNA1335c","Papier- u. Kartonfabrik Varel GmbH & Co. KG","PKV Kraftwerk BGM 1","22.12.2006","CCGT",0.87,53108.394804699958,145.88297069271761]
[null,null,"SEE967950570895","BNA1335c","Papier- u. Kartonfabrik Varel GmbH & Co. KG","PKV Kraftwerk BGM 2","22.12.2006","CCGT",0.87,53109.26480469996,145.88297069271761]
[null,null,"SEE939242219362","BNA0485","Hüttenwerke Krupp Mannesmann GmbH","Huckingen A","01.09.1975","CCGT",263.61,53372.874804699961,146.0113111111111]
[null,null,"SEE992213654456","BNA0486","Hüttenwerke Krupp Mannesmann GmbH","Huckingen B","01.12.1976","CCGT",263.61,53636.484804699961,146.0113111111111]
[null,null,"SEE907223904750","BNA0683a","SWM Services GmbH","SWM HKW Sued GuD1 DT1","01.10.1980","CCGT",69.338999999999999,53705.823804699961,146.0113111111111]
[null,null,"SEE985585573104","BNA0683b","SWM Services GmbH","SWM HKW Sued GuD1 GT3","01.10.1980","CCGT",85.173000000000002,53790.996804699964,146.0113111111111]
[null,null,"SEE901789931854","BNA0683c","SWM Services GmbH","SWM HKW Sued GuD1 GT2","01.10.1980","CCGT",85.173000000000002,53876.169804699966,146.0113111111111]
[null,null,"SEE950005518836","BNA0800","SWP Stadtwerke Pforzheim","Gasturbine","14.11.1980","CCGT",21.923999999999999,53898.093804699965,146.0113111111111]
[null,null,"SEE963177319026","BNA0800","SWP Stadtwerke Pforzheim","Turbine 4","14.11.1980","CCGT",13.92,53912.013804699964,146.0113111111111]
[null,null,"SEE951582148140","BNA1948","Kraftwerke Mainz-Wiesbaden AG","BHKW KW5 51","23.12.2020","CCGT",8.6390999999999991,53920.652904699964,146.0113111111111]
[null,null,"SEE983509659989","BNA1948","Kraftwerke Mainz-Wiesbaden AG","BHKW KW5 52","23.12.2020","CCGT",8.6390999999999991,53929.292004699964,146.0113111111111]
[null,null,"SEE964290104919","BNA1948","Kraftwerke Mainz-Wiesbaden AG","BHKW KW5 53","23.12.2020","CCGT",8.6390999999999991,53937.931104699965,146.0113111111111]
[null,null,"SEE920825895844","BNA1948","Kraftwerke Mainz-Wiesbaden AG","BHKW KW5 54","23.12.2020","CCGT",8.6390999999999991,53946.570204699965,146.0113111111111]
[null,null,"SEE979557966681","BNA1948","Kraftwerke Mainz-Wiesbaden AG","BHKW KW5 55","23.12.2020","CCGT",8.6390999999999991,53955.209304699965,146.0113111111111]
[null,null,"SEE945401341942","BNA1948","Kraftwerke Mainz-Wiesbaden AG","BHKW KW5 56","23.12.2020","CCGT",8.6390999999999991,53963.848404699966,146.0113111111111]
[null,null,"SEE997770651436","BNA1948","Kraftwerke Mainz-Wiesbaden AG","BHKW KW5 57","23.12.2020","CCGT",8.6390999999999991,53972.487504699966,146.0113111111111]
[null,null,"SEE966089822219","BNA1948","Kraftwerke Mainz-Wiesbaden AG","BHKW KW5 58","23.12.2020","CCGT",8.6390999999999991,53981.126604699966,146.0113111111111]
[null,null,"SEE945569399960","BNA1948","Kraftwerke Mainz-Wiesbaden AG","BHKW KW5 59","23.12.2020","CCGT",8.6390999999999991,53989.765704699967,146.0113111111111]
[null,null,"SEE916830465356","BNA1948","Kraftwerke Mainz-Wiesbaden AG","BHKW KW5 5A","23.12.2020","CCGT",8.6390999999999991,53998.404804699967,146.0113111111111]
[null,null,"SEE915108754215","BNA1280","Basell Polyolefine GmbH","Kraftwerk Basell Wesseling","03.07.1962","Oil",76.5,54074.904804699967,147.05244755244755]
[null,null,"SEE981258814888","BNA1526","Raffinerie Heide GmbH","Kraftwerk Raffinerie Heide GmbH","28.05.1962","Oil",38.42,54113.324804699965,147.05244755244755]
[null,null,"SEE971876915975","BNA1866","GLOBALFOUNDRIES Dresden Module One LLC & Co. KG","Gasmotoren-Blockheizkraftwerk II (Generator 1)","10.11.2004","CCGT",3.2816399999999999,54116.606444699966,148.62690045248868]
[null,null,"SEE921008505376","BNA1866","GLOBALFOUNDRIES Dresden Module One LLC & Co. KG","Gasmotoren-Blockheizkraftwerk II (Generator 2)","10.11.2004","CCGT",3.2816399999999999,54119.888084699967,148.62690045248868]
[null,null,"SEE916894674336","BNA1866","GLOBALFOUNDRIES Dresden Module One LLC & Co. KG","Gasmotoren-Blockheizkraftwerk II (Generator 3)","10.11.2004","CCGT",3.2816399999999999,54123.169724699968,148.62690045248868]
[null,null,"SEE910080930862","BNA1866","GLOBALFOUNDRIES Dresden Module One LLC & Co. KG","Gasmotoren-Blockheizkraftwerk II (Generator 4)","10.11.2004","CCGT",3.2816399999999999,54126.451364699969,148.62690045248868]
[null,null,"SEE960430412456","BNA1866","GLOBALFOUNDRIES Dresden Module One LLC & Co. KG","Gasmotoren-Blockheizkraftwerk II (Generator 5)","10.11.2004","CCGT",3.2816399999999999,54129.73300469997,148.62690045248868]
[null,null,"SEE912978354040","BNA1866","GLOBALFOUNDRIES Dresden Module One LLC & Co. KG","Gasmotoren-Blockheizkraftwerk II (Generator 6)","10.11.2004","CCGT",3.2816399999999999,54133.014644699972,148.62690045248868]
[null,null,"SEE905054165586","BNA1866","GLOBALFOUNDRIES Dresden Module One LLC & Co. KG","Gasmotoren-Blockheizkraftwerk II (Generator 7)","10.11.2004","CCGT",3.2816399999999999,54136.296284699973,148.62690045248868]
[null,null,"SEE970143794190","BNA1866","GLOBALFOUNDRIES Dresden Module One LLC & Co. KG","Gasmotoren-Blockheizkraftwerk II (Generator 8)","10.11.2004","CCGT",3.2816399999999999,54139.577924699974,148.62690045248868]
[null,null,"SEE955085348786","BNA1866","GLOBALFOUNDRIES Dresden Module One LLC & Co. KG","Gasmotoren-Blockheizkraftwerk II (Generator 9)","10.11.2004","CCGT",3.2816399999999999,54142.859564699975,148.62690045248868]
[null,null,"SEE976415135319","BNA0556b","Cargill Deutschland GmbH","BHKW Kre","30.06.1996","CCGT",12.18,54155.039564699975,149.0943940081707]
[null,null,"SEE975556152230","BNA0015","EnBW Energie Baden-Württemberg AG","Heizkraftwerk Altbach/Deizisau HKW 2 GT E (Solobetrieb)","30.04.1997","CCGT",56.55,54211.589564699978,149.29565909090908]
[null,null,"SEE901050642113","BNA1989","EVH GmbH","Heizkraftwerk Dieselstraße Block C","01.10.2020","CCGT",49.870139999999999,54261.459704699977,149.29565909090908]
[null,null,"SEE907524301289","BNA1399","OQ Chemicals Produktion GmbH & Co.KG","T/G 15","01.01.1954","Other",8.5,54269.959704699977,149.9310909090909]
[null,null,"SEE921785427038","BNA1399","OQ Chemicals Produktion GmbH & Co.KG","T/G 6","01.01.1951","Other",10.199999999999999,54280.159704699974,149.9310909090909]
[null,null,"SEE971740147860",null,"OQ Chemicals Produktion GmbH & Co.KG","T/G 7","01.01.1949","Other",1.7212499999999999,54281.880954699976,149.9310909090909]
[null,null,"SEE910623192382",null,"Südzucker AG","Dampfturbine II Südzucker Offstein","01.01.1969","Other",6.3657774999999992,54288.246732199979,149.9310909090909]
[null,null,"SEE964903137297",null,"Südzucker AG","Dampfturbine II Südzucker AG Ochsenfurt","01.09.1959","Other",4.2355499999999999,54292.482282199977,149.9310909090909]
[null,null,"SEE913282681389",null,"Südzucker AG","Dampfturbine I Südzucker Plattling","09.07.1962","Other",5.6860749999999998,54298.168357199975,149.9310909090909]
[null,null,"SEE944335479066",null,"Südzucker AG","Dampfturbine II Südzucker Plattling","09.07.1962","Other",5.6860749999999998,54303.854432199973,149.9310909090909]
[null,null,"SEE929003106239",null,"Südzucker AG","Dampfturbine I Südzucker Rain","04.10.1957","Other",3.993725,54307.848157199973,149.9310909090909]
[null,null,"SEE994929345864",null,"Südzucker AG","Dampfturbine II Südzucker Rain","04.10.1957","Other",3.993725,54311.841882199973,149.9310909090909]
[null,null,"SEE999705546763",null,"Südzucker AG","Dampfturbine III Südzucker Rain","15.10.1960","Other",7.9857499999999995,54319.827632199973,149.9310909090909]
[null,null,"SEE974941636973",null,"TWS Thüringer Wärme Service GmbH","HKW Schwarza TS 6","01.01.1962","Other",6.6988500000000002,54326.526482199974,149.9310909090909]
[null,null,"SEE960317505882","BNA0427","Peissenberger Kraftwerksgesellschaft","GT 1","01.11.1982","Oil",19.72,54346.246482199975,151.43577430972391]
[null,null,"SEE925076352665","BNA0428","Peissenberger Kraftwerksgesellschaft","GT 2","01.11.1982","Oil",19.72,54365.966482199976,151.43577430972391]
[null,null,"SEE981924913907","BNA0429","Peissenberger Kraftwerksgesellschaft","GT 3","01.11.1982","Oil",19.72,54385.686482199977,151.43577430972391]
[null,null,"SEE905937514456","BNA0430","Peissenberger Kraftwerksgesellschaft","GT 4","01.11.1982","Oil",19.72,54405.406482199978,151.43577430972391]
[null,null,"SEE982563254987","BNA0627","Kraftwerke Mainz-Wiesbaden AG","KW2 GT26","01.01.1977","CCGT",78.3,54483.706482199981,152.03261574074077]
[null,null,"SEE922477386435","BNA0745","Uniper Kraftwerke GmbH","Franken DT2","01.01.1975","CCGT",336.69,54820.396482199983,152.03261574074077]
[null,null,"SEE982367992610","BNA0745","Uniper Kraftwerke GmbH","Franken GT2","01.01.1975","CCGT",50.46,54870.856482199983,152.03261574074077]
[null,null,"SEE911613995433","BNA1004","EnBW Energie Baden-Württemberg AG","Kraftwerk Walheim GTD","13.05.1981","Oil",115.6,54986.456482199981,152.61887477313974]
[null,null,"SEE920494524915","BNA0614b","BASF SE","GuD Mitte GT11","12.05.2005","CCGT",177.48,55163.936482199984,152.73276744186049]
[null,null,"SEE914414538991","BNA0614b","BASF SE","GuD Mitte GT12","12.05.2005","CCGT",177.48,55341.416482199988,152.73276744186049]
[null,null,"SEE976850689781","BNA0614b","BASF SE","GuD Mitte DT10","12.05.2005","CCGT",77.864999999999995,55419.281482199985,152.73276744186049]
[null,null,"SEE978934537223","BNA1289","AMK-Abfallentsorgungsgesellschaft des Märkischen Kreises mbH","Dieselaggregat 3","07.12.2005","Oil",1.3727499999999999,55420.654232199988,152.89454545454544]
[null,null,"SEE901927360195","BNA1295","AVA Abfallverwertung Augsburg Kommunalunternehmen","VT NSD","16.09.1994","Oil",1.9889999999999999,55422.643232199989,152.89454545454544]
[null,null,"SEE967390177067","BNA1894","Holcim (Süddeutschland) GmbH","GOES Anlagen Dotternhausen Blöcke 1+2+3+4","01.01.2000","Oil",12.75,55435.393232199989,152.89454545454544]
[null,null,"SEE976263348152","BNA1528","Stadtwerke Kempen GmbH","0040 - STW - BHKW - KWK","01.01.2010","CCGT",2.0801699999999999,55437.47340219999,153.43946261682242]
[null,null,"SEE918912535520","BNA1528","Stadtwerke Kempen GmbH","0041 - STW - BHKW - KWK","01.01.2010","CCGT",2.0801699999999999,55439.553572199991,153.43946261682242]
[null,null,"SEE900953976684","BNA1528","Stadtwerke Kempen GmbH","0042 - STW - BHKW - KWK","01.01.2010","CCGT",2.0801699999999999,55441.633742199992,153.43946261682242]
[null,null,"SEE951078548935","BNA1528","Stadtwerke Kempen GmbH","0050 - STW - BHKW - KWK","01.11.2017","CCGT",2.8823099999999999,55444.516052199993,153.43946261682242]
[null,null,"SEE942008424429","BNA1336","Henkel AG & Co. KGaA","F13ND4","01.01.1988","Oil",1.36,55445.876052199994,153.9139719341062]
[null,null,"SEE917448747254","BNA1336","Henkel AG & Co. KGaA","F13ND5","01.01.2009","Oil",1.0880000000000001,55446.964052199997,153.9139719341062]
[null,null,"SEE974201537415","BNA0239","Uniper Kraftwerke GmbH","Huntorf GT","01.01.1978","OCGT",279.27,55726.234052199994,155.83354761904764]
[null,null,"SEE950589701143","BNA0245a","Statkraft Markets GmbH","Gaskraftwerk Emden - Gasturbine","01.01.1973","CCGT",45.24,55771.474052199992,156.33354761904764]
[null,null,"SEE911764038249","BNA0744","Uniper Kraftwerke GmbH","Franken DT1","01.01.1973","CCGT",333.21,56104.684052199991,156.88850657108722]
[null,null,"SEE991036415459","BNA1863","Fresenius Medical Care Deutschland GmbH","Gasturbine 1","24.01.2014","CCGT",6.5754599999999996,56111.259512199991,157.67216618635928]
[null,null,"SEE997248724068","BNA1863","Fresenius Medical Care Deutschland GmbH","Gasturbine 2","24.01.2014","CCGT",6.5754599999999996,56117.834972199991,157.67216618635928]
[null,null,"SEE940081190514","BNA1863","Fresenius Medical Care Deutschland GmbH","Gasturbine 3","28.11.2017","CCGT",3.8001600000000004,56121.63513219999,157.67216618635928]
[null,null,"SEE962777669616","BNA1092","Onyx Kraftwerk Zolling GmbH &Co. KGaA","Zolling GT1","01.01.1986","Oil",21.25,56142.88513219999,158.82493702770782]
[null,null,"SEE949509046600","BNA1092","Onyx Kraftwerk Zolling GmbH &Co. KGaA","Zolling GT2","01.01.1976","Oil",21.25,56164.13513219999,158.82493702770782]
[null,null,"SEE917497526305","BNA1437","Aluminium Oxid Stade GmbH","KWK GT1","01.05.2012","CCGT",13.363199999999999,56177.49833219999,159.6471060311284]
[null,null,"SEE989834346082","BNA1437","Aluminium Oxid Stade GmbH","KWK GT2","01.05.2012","CCGT",13.363199999999999,56190.86153219999,159.6471060311284]
[null,null,"SEE923304040681","BNA1039","RWE Generation SE","Gersteinwerk F GT (F1)","01.01.1973","CCGT",47.85,56238.711532199988,160.10997560975613]
[null,null,"SEE932787342328","BNA1040","RWE Generation SE","Gersteinwerk G GT (G1)","01.01.1973","CCGT",47.85,56286.561532199987,160.10997560975613]
[null,null,"SEE995899706617","BNA1042","RWE Generation SE","Gersteinwerk I GT (I1)","01.01.1974","CCGT",47.85,56334.411532199985,160.10997560975613]
[null,null,"SEE942237774470","BNA1044","RWE Generation SE","Gersteinwerk F DT (F2)","01.01.1972","CCGT",308.85000000000002,56643.261532199984,160.10997560975613]
[null,null,"SEE908672656115","BNA1045","RWE Generation SE","Gersteinwerk G DT (G2)","01.01.1973","CCGT",308.85000000000002,56952.111532199982,160.10997560975613]
[null,null,"SEE924172977710","BNA0141","swb Erzeugung AG & Co. KG","Mittelsbüren GT3","01.01.1975","Oil",73.099999999999994,57025.211532199981,160.12761904761905]
[null,null,"SEE965327731764","BNA1164","Pfeifer & Langen GmbH ＆ Co. KG","BHKW Jülich","10.10.2002","CCGT",1.2293100000000001,57026.440842199983,160.26486816406251]
[null,null,"SEE975094128629","BNA0135","Braunschweiger Versorgungs-AG & Co. KG","HKW Mitte Kessel 12","15.07.1971","CCGT",17.399999999999999,57043.840842199985,160.30363858363859]
[null,null,"SEE923401813959","BNA1935","Vattenfall Wärme Berlin AG","GuD Lichterfelde Gasturbine","11.04.2019","CCGT",160.94999999999999,57204.790842199982,161.71209657551123]
[null,null,"SEE929077603696","BNA1935","Vattenfall Wärme Berlin AG","GuD Lichterfelde Dampfturbine","11.04.2019","CCGT",100.05,57304.840842199985,161.71209657551123]
[null,null,"SEE972750176482","BNA1944","BMW AG","KWK 5 Geb. 192.0","15.11.2018","CCGT",3.8888999999999996,57308.729742199983,161.71209657551123]
[null,null,"SEE946583344691","BNA1944","BMW AG","KWK 6","26.03.2019","CCGT",3.915,57312.644742199984,161.71209657551123]
[null,null,"SEE918100281437","BNA1944","BMW AG","KWK 7","26.03.2019","CCGT",3.915,57316.559742199985,161.71209657551123]
[null,null,"SEE951839779134","BNA1945","Stadtwerke Kiel AG","Küstenkraftwerk K.I.E.L Motor 1","07.12.2018","CCGT",8.20932,57324.769062199986,161.71209657551123]
[null,null,"SEE985206646330","BNA1945","Stadtwerke Kiel AG","Küstenkraftwerk K.I.E.L Motor 10","05.10.2018","CCGT",8.20932,57332.978382199988,161.71209657551123]
[null,null,"SEE916115669219","BNA1945","Stadtwerke Kiel AG","Küstenkraftwerk K.I.E.L Motor 11","21.08.2018","CCGT",8.20932,57341.18770219999,161.71209657551123]
[null,null,"SEE953574430066","BNA1945","Stadtwerke Kiel AG","Küstenkraftwerk K.I.E.L Motor 12","23.08.2018","CCGT",8.20932,57349.397022199992,161.71209657551123]
[null,null,"SEE905939296770","BNA1945","Stadtwerke Kiel AG","Küstenkraftwerk K.I.E.L Motor 13","21.08.2018","CCGT",8.20932,57357.606342199993,161.71209657551123]
[null,null,"SEE963125615224","BNA1945","Stadtwerke Kiel AG","Küstenkraftwerk K.I.E.L Motor 14","13.08.2018","CCGT",8.20932,57365.815662199995,161.71209657551123]
[null,null,"SEE941552924256","BNA1945","Stadtwerke Kiel AG","Küstenkraftwerk K.I.E.L Motor 15","10.08.2018","CCGT",8.20932,57374.024982199997,161.71209657551123]
[null,null,"SEE937791832391","BNA1945","Stadtwerke Kiel AG","Küstenkraftwerk K.I.E.L Motor 16","05.06.2018","CCGT",8.20932,57382.234302199999,161.71209657551123]
[null,null,"SEE932569905017","BNA1945","Stadtwerke Kiel AG","Küstenkraftwerk K.I.E.L Motor 17","13.07.2018","CCGT",8.20932,57390.4436222,161.71209657551123]
[null,null,"SEE979353792927","BNA1945","Stadtwerke Kiel AG","Küstenkraftwerk K.I.E.L Motor 18","09.07.2018","CCGT",8.20932,57398.652942200002,161.71209657551123]
[null,null,"SEE994826833730","BNA1945","Stadtwerke Kiel AG","Küstenkraftwerk K.I.E.L Motor 19","12.07.2018","CCGT",8.20932,57406.862262200004,161.71209657551123]
[null,null,"SEE918583974024","BNA1945","Stadtwerke Kiel AG","Küstenkraftwerk K.I.E.L Motor 2","21.11.2018","CCGT",8.20932,57415.071582200006,161.71209657551123]
[null,null,"SEE987324322059","BNA1945","Stadtwerke Kiel AG","Küstenkraftwerk K.I.E.L Motor 20","13.07.2018","CCGT",8.20932,57423.280902200007,161.71209657551123]
[null,null,"SEE939823727910","BNA1945","Stadtwerke Kiel AG","Küstenkraftwerk K.I.E.L Motor 3","16.11.2018","CCGT",8.20932,57431.490222200009,161.71209657551123]
[null,null,"SEE904076796426","BNA1945","Stadtwerke Kiel AG","Küstenkraftwerk K.I.E.L Motor 4","23.11.2018","CCGT",8.20932,57439.699542200011,161.71209657551123]
[null,null,"SEE940475173918","BNA1945","Stadtwerke Kiel AG","Küstenkraftwerk K.I.E.L Motor 5","09.11.2018","CCGT",8.20932,57447.908862200013,161.71209657551123]
[null,null,"SEE967544153657","BNA1945","Stadtwerke Kiel AG","Küstenkraftwerk K.I.E.L Motor 6","27.09.2018","CCGT",8.20932,57456.118182200014,161.71209657551123]
[null,null,"SEE921059219284","BNA1945","Stadtwerke Kiel AG","Küstenkraftwerk K.I.E.L Motor 7","28.09.2018","CCGT",8.20932,57464.327502200016,161.71209657551123]
[null,null,"SEE934242259776","BNA1945","Stadtwerke Kiel AG","Küstenkraftwerk K.I.E.L Motor 8","01.10.2018","CCGT",8.20932,57472.536822200018,161.71209657551123]
[null,null,"SEE916435406600","BNA1945","Stadtwerke Kiel AG","Küstenkraftwerk K.I.E.L Motor 9","04.10.2018","CCGT",8.20932,57480.74614220002,161.71209657551123]
[null,null,"SEE910823411191","BNA1946","BMW AG","Werk 1.1 KWK 1","20.02.2019","CCGT",3.915,57484.661142200021,161.71209657551123]
[null,null,"SEE917331286914","BNA1946","BMW AG","Werk 1.1 KWK 2","20.02.2019","CCGT",3.915,57488.576142200021,161.71209657551123]
[null,null,"SEE902845037787","BNA1946","BMW AG","Werk 1.1 KWK 3","20.02.2019","CCGT",3.915,57492.491142200022,161.71209657551123]
[null,null,"SEE967283752913","BNA1947","BMW AG","Werk 1.5 KWK 1","30.04.2019","CCGT",2.9232,57495.41434220002,161.71209657551123]
[null,null,"SEE995752550746","BNA1947","BMW AG","Werk 1.5 KWK 2","30.04.2019","CCGT",2.9232,57498.337542200017,161.71209657551123]
[null,null,"SEE982889459141","BNA1947","BMW AG","Werk 1.5 KWK 3","30.04.2019","CCGT",2.9232,57501.260742200015,161.71209657551123]
[null,null,"SEE927436598478","BNA1947","BMW AG","Werk 1.5 KWK 4","30.04.2019","CCGT",2.9232,57504.183942200012,161.71209657551123]
[null,null,"SEE985331675700","BNA1405a","Fernwärme Ulm GmbH","HKW Magirusstraße","09.11.1992","CCGT",10.962,57515.145942200012,162.06812345679012]
[null,null,"SEE957769851605","BNA1868","Mainova AG","HKW West Turbine 5","07.12.2017","CCGT",34.049190000000003,57549.19513220001,162.14745553359685]
[null,null,"SEE953235539855","BNA1909","EnBW Energie Baden-Württemberg AG","Heizkraftwerk Stuttgart-Gaisburg HKW 3 Motor 1","29.08.2018","CCGT",8.4537899999999997,57557.648922200009,162.14745553359685]
[null,null,"SEE974615285285","BNA1909","EnBW Energie Baden-Württemberg AG","Heizkraftwerk Stuttgart-Gaisburg HKW 3 Motor 2","29.08.2018","CCGT",8.4537899999999997,57566.102712200009,162.14745553359685]
[null,null,"SEE972346658903","BNA1909","EnBW Energie Baden-Württemberg AG","Heizkraftwerk Stuttgart-Gaisburg HKW 3 Motor 3","29.08.2018","CCGT",8.4537899999999997,57574.556502200008,162.14745553359685]
[null,null,"SEE907667929555","BNA1911","DREWAG - Stadtwerke Dresden GmbH","HKW Dresden-Nord","07.12.2018","CCGT",10.005000000000001,57584.561502200006,162.14745553359685]
[null,null,"SEE949816813650","BNA1925","ENGIE Deutschland GmbH","70001314,01","21.11.2018","CCGT",3.8166899999999995,57588.378192200005,162.14745553359685]
[null,null,"SEE971156902916","BNA1925","ENGIE Deutschland GmbH","70001314,01","26.11.2018","CCGT",3.8166899999999995,57592.194882200005,162.14745553359685]
[null,null,"SEE904748267797","BNA1925","ENGIE Deutschland GmbH","70001314,01","20.11.2018","CCGT",3.8166899999999995,57596.011572200005,162.14745553359685]
[null,null,"SEE968905685947","BNA1925","ENGIE Deutschland GmbH","70001314,01","19.11.2018","CCGT",3.8166899999999995,57599.828262200004,162.14745553359685]
[null,null,"SEE929808661773","BNA1926","ENGIE Deutschland GmbH","70001313,01","05.12.2018","CCGT",3.8906400000000003,57603.718902200002,162.14745553359685]
[null,null,"SEE956808243722","BNA1926","ENGIE Deutschland GmbH","70001313,01","05.12.2018","CCGT",3.8906400000000003,57607.6095422,162.14745553359685]
[null,null,"SEE984068604342","BNA1926","ENGIE Deutschland GmbH","70001313,01","05.12.2018","CCGT",3.8906400000000003,57611.500182199998,162.14745553359685]
[null,null,"SEE948545926433","BNA1926","ENGIE Deutschland GmbH","70001313,01","06.12.2018","CCGT",3.8906400000000003,57615.390822199995,162.14745553359685]
[null,null,"SEE957602727647","BNA1926","ENGIE Deutschland GmbH","70001313,01","06.12.2018","CCGT",3.8906400000000003,57619.281462199993,162.14745553359685]
[null,null,"SEE901246020381","BNA1927","TEAG Thüringer Energie AG","Gasmotor Bad Salzungen","04.12.2018","CCGT",8.70261,57627.984072199994,162.14745553359685]
[null,null,"SEE997719859992","BNA0081","Vattenfall Wärme Berlin AG","HKW Klingenberg Dampfturbine 1","13.08.1981","CCGT",45.24,57673.224072199991,162.58518702006441]
[null,null,"SEE988684097793","BNA0081","Vattenfall Wärme Berlin AG","HKW Klingenberg Dampfturbine 2","24.11.1981","CCGT",48.72,57721.944072199993,162.58518702006441]
[null,null,"SEE965333653821","BNA0081","Vattenfall Wärme Berlin AG","HKW Klingenberg Dampfturbine 3","19.08.1982","CCGT",48.72,57770.664072199994,162.58518702006441]
[null,null,"SEE975166535577","BNA0361","DSM Nutritional Products GmbH","Dampfturbine DT4","01.01.1979","CCGT",6.96,57777.624072199993,162.58518702006441]
[null,null,"SEE955111508221","BNA0361","DSM Nutritional Products GmbH","Dampfturbine DT5","21.03.2018","CCGT",7.3306199999999997,57784.954692199994,162.58518702006441]
[null,null,"SEE934531299087","BNA0361","DSM Nutritional Products GmbH","Gasturbine GT","07.11.2017","CCGT",19.14,57804.094692199993,162.58518702006441]
[null,null,"SEE986959633936","BNA1187","Pfeifer & Langen GmbH ＆ Co. KG","Lage Generator 1","31.08.1981","CCGT",7.7273399999999999,57811.822032199991,162.58518702006441]
[null,null,"SEE955178360381","BNA1873","BMW AG","KWK 1 Gebäude 192.0","15.11.2017","CCGT",3.5583,57815.380332199988,162.58518702006441]
[null,null,"SEE993922966908","BNA1873","BMW AG","KWK 3 Geb. 192.0","15.11.2017","CCGT",3.5583,57818.938632199985,162.58518702006441]
[null,null,"SEE933402065318","BNA1873","BMW AG","KWK 4 Geb. 192.0","15.11.2017","CCGT",3.5583,57822.496932199982,162.58518702006441]
[null,null,"SEE934897209904","BNA1060","Uniper Kraftwerke GmbH","Wilhelmshaven GT","01.01.1976","Oil",51,57873.496932199982,162.79857972885731]
[null,null,"SEE977273010268","BNA1676","Evonik Operations GmbH","Kraftwerk IV, DT 411","13.02.2016","CCGT",9.57,57883.066932199981,163.02531048186785]
[null,null,"SEE945093389369","BNA1676","Evonik Operations GmbH","Kraftwerk IV, GT 421","13.02.2016","CCGT",40.89,57923.956932199981,163.02531048186785]
[null,null,"SEE931050475398","BNA1818","RheinEnergie AG","GuD Niehl 3 RheinEnergie","29.04.2016","CCGT",394.02299999999997,58317.979932199982,163.02531048186785]
[null,null,"SEE977956291342","BNA1859","Ford-Werke GmbH","BHKW Ford Saarlouis","28.10.2016","CCGT",18.800699999999999,58336.780632199981,163.02531048186785]
[null,null,"SEE928797247012","BNA1862","BMW AG","Regensburg KWK 5","22.08.2016","CCGT",2.3072400000000002,58339.087872199983,163.02531048186785]
[null,null,"SEE958184152735","BNA1904","Stadtwerke Flensburg","Dampfturbine 7","21.10.1980","CCGT",24.36,58363.447872199984,163.02531048186785]
[null,null,"SEE926418118239",null,"Crespel & Deiters GmbH ＆ Co. KG","GTS4","07.06.2013","OCGT",1.6095000000000002,58365.057372199983,163.57522499999999]
[null,null,"SEE953048986860",null,"K+S Minerals and Agriculture GmbH","Fabrik NE GT Tr","02.07.2009","OCGT",4.4369999999999994,58369.494372199981,163.57522499999999]
[null,null,"SEE938018666973",null,"K+S Minerals and Agriculture GmbH","Fabrik NE GT Tr.","02.07.2009","OCGT",4.4369999999999994,58373.931372199979,163.57522499999999]
[null,null,"SEE939524649245",null,"K+S Minerals and Agriculture GmbH","ZI Tr GT1","02.07.2017","OCGT",4.7850000000000001,58378.716372199982,163.57522499999999]
[null,null,"SEE933094075404","BNA1248b","UPM GmbH","UPM Schongau HKW 3 DT","19.12.2014","CCGT",26.247900000000001,58404.964272199984,163.91281218781219]
[null,null,"SEE912975333499","BNA1248b","UPM GmbH","UPM Schongau HKW 3 GT","20.12.2014","CCGT",38.565360000000005,58443.529632199985,163.91281218781219]
[null,null,"SEE925723270861","BNA1292b","J. M. Voith SE & Co. KG","HDH_004_Industrieheizkraftwerk-Heidenheim_GM1","01.01.2014","CCGT",3.6757499999999999,58447.205382199987,163.91281218781219]
[null,null,"SEE942581404276","BNA1292b","J. M. Voith SE & Co. KG","HDH_004_Industrieheizkraftwerk-Heidenheim_GM2","01.01.2014","CCGT",3.6757499999999999,58450.881132199989,163.91281218781219]
[null,null,"SEE999306148830","BNA1292b","J. M. Voith SE & Co. KG","HDH_004_Industrieheizkraftwerk-Heidenheim_GM3","01.01.2014","CCGT",3.6757499999999999,58454.556882199991,163.91281218781219]
[null,null,"SEE908119179962","BNA1292b","J. M. Voith SE & Co. KG","HDH_004_Industrieheizkraftwerk-Heidenheim_GM4","01.01.1999","CCGT",3.2407500000000002,58457.797632199989,163.91281218781219]
[null,null,"SEE964121468647","BNA1292b","J. M. Voith SE & Co. KG","HDH_004_Industrieheizkraftwerk-Heidenheim_GM5","01.01.2004","CCGT",3.2442299999999999,58461.041862199985,163.91281218781219]
[null,null,"SEE971995083203","BNA1677","Volkswagen AG","BHKW Braunschweig","27.07.2014","CCGT",9.048,58470.089862199988,163.91281218781219]
[null,null,"SEE980130244065","BNA1678","Flughafen München GmbH","BHKW 2 - GOM 1","03.12.2014","CCGT",3.6600899999999998,58473.749952199985,163.91281218781219]
[null,null,"SEE976877764072","BNA1678","Flughafen München GmbH","BHKW 2 - GOM 2","04.12.2014","CCGT",3.6600899999999998,58477.410042199983,163.91281218781219]
[null,null,"SEE925705511180","BNA1678","Flughafen München GmbH","BHKW 2 - GOM 3","10.12.2014","CCGT",3.6600899999999998,58481.07013219998,163.91281218781219]
[null,null,"SEE925623713673","BNA1678","Flughafen München GmbH","BHKW 2 - GOM 4","11.12.2014","CCGT",3.6600899999999998,58484.730222199978,163.91281218781219]
[null,null,"SEE959229794460","BNA0256","SWE Energie GmbH","DT","17.12.1999","CCGT",26.1,58510.830222199977,164.07522499999999]
[null,null,"SEE941875842596","BNA0863","Salzgitter Flachstahl GmbH","Ma 1","01.03.1941","CCGT",30.45,58541.280222199974,164.07522499999999]
[null,null,"SEE979791664664","BNA0863","Salzgitter Flachstahl GmbH","Ma 2","15.07.2006","CCGT",43.064999999999998,58584.345222199976,164.07522499999999]
[null,null,"SEE969074173341","BNA0863","Salzgitter Flachstahl GmbH","Ma 3","01.02.1941","CCGT",30.45,58614.795222199973,164.07522499999999]
[null,null,"SEE957844983702","BNA0863","Salzgitter Flachstahl GmbH","Ma A","01.01.1941","CCGT",7.83,58622.625222199975,164.07522499999999]
[null,null,"SEE967243760361","BNA1463","Smurfit Kappa Herzberg Solid Board GmbH","Dampfturbine 3","01.01.1983","CCGT",11.7363,58634.361522199972,164.07522499999999]
[null,null,"SEE919286948329","BNA1553","Gunvor Raffinerie Ingolstadt GmbH","Kraftwerk GRI","01.01.1964","CCGT",6.7859999999999996,58641.147522199972,164.07522499999999]
[null,null,"SEE938449433663","BNA1553","Gunvor Raffinerie Ingolstadt GmbH","Kraftwerk GRI","01.01.1964","CCGT",6.2640000000000002,58647.411522199975,164.07522499999999]
[null,null,"SEE933714674710","BNA1553","Gunvor Raffinerie Ingolstadt GmbH","Kraftwerk GRI","01.01.1964","CCGT",8.6999999999999993,58656.111522199972,164.07522499999999]
[null,null,"SEE972128015696","BNA1990","RheinEnergie AG","BHKW Merheim RheinEnergie","01.06.2020","CCGT",27.057000000000002,58683.168522199972,164.07522499999999]
[null,null,"SEE900527375523",null,"AG der Dillinger Hüttenwerke","T2","01.01.1960","CCGT",4.7850000000000001,58687.953522199976,164.07522499999999]
[null,null,"SEE995596088894",null,"3M Deutschland GmbH","3M Deutschland GmbH T3 Wuppertal","19.07.1957","CCGT",4.7850000000000001,58692.738522199979,164.07522499999999]
[null,null,"SEE945933440847",null,"3M Deutschland GmbH","3M Wuppetal Kraftwerk T4","10.06.1963","CCGT",4.7850000000000001,58697.523522199983,164.07522499999999]
[null,null,"SEE943007353727",null,"Airbus Operations","BHKW 1 Hamburg","11.07.2016","CCGT",1.7391300000000001,58699.262652199985,164.07522499999999]
[null,null,"SEE986400818790",null,"Airbus Operations","BHKW 2 Hamburg","28.02.2013","CCGT",7.5081000000000007,58706.770752199984,164.07522499999999]
[null,null,"SEE900252837358",null,"Baden Board GmbH","Gasturbine","01.01.2001","CCGT",3.915,58710.685752199985,164.07522499999999]
[null,null,"SEE957939399869",null,"BASF Personal Care and Nutrition GmbH","BHKW BASF F17","22.07.2016","CCGT",1.7121599999999999,58712.397912199987,164.07522499999999]
[null,null,"SEE984352856976",null,"BMW AG","Leipzig KWK 1","09.03.2009","CCGT",2.71353,58715.111442199988,164.07522499999999]
[null,null,"SEE919395394109",null,"BMW AG","Leipzig KWK 2","14.12.2016","CCGT",1.0008306000000002,58716.11227279999,164.07522499999999]
[null,null,"SEE956674158182",null,"BMW AG","BMW Landshut KWK 1","01.04.2009","CCGT",1.1745000000000001,58717.286772799991,164.07522499999999]
[null,null,"SEE945807171310",null,"BMW AG","BMW Landshut KWK 2","01.04.2009","CCGT",1.1745000000000001,58718.461272799992,164.07522499999999]
[null,null,"SEE909963484639",null,"BMW AG","BMW Landshut KWK 3","31.07.2014","CCGT",2.2184999999999997,58720.679772799995,164.07522499999999]
[null,null,"SEE943109996648",null,"BMW AG","BMW Landshut KWK 4","08.07.2018","CCGT",3.7409999999999997,58724.420772799996,164.07522499999999]
[null,null,"SEE996431301710",null,"BMW AG","BMW Landshut KWK 5","08.07.2018","CCGT",3.7409999999999997,58728.161772799998,164.07522499999999]
[null,null,"SEE935253303649",null,"BMW AG","BMW Landshut KWK 6","08.07.2018","CCGT",3.7409999999999997,58731.9027728,164.07522499999999]
[null,null,"SEE975854838485",null,"BMW AG","BMW Landshut KWK 7","08.07.2018","CCGT",3.7409999999999997,58735.643772800002,164.07522499999999]
[null,null,"SEE973007329446",null,"Boehringer Ingelheim Pharma GmbH&Co.KG","Boehringer Ingelheim - H111 - GT51/AK51","28.09.2002","CCGT",3.8976000000000002,58739.541372799998,164.07522499999999]
[null,null,"SEE968984873471",null,"Caterpillar Energy Solutions","P34","27.06.2007","CCGT",1.2005999999999999,58740.741972799995,164.07522499999999]
[null,null,"SEE997674469793",null,"Caterpillar Energy Solutions","P35","27.06.2007","CCGT",2.0009999999999999,58742.742972799992,164.07522499999999]
[null,null,"SEE949685414514",null,"Caterpillar Energy Solutions","P87","21.01.2004","CCGT",1.5921000000000001,58744.335072799993,164.07522499999999]
[null,null,"SEE965444118547",null,"Crespel & Deiters GmbH ＆ Co. KG","GTS3","03.07.2009","CCGT",4.6980000000000004,58749.03307279999,164.07522499999999]
[null,null,"SEE951802406722",null,"Crespel & Deiters GmbH ＆ Co. KG","GTS5","20.12.2017","CCGT",6.5163000000000002,58755.549372799993,164.07522499999999]
[null,null,"SEE908040387344",null,"DFS Energy GmbH","BHKW1","15.10.2014","CCGT",1.7230349999999999,58757.272407799996,164.07522499999999]
[null,null,"SEE958897712714",null,"DFS Energy GmbH","BHKW2","24.09.2014","CCGT",1.7230349999999999,58758.995442799998,164.07522499999999]
[null,null,"SEE964821359092",null,"DFS Energy GmbH","GT1","05.06.2014","CCGT",3.8793299999999995,58762.874772800002,164.07522499999999]
[null,null,"SEE947894664195",null,"DFS Energy GmbH","GT2","05.06.2014","CCGT",3.8793299999999995,58766.754102800005,164.07522499999999]
[null,null,"SEE905790208189",null,"Dr. Ing. h.c. F. Porsche AG","W04_B26_BHKW 2","17.10.2016","CCGT",1.7095500000000001,58768.463652800005,164.07522499999999]
[null,null,"SEE944254703181",null,"Dr. Ing. h.c. F. Porsche AG","W04_B26_BHKW 3","11.01.2019","CCGT",1.69998,58770.163632800002,164.07522499999999]
[null,null,"SEE940191479424",null,"Dr. Ing. h.c. F. Porsche AG","W04_B26_BHKW 4","15.10.2018","CCGT",1.69998,58771.8636128,164.07522499999999]
[null,null,"SEE900364034072",null,"EnBW Energie Baden-Württemberg AG","Heizkraftwerk Heilbronn FHT 1","01.05.2015","CCGT",5.6550000000000002,58777.518612799999,164.07522499999999]
[null,null,"SEE902114639810",null,"envia THERM GmbH","Bitterfeld BHKW","11.04.2016","CCGT",1.74,58779.258612799997,164.07522499999999]
[null,null,"SEE941042670380",null,"Erlanger Stadtwerke AG","KWK-Bunsenstr.","21.12.2018","CCGT",7.1548800000000004,58786.413492799998,164.07522499999999]
[null,null,"SEE901196452256",null,"essity Operations Mainz-Kostheim GmbH","Turbine 4","30.06.1983","CCGT",5.8376999999999999,58792.251192799995,164.07522499999999]
[null,null,"SEE973271553004",null,"essity Operations Mainz-Kostheim GmbH","Turbine 5","09.01.2013","CCGT",4.8459000000000003,58797.097092799995,164.07522499999999]
[null,null,"SEE990308000553",null,"Fernheizwerk Neukölln AG","Fernheizwerk 1-BHKW 4","05.11.2013","CCGT",1.7678400000000001,58798.864932799996,164.07522499999999]
[null,null,"SEE926990956885",null,"Fernheizwerk Neukölln AG","Fernheizwerk 2-BHKW 5","05.11.2013","CCGT",1.7643599999999999,58800.629292799997,164.07522499999999]
[null,null,"SEE994281911899",null,"Fernheizwerk Neukölln AG","Fernheizwerk 3-BHKW 6","05.11.2013","CCGT",1.7660999999999998,58802.395392799997,164.07522499999999]
[null,null,"SEE998028907619",null,"Fernheizwerk Neukölln AG","Fernheizwerk 4-BHKW 7","12.06.2014","CCGT",1.7469600000000001,58804.142352799994,164.07522499999999]
[null,null,"SEE934292362181",null,"Fernheizwerk Neukölln AG","Fernheizwerk 6-BHKW 8","14.07.2020","CCGT",1.7189460000000001,58805.861298799995,164.07522499999999]
[null,null,"SEE987729168146",null,"Ferrero OHG mbH","KWK 1 - Kesselhaus","01.04.2007","CCGT",4.3499999999999996,58810.211298799994,164.07522499999999]
[null,null,"SEE965711846036",null,"Ferrero OHG mbH","KWK 2 - Kesselhaus","27.12.2010","CCGT",6.5250000000000004,58816.736298799995,164.07522499999999]
[null,null,"SEE929826629465",null,"FFR Fernwärmeversorgung Flugplatz Ramstein","BHKW Ramstein","13.12.2018","CCGT",11.092499999999999,58827.828798799994,164.07522499999999]
[null,null,"SEE959745626917",null,"Rolls-Royce Solutions Augsburg GmbH","Prüfstand 11","01.03.2004","CCGT",3.48,58831.308798799997,164.07522499999999]
[null,null,"SEE957639615832",null,"MAN Energy Solutions SE","Prüfstand 15","01.05.2009","CCGT",12.18,58843.488798799997,164.07522499999999]
[null,null,"SEE952857304476",null,"MAN Energy Solutions SE","Prüfstand 32","01.09.2013","CCGT",1.6182000000000001,58845.106998799994,164.07522499999999]
[null,null,"SEE926356200836",null,"Rolls-Royce Solutions Augsburg GmbH","Prüfstand 4","01.01.2003","CCGT",1.3049999999999999,58846.411998799995,164.07522499999999]
[null,null,"SEE971949289934",null,"Rolls-Royce Solutions Augsburg GmbH","Prüfstand 5","01.03.2004","CCGT",2.7840000000000003,58849.195998799994,164.07522499999999]
[null,null,"SEE949310869146",null,"Rolls-Royce Solutions Augsburg GmbH","Prüfstand 6","01.03.2004","CCGT",2.7840000000000003,58851.979998799994,164.07522499999999]
[null,null,"SEE925189660817",null,"Rolls-Royce Solutions Augsburg GmbH","Prüfstand 8","01.03.2004","CCGT",2.7840000000000003,58854.763998799994,164.07522499999999]
[null,null,"SEE941055812814",null,"MAN Energy Solutions SE","SI-Gasmotor (12 V 32/40)","04.05.2005","CCGT",4.6544999999999996,58859.418498799991,164.07522499999999]
[null,null,"SEE939211785720",null,"OMV Deutschland Operations GmbH & Co. KG","Dampfgeneratorturbine 1","06.04.1970","CCGT",6.7859999999999996,58866.204498799991,164.07522499999999]
[null,null,"SEE947745452346",null,"OMV Deutschland Operations GmbH & Co. KG","Dampfgeneratorturbine 2","01.07.1969","CCGT",6.8730000000000002,58873.07749879999,164.07522499999999]
[null,null,"SEE923953841820",null,"HanseWerk Natur GmbH","99000290 Angerburger Str. Erdgas-BHKW","19.10.2017","CCGT",1.3006500000000001,58874.378148799988,164.07522499999999]
[null,null,"SEE920571907488",null,"HanseWerk Natur GmbH","99000649 Reichsbahnstr. Erdgas-BHKW 1","29.11.2017","CCGT",3.7644899999999999,58878.142638799989,164.07522499999999]
[null,null,"SEE944861777810",null,"HanseWerk Natur GmbH","99000649 Reichsbahnstr. Erdgas-BHKW 2","29.11.2017","CCGT",1.74,58879.882638799987,164.07522499999999]
[null,null,"SEE967129146814",null,"HanseWerk Natur GmbH","99000649 Reichsbahnstr. Erdgas-BHKW 3","04.12.2018","CCGT",1.74,58881.622638799985,164.07522499999999]
[null,null,"SEE906681939748",null,"Jäckering Mühlen- und Nährmittelwerke GmbH","BHKW Hafen - Modul 1","01.04.2013","CCGT",1.8905100000000001,58883.513148799982,164.07522499999999]
[null,null,"SEE967448123107",null,"Jäckering Mühlen- und Nährmittelwerke GmbH","BHKW Hafen - Modul 2","01.04.2013","CCGT",1.8905100000000001,58885.40365879998,164.07522499999999]
[null,null,"SEE956207547964",null,"Jäckering Mühlen- und Nährmittelwerke GmbH","BHKW Hafen - Modul 3","01.04.2013","CCGT",1.8905100000000001,58887.294168799977,164.07522499999999]
[null,null,"SEE900348277440",null,"Jäckering Mühlen- und Nährmittelwerke GmbH","BHKW Hafen - Modul 4","01.04.2013","CCGT",1.8905100000000001,58889.184678799975,164.07522499999999]
[null,null,"SEE942234222677",null,"Jäckering Mühlen- und Nährmittelwerke GmbH","BHKW Hafen - Modul 5","01.04.2013","CCGT",1.8905100000000001,58891.075188799972,164.07522499999999]
[null,null,"SEE982412379564",null,"Jäckering Mühlen- und Nährmittelwerke GmbH","BHKW Hafen - Modul 6","28.12.2017","CCGT",1.2162599999999999,58892.291448799973,164.07522499999999]
[null,null,"SEE977583940965",null,"Jäckering Mühlen- und Nährmittelwerke GmbH","BHKW Hafen - Modul 7","28.12.2017","CCGT",1.8931200000000001,58894.184568799974,164.07522499999999]
[null,null,"SEE907892165506",null,"Mark-E Aktiengesellschaft","Cuno Heizkraftwerk Herdecke BHKW1","01.01.2004","CCGT",1.74,58895.924568799972,164.07522499999999]
[null,null,"SEE986561991462",null,"Mark-E Aktiengesellschaft","Cuno Heizkraftwerk Herdecke BHKW2","01.01.2005","CCGT",1.74,58897.66456879997,164.07522499999999]
[null,null,"SEE995184160995",null,"Mark-E Aktiengesellschaft","Cuno Heizkraftwerk Herdecke BHKW3","01.01.2014","CCGT",1.74,58899.404568799968,164.07522499999999]
[null,null,"SEE946476002431",null,"Kelheim Fibres GmbH","Turbine 6","16.07.1970","CCGT",18.10905,58917.513618799967,164.07522499999999]
[null,null,"SEE980823248912",null,"Kelheim Fibres GmbH","Turbine 7","05.08.2014","CCGT",22.558229999999998,58940.071848799969,164.07522499999999]
[null,null,"SEE955995472915",null,"Industriekraftwerk Greifswald GmbH","KWK-Anlage Industriekraftwerk Greifswald","14.03.2013","CCGT",31.32,58971.391848799969,164.07522499999999]
[null,null,"SEE960935066536",null,"INEOS SOLVENTS GERMANY GMBH","TG7","14.11.1974","CCGT",10.44,58981.831848799971,164.07522499999999]
[null,null,"SEE916733797554",null,"Julius Glatz","Turbine 1","01.01.1955","CCGT",3.6105000000000005,58985.442348799974,164.07522499999999]
[null,null,"SEE981577567892",null,"Julius Glatz","Turbine 2","01.01.1955","CCGT",6.0203999999999995,58991.462748799975,164.07522499999999]
[null,null,"SEE907064154956",null,"K+S Minerals and Agriculture GmbH","Kraftwerk HA GT1","02.07.2017","CCGT",4.9329000000000001,58996.395648799975,164.07522499999999]
[null,null,"SEE906462907775",null,"K+S Minerals and Agriculture GmbH","Kraftwerk HA GT2","02.07.2017","CCGT",4.9329000000000001,59001.328548799975,164.07522499999999]
[null,null,"SEE990935582224",null,"K+S Minerals and Agriculture GmbH","Kraftwerk HA GT3","02.07.2006","CCGT",5.22,59006.548548799976,164.07522499999999]
[null,null,"SEE947763810036",null,"H&R Chemisch Pharmazeutische Spezialitäten GmbH","HuR-IKW-G5","30.12.2016","CCGT",7.8552299999999997,59014.403778799977,164.07522499999999]
[null,null,"SEE942954514045",null,"Merck KGaA","DA_BHKW_01","11.07.2014","CCGT",2.6448,59017.048578799979,164.07522499999999]
[null,null,"SEE967909872162",null,"Stadtwerke Aachen AG","STAWAG BHKW Campus Melaten","19.12.2018","CCGT",8.2650000000000006,59025.313578799978,164.07522499999999]
[null,null,"SEE942369834141",null,"Zanders Paper GmbH","Kraftwerk Zanders Paper GmbH","01.01.1989","CCGT",18.322199999999999,59043.63577879998,164.07522499999999]
[null,null,"SEE986027519575",null,"Stadtwerke Bernburg GmbH","BHKW Friedenshall M2","16.10.2018","CCGT",1.70085,59045.336628799982,164.07522499999999]
[null,null,"SEE920885263676",null,"Stadtwerke Bernburg GmbH","BHKW Friedenshall M3","16.10.2018","CCGT",1.70085,59047.037478799983,164.07522499999999]
[null,null,"SEE981673107183",null,"Stadtwerke Bernburg GmbH","BHKW Paul-Schneider-Straße","17.01.2011","CCGT",1.7043300000000001,59048.741808799983,164.07522499999999]
[null,null,"SEE988410265359",null,"Stadtwerke Bernburg GmbH","BHKW Serumwerk","08.01.2009","CCGT",1.7043300000000001,59050.446138799984,164.07522499999999]
[null,null,"SEE944326423818",null,"Stadtwerke Bernburg GmbH","BHKW-Roschwitz","27.09.2013","CCGT",1.7095500000000001,59052.155688799983,164.07522499999999]
[null,null,"SEE952754203742",null,"StWB Stadtwerke Brandenburg an der Havel","Warschauer Straße 17A","10.05.2010","CCGT",1.7313000000000001,59053.886988799983,164.07522499999999]
[null,null,"SEE936805420975",null,"StWB Stadtwerke Brandenburg an der Havel","Zauchestraße","19.11.2009","CCGT",1.7313000000000001,59055.618288799982,164.07522499999999]
[null,null,"SEE914143996840",null,"Sasol Germany GmbH","GT3","02.10.2020","CCGT",6.4623600000000003,59062.08064879998,164.07522499999999]
[null,null,"SEE943163469652",null,"Stadtwerke Frankfurt (Oder) GmbH","BHKW-Süd","28.04.2015","CCGT",1.7391300000000001,59063.819778799982,164.07522499999999]
[null,null,"SEE942432515786",null,"WMF Group GmbH","Dampfturbine","01.01.1943","CCGT",9.2219999999999995,59073.041778799983,164.07522499999999]
[null,null,"SEE942028155815",null,"Stadtwerke Greifswald GmbH","BHKW-Kapaunenstraße Modul 1","26.09.2018","CCGT",2.2437300000000002,59075.285508799985,164.07522499999999]
[null,null,"SEE971441182924",null,"Stadtwerke Greifswald GmbH","BHKW-Kapaunenstraße Modul 2","26.09.2018","CCGT",2.2437300000000002,59077.529238799987,164.07522499999999]
[null,null,"SEE982138852266",null,"Stadtwerke Greifswald GmbH","BHKW-Süd","16.12.2020","CCGT",3.5669999999999997,59081.09623879999,164.07522499999999]
[null,null,"SEE994846175667",null,"Wärme Hamburg GmbH","BHKW Haferweg","09.08.2016","CCGT",1.11534,59082.211578799986,164.07522499999999]
[null,null,"SEE903050015065",null,"Wärme Hamburg GmbH","HW Hafen","14.09.2005","CCGT",1.66605,59083.877628799986,164.07522499999999]
[null,null,"SEE936112096313",null,"SWISS KRONO TEX","BHKW","21.01.2016","CCGT",1.70259,59085.580218799987,164.07522499999999]
[null,null,"SEE911689709217",null,"Smurfit Kappa Herzberg Solid Board GmbH","Dampfturbine 2","01.01.1957","CCGT",5.22,59090.800218799988,164.07522499999999]
[null,null,"SEE906315722982",null,"Smurfit Kappa Hoya Papier und Karton GmbH","DT 1","01.01.1971","CCGT",5.3452799999999998,59096.14549879999,164.07522499999999]
[null,null,"SEE914688001801",null,"Smurfit Kappa Hoya Papier und Karton GmbH","DT 2 (KKK)","01.01.1996","CCGT",3.7749300000000003,59099.920428799989,164.07522499999999]
[null,null,"SEE989342161450",null,"Smurfit Kappa Hoya Papier und Karton GmbH","Gasturbine 2 (TBM)","01.05.2014","CCGT",5.67936,59105.599788799991,164.07522499999999]
[null,null,"SEE939394838077",null,"Stadtwerke Lemgo GmbH","KWK-0005","24.10.2014","CCGT",1.7391300000000001,59107.338918799993,164.07522499999999]
[null,null,"SEE919932222612",null,"Stadtwerke Lemgo GmbH","KWK-0006","09.02.2012","CCGT",1.7391300000000001,59109.078048799995,164.07522499999999]
[null,null,"SEE929612840487",null,"Stadtwerke Lemgo GmbH","KWK-0007","13.11.2014","CCGT",1.7391300000000001,59110.817178799996,164.07522499999999]
[null,null,"SEE995963332841",null,"Stadtwerke Lemgo GmbH","KWK-0008","16.12.2013","CCGT",1.7391300000000001,59112.556308799998,164.07522499999999]
[null,null,"SEE987257004671",null,"Stadtwerke Lemgo GmbH","KWK-0009","20.12.2011","CCGT",1.7391300000000001,59114.2954388,164.07522499999999]
[null,null,"SEE924769212057",null,"Stadtwerke Lemgo GmbH","KWK-0010","16.09.2013","CCGT",0.89610000000000001,59115.191538799998,164.07522499999999]
[null,null,"SEE917211054664",null,"Stadtwerke Lübeck GmbH","BHKW CGS","05.08.2016","CCGT",1.7391300000000001,59116.9306688,164.07522499999999]
[null,null,"SEE960400012501",null,"Stadtwerke Lübeck GmbH","BHKW FAH","01.10.2013","CCGT",1.7382599999999999,59118.668928799998,164.07522499999999]
[null,null,"SEE968328974024",null,"Stadtwerke Lübeck GmbH","BHKW GEN (mit Spillingmotor)","01.01.1989","CCGT",1.66083,59120.329758799999,164.07522499999999]
[null,null,"SEE934738705541",null,"Stadtwerke Lübeck GmbH","BHKW MBT","18.01.2016","CCGT",1.7382599999999999,59122.068018799997,164.07522499999999]
[null,null,"SEE984434924425",null,"Stadtwerke Lübeck GmbH","BHKW MOB","01.03.2005","CCGT",1.7139,59123.781918799999,164.07522499999999]
[null,null,"SEE950923564083",null,"Stadtwerke Lübeck GmbH","BHKW NIE","24.02.2014","CCGT",1.74,59125.521918799997,164.07522499999999]
[null,null,"SEE973466684971",null,"Stadtwerke Lübeck GmbH","BHKW POS","03.06.2005","CCGT",1.7391300000000001,59127.261048799999,164.07522499999999]
[null,null,"SEE933136709328",null,"Stadtwerke Lübeck GmbH","BHKW RAT","25.11.2014","CCGT",1.74,59129.001048799997,164.07522499999999]
[null,null,"SEE992720174720",null,"Stadtwerke Lübeck GmbH","BHKW TOE","25.07.2017","CCGT",1.7391300000000001,59130.740178799999,164.07522499999999]
[null,null,"SEE913660206173",null,"Stadtwerke Lübeck GmbH","BHKW ZIE","03.12.2014","CCGT",1.74,59132.480178799997,164.07522499999999]
[null,null,"SEE928983473973",null,"Westag & Getalit AG","BHKW-G","10.10.2012","CCGT",1.7391300000000001,59134.219308799999,164.07522499999999]
[null,null,"SEE900559860912",null,"WUN Pellets GmbH","WUN Pellets - BHKW - Modul II","01.10.2018","CCGT",3.8367,59138.056008799998,164.07522499999999]
[null,null,"SEE998778600532",null,"WUN Pellets GmbH","WUN Pellets - BHKW-Modul I","01.10.2018","CCGT",3.8367,59141.892708799998,164.07522499999999]
[null,null,"SEE926582462244",null,"WUN Pellets GmbH","WUN Pellets - BHKW-Modul III","01.10.2018","CCGT",3.8367,59145.729408799998,164.07522499999999]
[null,null,"SEE937830141170",null,"Volkswagen Sachsen GmbH - Fahrzeugwerk Zwickau","BHKW-G66-KWK-klein","16.10.2017","CCGT",3.306,59149.035408799995,164.07522499999999]
[null,null,"SEE945217244789",null,"SWM Services GmbH","SWM HKW Freimann GT11","01.01.2021","CCGT",44.265599999999999,59193.301008799994,164.07522499999999]
[null,null,"SEE920560912882",null,"SWM Services GmbH","SWM HKW Freimann GT12","01.01.2021","CCGT",44.265599999999999,59237.566608799993,164.07522499999999]
[null,null,"SEE976549634931","BNA0222","Stadtwerke Düsseldorf AG","SWD KWF GTKW","03.08.1972","Oil",73.27,59310.836608799989,164.16796875]
[null,null,"SEE942845579245","BNA0111","Stadtwerke Bochum Holding GmbH","KWK Hiltrop","20.08.1975","CCGT",37.768439999999998,59348.605048799989,164.36023040320563]
[null,null,"SEE997867646000","BNA0117b","Energie- und Wasserversorgung Bonn/Rhein-Sieg GmbH","Heizkraftwerk Bonn-Nord, Dampfturbine GuD-Anlage","01.11.2013","CCGT",63.945,59412.550048799989,164.36023040320563]
[null,null,"SEE990603147649","BNA0117b","Energie- und Wasserversorgung Bonn/Rhein-Sieg GmbH","Heizkraftwerk Bonn-Nord, Gasturbine 1 der GuD-Anlage","19.08.1998","CCGT",17.835000000000001,59430.385048799988,164.36023040320563]
[null,null,"SEE916865356940","BNA0804","K+S Minerals and Agriculture GmbH","Kraftwerk HA GT4","01.02.2012","CCGT",27.84,59458.225048799985,164.36023040320563]
[null,null,"SEE952488583202","BNA0804","K+S Minerals and Agriculture GmbH","Kraftwerk HA DT1","02.03.1967","CCGT",24.36,59482.585048799985,164.36023040320563]
[null,null,"SEE970554561831","BNA0804","K+S Minerals and Agriculture GmbH","Kraftwerk HA DT2","14.12.2017","CCGT",19.574999999999999,59502.160048799982,164.36023040320563]
[null,null,"SEE913280112274","BNA0804","K+S Minerals and Agriculture GmbH","Kraftwerk HA DT4","02.07.1962","CCGT",18.27,59520.430048799979,164.36023040320563]
[null,null,"SEE924343365650","BNA1260","Mercedes-Benz AG","Mercedes-Benz Werk Sindelfingen HKW Gasturbine 1","07.11.2013","CCGT",26.048669999999998,59546.478718799975,164.36023040320563]
[null,null,"SEE949085992346","BNA1260","Mercedes-Benz AG","Mercedes-Benz Werk Sindelfingen HKW Turbine 2","13.02.1963","CCGT",14.972700000000001,59561.451418799974,164.36023040320563]
[null,null,"SEE994027750690","BNA1260","Mercedes-Benz AG","Mercedes-Benz Werk Sindelfingen HKW Turbine 3","01.06.1971","CCGT",4.1325000000000003,59565.583918799974,164.36023040320563]
[null,null,"SEE986713152253","BNA1260","Mercedes-Benz AG","Mercedes-Benz Werk Sindelfingen HKW Turbine 4","04.11.1971","CCGT",24.299099999999999,59589.88301879997,164.36023040320563]
[null,null,"SEE993713255198","BNA1260","Mercedes-Benz AG","Mercedes-Benz Werk Sindelfingen HKW Turbine 5","23.07.1981","CCGT",17.200770000000002,59607.083788799973,164.36023040320563]
[null,null,"SEE914749097217","BNA1504","Daimler Truck AG","129870 Modul 1","20.02.2013","CCGT",3.8628000000000005,59610.946588799976,164.36023040320563]
[null,null,"SEE969792129750","BNA1504","Daimler Truck AG","129870 Modul 2","20.02.2013","CCGT",3.8628000000000005,59614.809388799978,164.36023040320563]
[null,null,"SEE900240101683","BNA1504","Daimler Truck AG","129870 Modul 3","20.02.2013","CCGT",3.8628000000000005,59618.672188799981,164.36023040320563]
[null,null,"SEE911283118750","BNA1531","Industriekraftwerk Greifswald GmbH","Industriekraftwerk Greifswald GmbH","17.12.2013","CCGT",33.234000000000002,59651.906188799978,164.36023040320563]
[null,null,"SEE963962520354","BNA1541","Freiberger Erdgas GmbH","BHKW1 Chemnitzer Straße 40","01.07.2013","CCGT",3.7523099999999996,59655.658498799981,164.36023040320563]
[null,null,"SEE923729511377","BNA1541","Freiberger Erdgas GmbH","BHKW2 Chemnitzer Straße 40","01.07.2013","CCGT",3.7523099999999996,59659.410808799985,164.36023040320563]
[null,null,"SEE940178738247","BNA1541","Freiberger Erdgas GmbH","GT Chemnitzer Straße 40","01.07.2013","CCGT",4.1385899999999998,59663.549398799987,164.36023040320563]
[null,null,"SEE914989602134","BNA0497","Infraserv GmbH & Co. Höchst KG","IPH Strom GTX2","06.01.2011","CCGT",43.326000000000001,59706.875398799988,164.81012054244098]
[null,null,"SEE969540726491","BNA0497","Infraserv GmbH & Co. Höchst KG","IPH Strom GTX3","09.01.2011","CCGT",43.326000000000001,59750.201398799989,164.81012054244098]
[null,null,"SEE943297204990","BNA1464","ZF Friedrichshafen AG","ZF-SBR-GuD-Heizkraftwerk","29.03.2012","CCGT",33.590873999999999,59783.79227279999,164.81012054244098]
[null,null,"SEE993957305321","BNA1492a","Papierfabrik Adolf Jass GmbH & Co. KG","G25","03.01.1992","CCGT",11.7624,59795.55467279999,164.81012054244098]
[null,null,"SEE945436960576","BNA1492a","Papierfabrik Adolf Jass GmbH & Co. KG","GT1","01.09.2012","CCGT",6.2205000000000004,59801.775172799993,164.81012054244098]
[null,null,"SEE932621971301","BNA1492a","Papierfabrik Adolf Jass GmbH & Co. KG","GT2","01.09.2012","CCGT",6.2205000000000004,59807.995672799996,164.81012054244098]
[null,null,"SEE951458309484","BNA1503","Mercedes-Benz AG","Gebäude 120 / BHKW Modul 01","31.10.2012","CCGT",3.6539999999999999,59811.649672799998,164.81012054244098]
[null,null,"SEE911257641864","BNA1503","Mercedes-Benz AG","Gebäude 120 / BHKW Modul 02","31.10.2012","CCGT",3.6539999999999999,59815.303672800001,164.81012054244098]
[null,null,"SEE999839188105","BNA1503","Mercedes-Benz AG","Gebäude 120 / BHKW Modul 03","31.10.2012","CCGT",3.6539999999999999,59818.957672800003,164.81012054244098]
[null,null,"SEE906385906152","BNA1503","Mercedes-Benz AG","Gebäude 120 / BHKW Modul 04","31.10.2012","CCGT",3.6539999999999999,59822.611672800005,164.81012054244098]
[null,null,"SEE966481430050","BNA1503","Mercedes-Benz AG","Gebäude 120 / BHKW Modul 05","19.12.2014","CCGT",3.6539999999999999,59826.265672800007,164.81012054244098]
[null,null,"SEE910326850336","BNA1861","BMW AG","Regensburg KWK 1","05.07.2011","CCGT",2.28288,59828.548552800006,164.81012054244098]
[null,null,"SEE908927793930","BNA1861","BMW AG","Regensburg KWK 2","05.07.2011","CCGT",2.28288,59830.831432800005,164.81012054244098]
[null,null,"SEE989785638618","BNA1861","BMW AG","Regensburg KWK 3","29.10.2012","CCGT",2.28288,59833.114312800004,164.81012054244098]
[null,null,"SEE902725989434","BNA1861","BMW AG","Regensburg KWK 4","29.10.2012","CCGT",2.28288,59835.397192800003,164.81012054244098]
[null,null,"SEE919137629452","BNA0498","Celanese Production Germany","IPH Strom VT1","01.01.1982","CCGT",15.1206,59850.517792800005,165.09771069182392]
[null,null,"SEE948546582201","BNA0498","Sanofi-Aventis Deutschland GmbH","IPH Strom VT2","26.08.1983","CCGT",15.1206,59865.638392800007,165.09771069182392]
[null,null,"SEE928072880231","BNA0498","Thermal Conversion Compound Industriepark Höchst GmbH","IPH Strom VT5","01.01.1980","CCGT",32.972999999999999,59898.611392800005,165.09771069182392]
[null,null,"SEE970980016073","BNA1502","SWK ENERGIE GmbH","KWK006-1","06.02.2013","CCGT",3.6896699999999996,59902.301062800005,165.26250314782172]
[null,null,"SEE930322571356","BNA1502","SWK ENERGIE GmbH","KWK006-2","06.02.2013","CCGT",3.6896699999999996,59905.990732800004,165.26250314782172]
[null,null,"SEE979899728817","BNA1502","SWK ENERGIE GmbH","KWK006-3","06.02.2013","CCGT",3.6896699999999996,59909.680402800004,165.26250314782172]
[null,null,"SEE963909310185","BNA0085b","Vattenfall Wärme Berlin AG","HKW Moabit Gasturbine 5","30.10.1971","Oil",14.45,59924.130402800001,165.56073539067631]
[null,null,"SEE992645841813","BNA0085b","Vattenfall Wärme Berlin AG","HKW Moabit Gasturbine 6","27.11.1971","Oil",14.45,59938.580402799998,165.56073539067631]
[null,null,"SEE983138549866","BNA0238b","ArcelorMittal Eisenhüttenstadt GmbH","IKW Block 7","08.05.2013","CCGT",46.893000000000001,59985.473402799995,165.71739898989898]
[null,null,"SEE915966254872","BNA0397","thyssenkrupp Steel Europe AG","Hamborn 5","01.01.2003","CCGT",195.75,60181.223402799995,165.71739898989898]
[null,null,"SEE922395631839","BNA0864","Salzgitter Flachstahl GmbH","Block1","15.06.2010","CCGT",84.39,60265.613402799994,165.71739898989898]
[null,null,"SEE976320012538","BNA0865b","Salzgitter Flachstahl GmbH","Block2","15.08.2010","CCGT",84.39,60350.003402799994,165.71739898989898]
[null,null,"SEE913203719740","BNA1115","AG der Dillinger Hüttenwerke","GKW","22.04.2009","CCGT",77.723190000000002,60427.726592799991,165.71739898989898]
[null,null,"SEE907508778663","BNA1196a","MVV Enamic Ludwigshafen GmbH","Motor 3","23.11.2007","CCGT",2.7840000000000003,60430.51059279999,166.63481462671407]
[null,null,"SEE912906399075","BNA0243","Palm Power GmbH & Co. KG","HKW Eltmann","07.02.2017","CCGT",56.119349999999997,60486.629942799991,167.09737713267128]
[null,null,"SEE913609763316","BNA1056","Infraserv GmbH & Co. Wiesbaden KG","Generator 1 Erdgas","31.08.1981","CCGT",6.3075000000000001,60492.937442799994,167.56253830439226]
[null,null,"SEE969023487444","BNA1056","Infraserv GmbH & Co. Wiesbaden KG","Generator 2","30.11.1978","CCGT",3.7844999999999995,60496.721942799995,167.56253830439226]
[null,null,"SEE964717210810","BNA1056","Infraserv GmbH & Co. Wiesbaden KG","Generator 3","30.11.1977","CCGT",9.1985100000000006,60505.920452799997,167.56253830439226]
[null,null,"SEE988616317180","BNA1056","Infraserv GmbH & Co. Wiesbaden KG","Generator 4","29.02.1996","CCGT",10.1442,60516.0646528,167.56253830439226]
[null,null,"SEE968474056711","BNA1056","Infraserv GmbH & Co. Wiesbaden KG","Generator 6","31.03.2021","CCGT",19.23657,60535.301222800001,167.56253830439226]
[null,null,"SEE919189403703","BNA1056","Infraserv GmbH & Co. Wiesbaden KG","Generator 7","31.03.2021","CCGT",19.23657,60554.537792800002,167.56253830439226]
[null,null,"SEE994968008959","BNA0440","K+S Minerals and Agriculture GmbH","ZI Tr GT3","02.06.2005","OCGT",1.3224,60555.860192799999,167.74382051282052]
[null,null,"SEE914438115895","BNA0392a","EVH GmbH","Heizkraftwerk Dieselstraße Block A","01.04.2020","CCGT",49.455149999999996,60605.315342800001,168.0303201024328]
[null,null,"SEE946568262484","BNA0392a","EVH GmbH","Heizkraftwerk Dieselstraße Block B","01.12.2020","CCGT",49.71528,60655.030622799997,168.0303201024328]
[null,null,"SEE999181532861","BNA0527","Stadtwerke Kiel AG","HKWH Gasturbine 5","27.04.2005","CCGT",4.7188800000000004,60659.749502799998,168.0303201024328]
[null,null,"SEE920193460095","BNA0527","Stadtwerke Kiel AG","HKWH Gasturbine 6","27.04.2005","CCGT",4.7188800000000004,60664.468382799998,168.0303201024328]
[null,null,"SEE989392899242","BNA0527","Stadtwerke Kiel AG","HKWH Gasturbine 7","01.10.2014","CCGT",4.6423200000000007,60669.110702799997,168.0303201024328]
[null,null,"SEE939329445868","BNA0527","Stadtwerke Kiel AG","HKWH Gasturbine 8","01.10.2014","CCGT",4.6423200000000007,60673.753022799996,168.0303201024328]
[null,null,"SEE918373264410","BNA0033","Stadtwerke Augsburg Energie GmbH","BHKW GT-Ost","15.01.2004","CCGT",26.709,60700.462022799999,168.07297643442624]
[null,null,"SEE997988564504","BNA1507","Michelin Reifenwerke AG & Co. KGaA","BKR Gasturbine","29.09.2006","CCGT",9.8692799999999998,60710.331302799998,168.24382051282052]
[null,null,"SEE924647197780","BNA0202","RWE Generation SE","Dortmund DT","22.03.2004","CCGT",10.353,60720.6843028,168.50074473549051]
[null,null,"SEE994761683902","BNA0202","RWE Generation SE","Dortmund GT","01.11.2013","CCGT",12.18,60732.864302800001,168.50074473549051]
[null,null,"SEE971867565370","BNA0285","Mainova AG","HKW Niederrad Block 1","20.09.2005","CCGT",60.9,60793.764302800002,168.50074473549051]
[null,null,"SEE946744372112","BNA0499","Infraserv GmbH & Co. Höchst KG","IPH Strom GTX1","26.11.2003","CCGT",46.631999999999998,60840.3963028,168.97383466391966]
[null,null,"SEE946394519998","BNA1327b","Terminal 2 Gesellschaft & Co. oHG","BHKW M8","05.06.2002","CCGT",3.3196163699999999,60843.715919169998,168.97383466391966]
[null,null,"SEE949201577754","BNA1327b","Terminal 2 Gesellschaft & Co. oHG","BHKW M9","05.06.2002","CCGT",3.3196163699999999,60847.035535539995,168.97383466391966]
[null,null,"SEE987326760026","BNA1499","Nordzucker","Generator 1","01.09.2008","CCGT",15.355499999999999,60862.391035539993,168.97383466391966]
[null,null,"SEE935395375856","BNA1499","Nordzucker","Generator 2","01.09.1984","CCGT",10.0572,60872.448235539996,168.97383466391966]
[null,null,"SEE927473609168","BNA0174","InfraServ GmbH & Co. Gendorf KG","BNA0174","01.07.1967","CCGT",63.040199999999992,60935.488435539999,169.44961260330578]
[null,null,"SEE964745752825","BNA0213","Stadtwerke Duisburg AG","HKW III  Block A","01.12.1974","CCGT",34.974000000000004,60970.462435540001,169.44961260330578]
[null,null,"SEE977708202411","BNA1165","Pfeifer & Langen GmbH ＆ Co. KG","Appeldorn Generator 1","01.09.1977","CCGT",4.9746600000000001,60975.437095540001,169.44961260330578]
[null,null,"SEE945071514516","BNA1165","Pfeifer & Langen GmbH ＆ Co. KG","Appeldorn Generator 2","30.08.1979","CCGT",4.9746600000000001,60980.411755540001,169.44961260330578]
[null,null,"SEE953991032447","BNA1151","E.ON Energy Solutions GmbH","KWKK Heidelberg","21.12.2001","CCGT",11.560560000000001,60991.972315539999,169.92810152810154]
[null,null,"SEE922981583535","BNA1193","Stadtwerke Lemgo GmbH","HKW-West Gasturbine 1","01.07.1988","CCGT",4.4369999999999994,60996.409315539997,169.92810152810154]
[null,null,"SEE982892019516","BNA1193","Stadtwerke Lemgo GmbH","KWK-0003","01.09.1995","CCGT",4.4892000000000003,61000.898515540001,169.92810152810154]
[null,null,"SEE975024902015","BNA1193","Stadtwerke Lemgo GmbH","KWK-0004","01.09.1995","CCGT",2.1749999999999998,61003.073515540003,169.92810152810154]
[null,null,"SEE982694984074","BNA1315","Universitätsklinikum Freiburg","BHKW 1","15.12.2015","CCGT",1.7391300000000001,61004.812645540005,169.92810152810154]
[null,null,"SEE901884895389","BNA1315","Universitätsklinikum Freiburg","Dampfturbine 1","01.12.2012","CCGT",11.136000000000001,61015.948645540004,169.92810152810154]
[null,null,"SEE946029200710","BNA1315","Universitätsklinikum Freiburg","Dampfturbine 2","01.01.1970","CCGT",7.221000000000001,61023.169645540002,169.92810152810154]
[null,null,"SEE991039408854","BNA1315","Universitätsklinikum Freiburg","Gasturbine 1","01.01.2001","CCGT",4.8719999999999999,61028.041645540005,169.92810152810154]
[null,null,"SEE997682781566","BNA1328","HBB Heizkraftwerk Bauernfeind Betreibergesellschaft mbH","HBB Heizkraftwerk Bauernfeind Betreibergesellschaft mbH (Stromerzeugung)","01.02.2001","CCGT",5.22,61033.261645540006,169.92810152810154]
[null,null,"SEE997562455938","BNA0957","Stadtwerke Tübingen GmbH","BHKW Obere Viehweide M1 (Waldhäuser Str 100)","16.08.2013","CCGT",2.9162399999999997,61036.177885540004,170.40932467532468]
[null,null,"SEE961328936443","BNA0957","Stadtwerke Tübingen GmbH","BHKW Obere Viehweide M2 (Waldhäuser Str 100)","16.08.2013","CCGT",2.9162399999999997,61039.094125540003,170.40932467532468]
[null,null,"SEE921316314745","BNA0957","Stadtwerke Tübingen GmbH","BHKW Obere Viehweide M3 (Waldhäuser Str 100)","07.11.2013","CCGT",2.9162399999999997,61042.010365540002,170.40932467532468]
[null,null,"SEE900295294101","BNA0957","Stadtwerke Tübingen GmbH","BHKW Obere Viehweide M4 (Waldhäuser Str 100)","07.11.2013","CCGT",2.9162399999999997,61044.92660554,170.40932467532468]
[null,null,"SEE954348740183","BNA1138","Stadtwerke Erkrath","BHKW Klinkerweg  Modul 2","30.03.2000","CCGT",2.9579999999999997,61047.884605539999,170.40932467532468]
[null,null,"SEE935012767491","BNA1138","Stadtwerke Erkrath","BHKW Klinkerweg  Modul 3","30.03.2000","CCGT",2.9579999999999997,61050.842605539998,170.40932467532468]
[null,null,"SEE950630767128","BNA1138","Stadtwerke Erkrath","BHKW Klinkerweg Modul 1","30.03.2000","CCGT",2.9579999999999997,61053.800605539996,170.40932467532468]
[null,null,"SEE957952105034","BNA1238","MEGGLE GmbH & Co. KG","Heizkraftwerk Meggle","02.07.2016","CCGT",11.831999999999999,61065.632605539999,170.40932467532468]
[null,null,"SEE926239714443","BNA0556a","Cargill Deutschland GmbH","DT Kre","29.04.1964","CCGT",22.371179999999999,61088.003785540001,170.89330554831986]
[null,null,"SEE961057667205","BNA1117","Pirelli Deutschland","Gasturbine Kraftwerk","14.12.2017","CCGT",9.0218999999999987,61097.02568554,170.89330554831986]
[null,null,"SEE918407219966","BNA1403","Neptune Energy Deutschland GmbH","GuD Steinitz - HKW 1","01.07.1994","CCGT",3.7844999999999995,61100.810185540002,170.89330554831986]
[null,null,"SEE970401548961","BNA1403","Neptune Energy Deutschland GmbH","GuD Steinitz - HKW 2","01.07.1994","CCGT",10.092000000000001,61110.902185539999,170.89330554831986]
[null,null,"SEE918916993708","BNA1074","envia THERM GmbH","Wolfen GT","31.12.1996","OCGT",43.5,61154.402185539999,171.36963583966468]
[null,null,"SEE973250051972","BNA0354","Georg-August-Universität Göttingen","Gasturbine HKW","01.01.1998","CCGT",16.356000000000002,61170.758185539999,171.38006792058519]
[null,null,"SEE914224312040","BNA1396","GLOBALFOUNDRIES Dresden Module Two LLC & Co. KG","Gasmotoren-Blockheizkraftwerk I (Generator 1)","01.09.1998","CCGT",3.37473,61174.132915540002,171.38006792058519]
[null,null,"SEE932664806912","BNA1396","GLOBALFOUNDRIES Dresden Module Two LLC & Co. KG","Gasmotoren-Blockheizkraftwerk I (Generator 2)","01.09.1998","CCGT",3.37473,61177.507645540005,171.38006792058519]
[null,null,"SEE987679030500","BNA1396","GLOBALFOUNDRIES Dresden Module Two LLC & Co. KG","Gasmotoren-Blockheizkraftwerk I (Generator 3)","01.09.1998","CCGT",3.37473,61180.882375540008,171.38006792058519]
[null,null,"SEE923918497345","BNA1396","GLOBALFOUNDRIES Dresden Module Two LLC & Co. KG","Gasmotoren-Blockheizkraftwerk I (Generator 4)","01.09.1998","CCGT",3.37473,61184.257105540011,171.38006792058519]
[null,null,"SEE903406002589","BNA1396","GLOBALFOUNDRIES Dresden Module Two LLC & Co. KG","Gasmotoren-Blockheizkraftwerk I (Generator 5)","01.09.1998","CCGT",3.37473,61187.631835540014,171.38006792058519]
[null,null,"SEE956441736957","BNA1396","GLOBALFOUNDRIES Dresden Module Two LLC & Co. KG","Gasmotoren-Blockheizkraftwerk I (Generator 6)","01.09.1998","CCGT",3.37473,61191.006565540018,171.38006792058519]
[null,null,"SEE970377695522","BNA1396","GLOBALFOUNDRIES Dresden Module Two LLC & Co. KG","Gasmotoren-Blockheizkraftwerk I (Generator 7)","01.09.1998","CCGT",3.37473,61194.381295540021,171.38006792058519]
[null,null,"SEE992079247007","BNA1396","GLOBALFOUNDRIES Dresden Module Two LLC & Co. KG","Gasmotoren-Blockheizkraftwerk I (Generator 8)","01.09.1998","CCGT",3.37473,61197.756025540024,171.38006792058519]
[null,null,"SEE995527175044","BNA1396","GLOBALFOUNDRIES Dresden Module Two LLC & Co. KG","Gasmotoren-Blockheizkraftwerk I (Generator 9)","01.09.1998","CCGT",3.37473,61201.130755540027,171.38006792058519]
[null,null,"SEE987361570932","BNA0129","StWB Stadtwerke Brandenburg an der Havel","HKW BRB","25.08.1997","CCGT",32.015999999999998,61233.14675554003,171.86963583966468]
[null,null,"SEE936873341158","BNA1407","Schoeller Technocell GmbH & Co.KG","Schoeller Technocell GmbH & Co.KG Weißenborn GT1","01.01.1976","CCGT",3.7409999999999997,61236.887755540032,171.86963583966468]
[null,null,"SEE934554511586","BNA1407","Schoeller Technocell GmbH & Co.KG","Schoeller Technocell GmbH & Co.KG Weißenborn GT2","01.01.1976","CCGT",2.4795000000000003,61239.367255540034,171.86963583966468]
[null,null,"SEE958711841521","BNA1407","Schoeller Technocell GmbH & Co.KG","Schoeller Technocell GmbH & Co.KG Weißenborn GT3","01.01.1996","CCGT",2.4795000000000003,61241.846755540035,171.86963583966468]
[null,null,"SEE952340290002","BNA1407","Schoeller Technocell GmbH & Co.KG","Schoeller Technocell GmbH & Co.KG Weißenborn DT","01.01.1976","CCGT",2.9084099999999999,61244.755165540031,171.86963583966468]
[null,null,"SEE990877363660",null,"Crespel & Deiters GmbH ＆ Co. KG","GTS1","15.08.1994","OCGT",0.94656000000000007,61245.701725540028,172.13181578947371]
[null,null,"SEE985412461604",null,"Crespel & Deiters GmbH ＆ Co. KG","GTS2","15.08.1994","OCGT",0.9917999999999999,61246.693525540031,172.13181578947371]
[null,null,"SEE915098640406",null,"K+S Minerals and Agriculture GmbH","ZI TR GT2","02.07.1997","OCGT",4.7850000000000001,61251.478525540035,172.13181578947371]
[null,null,"SEE976907281142","BNA0194","Fernwärmeversorgungs- GmbH Dessau","HKW Dessau","01.01.1996","CCGT",34.034399999999998,61285.512925540032,172.36203363110877]
[null,null,"SEE999966551940","BNA0814","Energie und Wasser Potsdam GmbH","HKW Potsdam-Süd Block1","01.01.1996","CCGT",35.582999999999998,61321.09592554003,172.36203363110877]
[null,null,"SEE914878135613","BNA0814","Energie und Wasser Potsdam GmbH","HKW Potsdam-Süd Block2","01.01.1996","CCGT",35.582999999999998,61356.678925540029,172.36203363110877]
[null,null,"SEE950355589975","BNA1089","K+S Minerals and Agriculture GmbH","Kraftwerk ZI DT 2","02.07.2010","CCGT",25.656299999999998,61382.335225540031,172.36203363110877]
[null,null,"SEE979396678813","BNA1089","K+S Minerals and Agriculture GmbH","Kraftwerk ZI DT1","02.07.1980","CCGT",15.747000000000002,61398.082225540034,172.36203363110877]
[null,null,"SEE998356674993","BNA1094","Smurfit Kappa Zülpich Papier GmbH","GT1","01.04.1996","CCGT",4.3030200000000001,61402.385245540034,172.36203363110877]
[null,null,"SEE922579581844","BNA1094","Smurfit Kappa Zülpich Papier GmbH","GT2","01.04.1996","CCGT",4.3030200000000001,61406.688265540033,172.36203363110877]
[null,null,"SEE968206101610","BNA1094","Smurfit Kappa Zülpich Papier GmbH","GT3","01.12.1997","CCGT",4.3030200000000001,61410.991285540033,172.36203363110877]
[null,null,"SEE932657881513","BNA1402","Delkeskamp Verpackungswerke GmbH","KWK-Anlage Gasturbine 1","24.01.1996","CCGT",4.3151999999999999,61415.30648554003,172.36203363110877]
[null,null,"SEE926292106278","BNA1402","Delkeskamp Verpackungswerke GmbH","KWK-Anlage Gasturbine 2","30.09.1997","CCGT",3.8976000000000002,61419.204085540026,172.36203363110877]
[null,null,"SEE991807535867","BNA1402","Delkeskamp Verpackungswerke GmbH","KWK-Anlage Gasturbine 3","05.10.2000","CCGT",4.3499999999999996,61423.554085540025,172.36203363110877]
[null,null,"SEE992623649677","BNA1402","Delkeskamp Verpackungswerke GmbH","KWK-Anlage Gasturbine 4","05.03.2009","CCGT",3.7932000000000001,61427.347285540025,172.36203363110877]
[null,null,"SEE960254517375","BNA1509","BP Europa SE","TG6","06.12.1996","CCGT",8.786999999999999,61436.134285540022,172.36203363110877]
[null,null,"SEE918111432224","BNA0232b","Sappi Ehingen GmbH","Turbinengenerator3-SiemensT1915","07.08.1961","CCGT",6.2509499999999996,61442.385235540023,172.63181578947371]
[null,null,"SEE906120609386","BNA0637","Essity Operations Mannheim GmbH","DTS 2","21.11.1969","CCGT",24.749760000000002,61467.134995540022,172.63181578947371]
[null,null,"SEE919366422664","BNA0637","Essity Operations Mannheim GmbH","DTS 3","21.11.2012","CCGT",14.797829999999999,61481.932825540025,172.63181578947371]
[null,null,"SEE937617144974",null,"AUDI","IN_N19_KWKK_GT1","05.08.1998","CCGT",4.4369999999999994,61486.369825540023,172.63181578947371]
[null,null,"SEE908836263777",null,"AUDI","IN_N19_KWKK_GT2","05.08.1998","CCGT",4.4369999999999994,61490.806825540021,172.63181578947371]
[null,null,"SEE943952259648",null,"Boehringer Ingelheim Pharma GmbH&Co.KG","Boehringer Ingelheim - J41 - GT12/AK12","24.11.1989","CCGT",4.6980000000000004,61495.504825540018,172.63181578947371]
[null,null,"SEE996946209945",null,"Caterpillar Energy Solutions","P12","22.11.1939","CCGT",3.8236499999999998,61499.328475540016,172.63181578947371]
[null,null,"SEE936364054154",null,"Caterpillar Energy Solutions","P18","22.11.1939","CCGT",3.8236499999999998,61503.152125540015,172.63181578947371]
[null,null,"SEE988996320985",null,"Caterpillar Energy Solutions","P31","02.05.1994","CCGT",1.42245,61504.574575540013,172.63181578947371]
[null,null,"SEE975815924073",null,"Caterpillar Energy Solutions","P37","02.05.1994","CCGT",2.8997100000000002,61507.474285540011,172.63181578947371]
[null,null,"SEE933639931950",null,"K+S Minerals and Agriculture GmbH","Kraftwerk NE GT KW","02.07.1990","CCGT",1.5660000000000001,61509.04028554001,172.63181578947371]
[null,null,"SEE979811488683",null,"K+S Minerals and Agriculture GmbH","Kraftwerk SI GT1","02.07.1993","CCGT",4.7850000000000001,61513.825285540013,172.63181578947371]
[null,null,"SEE900638363327",null,"Stadtwerke Bochum Holding GmbH","KWK Am Hain","01.12.1989","CCGT",4.0898699999999995,61517.915155540017,172.63181578947371]
[null,null,"SEE940809994431",null,"Sasol Germany GmbH","GT1","23.10.1987","CCGT",3.6331199999999999,61521.548275540015,172.63181578947371]
[null,null,"SEE931197865137",null,"Sasol Germany GmbH","GT2","04.06.1996","CCGT",4.4578799999999994,61526.006155540017,172.63181578947371]
[null,null,"SEE974638642331",null,"Wärme Hamburg GmbH","BHKW Allermöhe","01.12.1996","CCGT",2.2184999999999997,61528.22465554002,172.63181578947371]
[null,null,"SEE997054171575",null,"Wärme Hamburg GmbH","BHKW Allermöhe","01.12.1996","CCGT",2.2184999999999997,61530.443155540022,172.63181578947371]
[null,null,"SEE961348125032",null,"Wärme Hamburg GmbH","BHKW Farmsen","01.01.1998","CCGT",4.9703100000000004,61535.413465540019,172.63181578947371]
[null,null,"SEE990627277469",null,"Stadtwerke Lübeck GmbH","BHKW KAR","15.07.1991","CCGT",1.74,61537.153465540017,172.63181578947371]
[null,null,"SEE925388069183",null,"TWS Thüringer Wärme Service GmbH","HKW Schwarza GT 6","23.07.1992","CCGT",4.2969299999999997,61541.450395540014,172.63181578947371]
[null,null,"SEE962906846994",null,"TWS Thüringer Wärme Service GmbH","HKW Schwarza GT 7","26.11.1991","CCGT",4.2925800000000001,61545.742975540015,172.63181578947371]
[null,null,"SEE915268412710",null,"Stadtwerke Tübingen GmbH","HK Brunnenstraße, Gasturbine 1","19.12.1996","CCGT",4.0455000000000005,61549.788475540015,172.63181578947371]
[null,null,"SEE945237549437",null,"Stadtwerke Tübingen GmbH","HK Brunnenstraße, Gasturbine 2","19.12.1996","CCGT",4.0455000000000005,61553.833975540016,172.63181578947371]
[null,null,"SEE943101874623","BNA1264","Stadtwerke Suhl/Zella-Mehlis GmbH","GT21","02.12.1995","CCGT",3.9584999999999999,61557.792475540016,172.85728590250332]
[null,null,"SEE963023008050","BNA1264","Stadtwerke Suhl/Zella-Mehlis GmbH","GT22","02.12.1995","CCGT",3.9584999999999999,61561.750975540017,172.85728590250332]
[null,null,"SEE969748285110","BNA1264","Stadtwerke Suhl/Zella-Mehlis GmbH","GT26","30.09.1998","CCGT",3.9584999999999999,61565.709475540018,172.85728590250332]
[null,null,"SEE926471060193","BNA1271","K+S Minerals and Agriculture GmbH","Kraftwerk UB DT1","02.07.2002","CCGT",9.8310000000000013,61575.540475540016,172.85728590250332]
[null,null,"SEE970114818481","BNA1271","K+S Minerals and Agriculture GmbH","Kraftwerk UB DT3","02.07.1964","CCGT",10.44,61585.980475540018,172.85728590250332]
[null,null,"SEE991627285584","BNA1293c","Martinswerk GmbH","KWK-Anlage: Generator 4 (Gas)","01.01.1971","CCGT",3.915,61589.895475540019,172.85728590250332]
[null,null,"SEE946501569267","BNA1332","INEOS SOLVENTS GERMANY GMBH","TG8","01.09.1995","CCGT",10.44,61600.335475540021,172.85728590250332]
[null,null,"SEE941053107073","BNA0051","Cargill Deutschland GmbH","Stromerzeugung Barby","09.05.2013","CCGT",15.617370000000001,61615.952845540021,173.35541754756872]
[null,null,"SEE994429144455","BNA0286","Mainova AG","HKW West Block 4","28.02.1994","CCGT",96.356849999999994,61712.309695540018,173.35541754756872]
[null,null,"SEE966835021620","BNA0386","Mohn Media Mohndruck GmbH","GM 1","24.11.2017","CCGT",1.33284,61713.642535540021,173.35541754756872]
[null,null,"SEE985288285472","BNA0386","Mohn Media Mohndruck GmbH","GM 2","24.11.2017","CCGT",1.33284,61714.975375540023,173.35541754756872]
[null,null,"SEE908154984538","BNA0386","Mohn Media Mohndruck GmbH","GT 1","28.03.1994","CCGT",4.4952899999999998,61719.470665540022,173.35541754756872]
[null,null,"SEE960916622249","BNA0386","Mohn Media Mohndruck GmbH","GT 2","28.03.1994","CCGT",4.4952899999999998,61723.965955540021,173.35541754756872]
[null,null,"SEE968058469012","BNA0386","Mohn Media Mohndruck GmbH","GT 3","28.03.1994","CCGT",4.4952899999999998,61728.46124554002,173.35541754756872]
[null,null,"SEE901925227438","BNA0386","Mohn Media Mohndruck GmbH","DT","28.03.1994","CCGT",5.53146,61733.992705540019,173.35541754756872]
[null,null,"SEE998526561375","BNA0896","Energieversorgung Schwerin GmbH & Co. Erzeugung KG","SN-Süd-GUD","01.06.1994","CCGT",39.062999999999995,61773.05570554002,173.35541754756872]
[null,null,"SEE958702894895","BNA0897","Energieversorgung Schwerin GmbH & Co. Erzeugung KG","SN-Lankow-GUD","01.12.1994","CCGT",5.22,61778.275705540022,173.35541754756872]
[null,null,"SEE909727831365","BNA1105","TEAG Thüringer Energie AG","Gasturbine Bad Salzungen","28.10.1993","CCGT",8.5512300000000003,61786.826935540019,173.35541754756872]
[null,null,"SEE964073339897","BNA1489","Stadtwerke - Altmärkische Gas-, Wasser-und Elektrizitätswerke GmbH Stendal","Heizkraftwerk Stendal","18.12.2018","CCGT",11.484,61798.310935540016,173.35541754756872]
[null,null,"SEE935952275827","BNA1506","Nordzucker, Werk Klein Wanzleben","Dampfturbine","04.07.1994","CCGT",12.336599999999999,61810.647535540018,173.35541754756872]
[null,null,"SEE976376888927","BNA1506","Nordzucker, Werk Klein Wanzleben","Gasturbine 1","04.07.1994","CCGT",4.2804000000000002,61814.927935540021,173.35541754756872]
[null,null,"SEE943682372433","BNA1506","Nordzucker, Werk Klein Wanzleben","Gasturbine 2","27.08.2007","CCGT",4.8980999999999995,61819.82603554002,173.35541754756872]
[null,null,"SEE961620762023","BNA1125","Merck KGaA","DA_HKW_01","20.12.1999","CCGT",8.6999999999999993,61828.526035540017,173.81078431372549]
[null,null,"SEE905257392765","BNA0025","Cosun Beet Company GmbH & Co. KG","Kesselhaus","26.09.1993","CCGT",13.05,61841.57603554002,173.8564537503313]
[null,null,"SEE911097916719","BNA0233","Model Sachsen Papier GmbH","Gasturbine Stora Enso Sachsen","15.12.2009","CCGT",25.640640000000001,61867.216675540018,173.8564537503313]
[null,null,"SEE945682618689","BNA0233","Model Sachsen Papier GmbH","Dampfturbine Stora Enso Sachsen","31.08.1994","CCGT",14.4594,61881.676075540017,173.8564537503313]
[null,null,"SEE972598164399","BNA0401","ADM Hamburg Aktiengesellschaft","Dampfturbine","02.04.2009","CCGT",1.7922,61883.468275540021,173.8564537503313]
[null,null,"SEE906231810480","BNA0401","ADM Hamburg Aktiengesellschaft","GT1","25.11.2013","CCGT",4.9485599999999996,61888.416835540018,173.8564537503313]
[null,null,"SEE991299080678","BNA0401","ADM Hamburg Aktiengesellschaft","GT2","10.07.2013","CCGT",4.9485599999999996,61893.365395540015,173.8564537503313]
[null,null,"SEE954367504490","BNA0401","ADM Hamburg Aktiengesellschaft","GT3","15.10.2008","CCGT",4.5413999999999994,61897.906795540017,173.8564537503313]
[null,null,"SEE975217906967","BNA0401","ADM Hamburg Aktiengesellschaft","GT4","05.02.2013","CCGT",4.9485599999999996,61902.855355540014,173.8564537503313]
[null,null,"SEE972612434835","BNA1400b","Südzucker AG","Dampfturbine V Südzucker Zeitz","01.09.2016","CCGT",6.3075000000000001,61909.162855540017,173.8564537503313]
[null,null,"SEE900758207372","BNA1505","Opel Automobile GmbH / Werk Eisenach","HKW Wiesengrund","13.10.1993","CCGT",19.227,61928.389855540016,173.8564537503313]
[null,null,"SEE910951087138","BNA1406","MM Neuss","MM Neuss GmbH GT1","01.07.1992","CCGT",4.1760000000000002,61932.565855540015,174.36041998936736]
[null,null,"SEE957488519732","BNA1406","MM Neuss","MM Neuss GmbH DT","01.01.1971","CCGT",8.2650000000000006,61940.830855540014,174.36041998936736]
[null,null,"SEE924235173530","BNA1284","Grace GmbH","GT1","27.08.1991","CCGT",5.5766999999999998,61946.407555540012,174.86734204212212]
[null,null,"SEE900100287427","BNA1284","Grace GmbH","GT2","27.08.1991","CCGT",5.5766999999999998,61951.98425554001,174.86734204212212]
[null,null,"SEE999756197518","BNA1523c","Moritz J. Weig GmbH & Co. KG","Dampfturbine 2","01.10.2015","CCGT",15.137999999999998,61967.122255540009,175.37724598930481]
[null,null,"SEE957723162266","BNA0510a","SWK Stadtwerke Kaiserslautern Versorgungs-AG","HKW Karcherstraße","31.12.1899","CCGT",21.75,61988.872255540009,175.89015821936175]
[null,null,"SEE903702464654","BNA1335a","Papier- u. Kartonfabrik Varel GmbH & Co. KG","PKV Dampfsammelschienen-KWK-Anlage Generator / Turbine GT 5","01.01.1989","CCGT",4.5570600000000008,61993.429315540008,175.89015821936175]
[null,null,"SEE995754822537","BNA1335a","Papier- u. Kartonfabrik Varel GmbH & Co. KG","PKV Dampfsammelschienen-KWK-Anlage Generator / Turbine GT 8a","29.06.2007","CCGT",5.3304900000000002,61998.759805540009,175.89015821936175]
[null,null,"SEE961202959384","BNA1335a","Papier- u. Kartonfabrik Varel GmbH & Co. KG","PKV Dampfsammelschienen-KWK-Anlage Generator / Turbine GT 8b","29.06.2007","CCGT",5.3304900000000002,62004.090295540009,175.89015821936175]
[null,null,"SEE980976424690","BNA1335a","Papier- u. Kartonfabrik Varel GmbH & Co. KG","PKV Dampfsammelschienen-KWK-Anlage Generator/ Turbine GT 6","01.06.2003","CCGT",6.66594,62010.756235540008,175.89015821936175]
[null,null,"SEE927766801477","BNA1335a","Papier- u. Kartonfabrik Varel GmbH & Co. KG","PKV Dampfsammelschienen-KWK-Anlage Generator / Turbine DT 11","25.08.1965","CCGT",3.1728899999999998,62013.929125540009,175.89015821936175]
[null,null,"SEE997216629753","BNA1335a","Papier- u. Kartonfabrik Varel GmbH & Co. KG","PKV Dampfsammelschienen-KWK-Anlage Generator / Turbine DT 13","29.03.1973","CCGT",6.1430699999999998,62020.072195540008,175.89015821936175]
[null,null,"SEE988265559689","BNA1335a","Papier- u. Kartonfabrik Varel GmbH & Co. KG","PKV Dampfsammelschienen-KWK-Anlage Generator / Turbine DT 2","29.11.1967","CCGT",2.49777,62022.569965540009,175.89015821936175]
[null,null,"SEE987913244618","BNA1335a","Papier- u. Kartonfabrik Varel GmbH & Co. KG","PKV Dampfsammelschienen-KWK-Anlage Generator / Turbine DT 7","01.06.2003","CCGT",10.46175,62033.031715540012,175.89015821936175]
[null,null,"SEE953784241926","BNA1335a","Papier- u. Kartonfabrik Varel GmbH & Co. KG","PKV Dampfsammelschienen-KWK-Anlage Generator / Turbine DT 9","09.09.2011","CCGT",11.45529,62044.48700554001,175.89015821936175]
[null,null,"SEE913088869400","BNA0521","Städtische Werke Energie + Wärme GmbH","Kombi-HKW GT1","18.07.1988","CCGT",7.8360899999999996,62052.323095540007,176.40610543302853]
[null,null,"SEE994210380116","BNA0521","Städtische Werke Energie + Wärme GmbH","Kombi-HKW DT","18.07.1988","CCGT",8.8287599999999991,62061.151855540003,176.40610543302853]
[null,null,"SEE982127973149","BNA0521","Städtische Werke Energie + Wärme GmbH","Kombi-HKW GT2","05.12.2005","CCGT",25.364850000000001,62086.516705540002,176.40610543302853]
[null,null,"SEE961687984079","BNA1333a","Universität Stuttgart","HKW Pfaffenwald, Generator 41","01.01.1988","CCGT",4.2629999999999999,62090.779705540001,176.40610543302853]
[null,null,"SEE906061539261","BNA1333a","Universität Stuttgart","HKW Pfaffenwald, Generator 42","01.01.1988","CCGT",4.2629999999999999,62095.04270554,176.40610543302853]
[null,null,"SEE963192915654","BNA1333a","Universität Stuttgart","HKW Pfaffenwald, Generator 43","01.01.1963","CCGT",2.0880000000000001,62097.130705540003,176.40610543302853]
[null,null,"SEE974045584156","BNA0156b","EGGER Holzwerkstoffe Brilon GmbH & Co. KG","GT6","01.06.1998","OCGT",4.3499999999999996,62101.480705540002,176.94721320346321]
[null,null,"SEE980608407671",null,"N-ERGIE Kraftwerke GmbH","HKW Sandreuth (DT1)","05.01.2010","CCGT",13.98612,62115.466825540003,177.25700000000003]
[null,null,"SEE975248607116",null,"LEIPA Georg Leinfelder GmbH","Dampfturbine GWK Kuhheide 34","01.09.2005","CCGT",4.0890000000000004,62119.555825540003,177.25700000000003]
[null,null,"SEE905229048430","BNA0156b","EGGER Holzwerkstoffe Brilon GmbH & Co. KG","GT8","01.06.1998","CCGT",4.3499999999999996,62123.905825540001,177.44721320346321]
[null,null,"SEE915945252462","BNA0360","Stadtwerke Greifswald GmbH","HKW Gasturbine 1","01.01.1996","CCGT",4.2577800000000003,62128.163605540001,177.44721320346321]
[null,null,"SEE964447287038","BNA0360","Stadtwerke Greifswald GmbH","HKW Gasturbine 2","01.01.1996","CCGT",4.2577800000000003,62132.421385540001,177.44721320346321]
[null,null,"SEE976858964187","BNA0360","Stadtwerke Greifswald GmbH","HKW Gasturbine 3","01.01.1996","CCGT",4.2577800000000003,62136.679165540001,177.44721320346321]
[null,null,"SEE971914041024","BNA1279","Basell Polyolefine GmbH","Gasturbine Basell Wesseling","03.07.1996","CCGT",45.152999999999999,62181.83216554,177.44721320346321]
[null,null,"SEE940039139749","BNA0515","Stadtwerke Karlsruhe GmbH","SW Karlsruhe Heizkraftwerk West Generator 3","01.02.1984","CCGT",28.71,62210.542165539999,178.50078933043005]
[null,null,"SEE935397901879","BNA1397a","INEOS Manufacturing Deutschland","Turbine 21","15.01.1964","Other",13.174999999999999,62223.717165540002,179.06978260869565]
[null,null,"SEE933851011843","BNA1397b","INEOS Manufacturing Deutschland","Turbine 22","14.04.1964","Other",16.32,62240.037165540001,179.06978260869565]
[null,null,"SEE918791805134","BNA1397c","INEOS Manufacturing Deutschland","Turbine 23","30.10.1963","Other",13.174999999999999,62253.212165540004,179.06978260869565]
[null,null,"SEE929865645150","BNA1397d","INEOS Manufacturing Deutschland","Turbine 24","15.06.1966","Other",8.84,62262.052165540001,179.06978260869565]
[null,null,"SEE988668060393","BNA1397e","INEOS Manufacturing Deutschland","Turbine 31","21.03.1967","Other",28.56,62290.612165539998,179.06978260869565]
[null,null,"SEE925631744058","BNA1492b","Papierfabrik Adolf Jass GmbH & Co. KG","G20","30.03.1982","CCGT",6.5093399999999999,62297.121505539995,179.56705914567362]
[null,null,"SEE968234156613","BNA0600a","Currenta GmbH & Co. OHG","LEV KWX G20","01.03.1981","CCGT",21.75,62318.871505539995,180.10502609173307]
[null,null,"SEE997242656822","BNA0256a","SWE Energie GmbH","GT 3","26.09.2014","CCGT",28.370699999999999,62347.242205539995,180.1540934065934]
[null,null,"SEE929068766096","BNA1249","UPM GmbH","UPM Schongau HKW 2 T1","01.01.1979","CCGT",2.4795000000000003,62349.721705539996,180.64625344352618]
[null,null,"SEE939218038409","BNA1249","UPM GmbH","UPM Schongau HKW 2 T2","21.01.1989","CCGT",5.4375,62355.159205539996,180.64625344352618]
[null,null,"SEE921503407342","BNA0172b","Wacker Chemie AG","Turbine/Generator 10","17.07.2014","CCGT",32.885999999999996,62388.045205539995,181.19077093119645]
[null,null,"SEE956085205437","BNA0172b","Wacker Chemie AG","Turbine/Generator 8","14.05.1979","CCGT",40.020000000000003,62428.065205539991,181.19077093119645]
[null,null,"SEE903050601572","BNA0172b","Wacker Chemie AG","Turbine/Generator 9","01.01.1987","CCGT",11.831999999999999,62439.897205539994,181.19077093119645]
[null,null,"SEE913556136355","BNA1408","Evonik Operations GmbH","Rheinfelden Dampfturbine","01.01.2006","CCGT",5.5941000000000001,62445.491305539996,181.19077093119645]
[null,null,"SEE929198153032","BNA1408","Evonik Operations GmbH","Rheinfelden Gasturbine","13.08.1979","CCGT",8.0474999999999994,62453.538805539996,181.19077093119645]
[null,null,"SEE985796237000","BNA0098","Stadtwerke Bielefeld","HKW Schildescher Str GT","20.05.1977","CCGT",20.445,62473.983805539996,182.28979705309979]
[null,null,"SEE945038569870","BNA0232c","Sappi Ehingen GmbH","Turbinengenerator4-SiemensT5471","01.07.1977","CCGT",4.1107499999999995,62478.094555539996,182.28979705309979]
[null,null,"SEE923480721565","BNA0614a","BASF SE","A855 GT1","29.02.1992","CCGT",40.89,62518.984555539995,182.54145322939866]
[null,null,"SEE982512881400","BNA1104","Stadtwerke Augsburg Energie GmbH","HKW, Dampfturbine 2","15.12.1976","CCGT",17.747999999999998,62536.732555539995,182.84436698271057]
[null,null,"SEE926090463146","BNA0074","Vattenfall Wärme Berlin AG","HKW Charlottenburg Gasturbine 4","03.02.1976","CCGT",62.64,62599.372555539994,183.40234965034969]
[null,null,"SEE962934119541","BNA0074","Vattenfall Wärme Berlin AG","HKW Charlottenburg Gasturbine 5","20.08.1976","CCGT",62.64,62662.012555539994,183.40234965034969]
[null,null,"SEE910102553963","BNA1120","Rain Carbon Germany GmbH","Gasturbinenanlage Castrop-Rauxel","15.06.1992","CCGT",8.6999999999999993,62670.712555539991,183.86144139091422]
[null,null,"SEE950309975076","BNA1285","K+S Minerals and Agriculture GmbH","Kraftwerk SI DT3","02.07.1997","CCGT",6.5250000000000004,62677.237555539992,183.96377665544333]
[null,null,"SEE976333173899","BNA0574b","Statkraft Markets GmbH","Gaskraftwerk Landesbergen - Gasturbine","01.01.1972","CCGT",48.72,62725.957555539993,184.52867998874191]
[null,null,null,null,"Nicht-EEG-Anlagen < 10 MW",null,null,"OCGT",3257.6433041700025,65983.600859710001,184.70081920903957]
[null,null,"SEE908238702164","BNA1821","Bayer AG Berlin","Turboeinheit 1 Dampfturbine 60 t Gen 10 MW","01.06.1973","CCGT",8.3520000000000003,65991.95285971,185.0970920383964]
[null,null,"SEE971801168636","BNA1821","Bayer AG Berlin","Turboeinheit 2 Dampfturbine 40 t Gen 6 MW","01.06.1973","CCGT",4.9590000000000005,65996.911859710002,185.0970920383964]
[null,null,"SEE922153723905","BNA0752","Energieversorgung Oberhausen","Heizkraftwerk I","20.01.1971","CCGT",18.6615,66015.573359710004,185.66904559614841]
[null,null,"SEE980525088564","BNA0557b","Currenta GmbH & Co. OHG","UER N230 NST3","15.01.1971","CCGT",28.014000000000003,66043.58735971,185.98252482269507]
[null,null,"SEE993301547841","BNA0557b","Currenta GmbH & Co. OHG","UER N230 NST4","03.07.1967","CCGT",25.23,66068.817359709996,185.98252482269507]
[null,null,"SEE917033307511","BNA0557b","Currenta GmbH & Co. OHG","UER N230 VST4","03.07.1967","CCGT",11.571,66080.388359709992,185.98252482269507]
[null,null,"SEE916877868585","BNA0396","thyssenkrupp Steel Europe AG","Hamborn 4","01.01.1976","CCGT",88.131,66168.519359709986,186.24457386363639]
[null,null,"SEE960507530304","BNA1333b","Universität Stuttgart","HKW Pfaffenwald, Generator 50","01.01.1969","CCGT",9.8310000000000013,66178.350359709992,186.82371045882019]
[null,null,"SEE914931712744","BNA1524","Sales & Solutions GmbH","HK_001_Industrieheizkraftwerk-Walsrode_BHKW-GM1","01.01.2019","CCGT",2.7840000000000003,66181.134359709991,186.82371045882019]
[null,null,"SEE955802157592","BNA1524","Sales & Solutions GmbH","HK_001_Industrieheizkraftwerk-Walsrode_BHKW-GM2","01.01.2019","CCGT",2.7840000000000003,66183.918359709991,186.82371045882019]
[null,null,"SEE963301495572","BNA1524","Sales & Solutions GmbH","HK_001_Industrieheizkraftwerk-Walsrode_GT6","01.06.2004","CCGT",5.5244999999999997,66189.44285970999,186.82371045882019]
[null,null,"SEE916437209445","BNA0500","Boehringer Ingelheim Pharma GmbH&Co.KG","Boehringer Ingelheim - 2334 - K7/T6","03.11.1970","CCGT",8.0474999999999994,66197.490359709991,187.30025714285716]
[null,null,"SEE935809614632",null,"Celanese Production Germany","IPH Strom GT4","01.01.1956","CCGT",5.35311,66202.843469709987,187.30025714285716]
[null,null,"SEE994477053693",null,"Gebr. Lang GmbH Papierfabrik","Turbosatz 3","14.02.1985","CCGT",4.2029700000000005,66207.046439709986,187.30025714285716]
[null,null,"SEE948869114622",null,"Gebr. Lang GmbH Papierfabrik","Turbosatz 4","17.12.1999","CCGT",5.7510393000000004,66212.797479009983,187.30025714285716]
[null,null,"SEE911507913505",null,"Kelheim Fibres GmbH","Turbine 2","18.07.1990","CCGT",2.3681399999999999,66215.165619009989,187.30025714285716]
[null,null,"SEE908658611688",null,"H&R Chemisch Pharmazeutische Spezialitäten GmbH","HuR-IKW-G4","14.01.1977","CCGT",5.2504499999999998,66220.416069009996,187.30025714285716]
[null,null,"SEE931044787582",null,"Nordzucker AG Werk Schladen","Generator 3","01.09.1978","CCGT",2.61,66223.026069009997,187.30025714285716]
[null,null,"SEE980794086872",null,"Nordzucker AG Werk Schladen","Generator 4","01.09.1978","CCGT",7.3949999999999996,66230.421069010001,187.30025714285716]
[null,null,"SEE901516014812",null,"Smurfit Kappa Herzberg Solid Board GmbH","Dampfturbine 1","01.01.1955","CCGT",2.2968000000000002,66232.717869009997,187.30025714285716]
[null,null,"SEE994422897143","BNA1333c","Universität Stuttgart","HKW Pfaffenwald, Generator 60","01.01.1968","CCGT",10.092000000000001,66242.809869010001,187.40648942252716]
[null,null,"SEE953718174887","BNA1007a","Allgäuer Überlandwerk GmbH","Spitzenlastkraftwerk Veits Gasturbine","29.06.1988","OCGT",18.9312,66261.741069010008,187.43947821100917]
[null,null,"SEE914128531905","BNA1141","Pfeifer & Langen GmbH ＆ Co. KG","Euskirchen Generator 2","01.09.1981","CCGT",5.5297200000000002,66267.270789010014,187.51284324942793]
[null,null,"SEE958518628752","BNA0101","Stadtwerke Bielefeld","HKW Schildescher Straße DT 3","01.12.1966","CCGT",17.399999999999999,66284.670789010008,188.58311277330262]
[null,null,"SEE995462815548","BNA0101","Stadtwerke Bielefeld","HKW Schildescher Straße DT 4","07.12.1980","CCGT",24.36,66309.030789010008,188.58311277330262]
[null,null,"SEE952058615067","BNA0834","Solvay Chemicals GmbH","Solvay Rb TA1","31.12.1996","CCGT",46.98,66356.010789010004,191.59087985969018]
[null,null,"SEE969051180959","BNA1516","Südzucker AG","Dampfturbine I Südzucker Offstein","01.01.1981","CCGT",10.521084000000002,66366.531873010012,191.59087985969018]
[null,null,"SEE949799257847","BNA0218","thyssenkrupp Steel Europe AG","Ruhrort 3","01.01.1963","CCGT",81.78,66448.31187301001,192.20407624633432]
[null,null,"SEE936262825863","BNA0219","thyssenkrupp Steel Europe AG","Ruhrort 4","01.01.1969","CCGT",143.28899999999999,66591.600873010015,192.20407624633432]
[null,null,"SEE957163765348","BNA1870","ORION Engineered Carbons GmbH","Generator 3","05.06.2020","CCGT",11.657999999999999,66603.258873010011,192.20407624633432]
[null,null,"SEE944148486770","BNA1870","ORION Engineered Carbons GmbH","Generator 4","21.12.2017","CCGT",19.14,66622.39887301001,192.20407624633432]
[null,null,"SEE901344829220","BNA1938","Papierfabrik Palm GmbH & Co. KG","Bestandsanlage_HKW_Aalen","01.01.1960","CCGT",13.05,66635.448873010013,192.20407624633432]
[null,null,"SEE964242179781","BNA1046b","RWE Generation SE","Gersteinwerk K","01.06.1984","OCGT",97.44,66732.888873010015,193.16929669030736]
[null,null,"SEE996376851301","BNA1500","Nodrzucker AG Werk Uelzen","BHKW","26.10.2005","CCGT",1.3920000000000001,66734.280873010022,194.18174814814813]
[null,null,"SEE948481095354","BNA1498","Nordzucker AG Werk Nordstemmen","Generator 1","28.09.1988","CCGT",11.31,66745.59087301002,196.60978097809783]
[null,null,"SEE930751125922","BNA1498","Nordzucker AG Werk Nordstemmen","Generator 2","23.11.1993","CCGT",11.31,66756.900873010018,196.60978097809783]
[null,null,"SEE912020488365","BNA0217","thyssenkrupp Steel Europe AG","Ruhrort 2","01.01.1955","CCGT",51.852000000000004,66808.752873010017,198.56087878787881]
[null,null,"SEE996548424685","BNA0238a","ArcelorMittal Eisenhüttenstadt GmbH","IKW Block 4","14.10.1998","CCGT",30.189000000000004,66838.941873010015,198.56087878787881]
[null,null,"SEE987512757786","BNA0238a","ArcelorMittal Eisenhüttenstadt GmbH","IKW GuD Block","01.01.1954","CCGT",53.591999999999999,66892.533873010019,198.56087878787881]
[null,null,"SEE912994271871","BNA0395","thyssenkrupp Steel Europe AG","Hamborn 3","01.01.1958","CCGT",51.852000000000004,66944.385873010018,198.56087878787881]
[null,null,"SEE945462188876","BNA0600b","Currenta GmbH & Co. OHG","LEV KWG G19","10.09.1971","CCGT",23.898899999999998,66968.284773010018,198.56087878787881]
[null,null,"SEE918857857947","BNA1197","Technische Werke Ludwigshafen am Rhein","FHKW GT4","26.08.1995","CCGT",3.8186649000000004,66972.103437910017,198.56087878787881]
[null,null,"SEE956884287917","BNA1447a","Röhm GmbH","Generator 2","20.11.1990","CCGT",10.353,66982.456437910019,198.56087878787881]
[null,null,"SEE904364883227","BNA1447b","Röhm GmbH","KonTu","12.03.2012","CCGT",6.0030000000000001,66988.459437910016,198.56087878787881]
[null,null,"SEE990015251552","BNA1465d","DS Smith Paper Deutschland GmbH","ABR990388771138","01.07.1975","CCGT",11.136000000000001,66999.595437910015,198.56087878787881]
[null,null,"SEE964215288830","BNA1336","BASF Personal Care and Nutrition GmbH","Generator Pacht-Gasturbine","24.02.2012","CCGT",7.4819999999999993,67007.077437910018,199.8834350213545]
[null,null,"SEE956631893736","BNA1336","Henkel AG & Co. KGaA","F03G1","01.01.1963","CCGT",8.6999999999999993,67015.777437910016,199.8834350213545]
[null,null,"SEE949722134498","BNA1336","Henkel AG & Co. KGaA","F03G2","01.01.1965","CCGT",11.484,67027.261437910012,199.8834350213545]
[null,null,"SEE952807166543","BNA1336","Henkel AG & Co. KGaA","F03G3","01.01.1965","CCGT",11.484,67038.745437910009,199.8834350213545]
[null,null,"SEE945580171361","BNA1336","Henkel AG & Co. KGaA","F13G5","01.01.1980","CCGT",17.399999999999999,67056.145437910003,199.8834350213545]
[null,null,"SEE907828499484","BNA1336","Henkel AG & Co. KGaA","F13G6","01.01.1983","CCGT",17.399999999999999,67073.545437909997,199.8834350213545]
[null,null,"SEE992491089179","BNA1336","Henkel AG & Co. KGaA","F18BHKW","22.07.2016","CCGT",1.7121599999999999,67075.257597909993,199.8834350213545]
[null,null,"SEE902796244388","BNA0012b","Sappi Alfeld","Turbine 4","21.09.1970","CCGT",9.57,67084.82759791,200.55139271502907]
[null,null,"SEE931405152110","BNA1131","Metsä Greaseproof Papers GmbH","Düren - Veldener Straße I - Turbine","15.09.1995","CCGT",1.8069899999999999,67086.634587909997,205.35608150470222]
[null,null,"SEE904161631090","BNA0018","EnBW Energie Baden-Württemberg AG","Heizkraftwerk Altbach/Deizisau GT C","01.09.1975","OCGT",70.47,67157.104587909998,207.44473015873018]
[null,null,"SEE972458947407","BNA0221a","Stadtwerke Düsseldorf AG","SWD KWL GTE2","21.02.1975","OCGT",56.289000000000001,67213.393587910003,207.44473015873018]
[null,null,"SEE989503748513","BNA0221b","Stadtwerke Düsseldorf AG","SWD KWL GTE1","19.11.1974","OCGT",58.029000000000003,67271.422587909998,209.16290012804097]
[null,null,"SEE963975943188","BNA0017","EnBW Energie Baden-Württemberg AG","Heizkraftwerk Altbach/Deizisau GT B","01.11.1973","OCGT",49.589999999999996,67321.012587909994,210.9099096191091]
[null,null,"SEE930596800480","BNA0005","Lausitz Energie Kraftwerke AG","Gasturbinenkraftwerk Ahrensfelde GT A","22.12.1990","CCGT",32.280479999999997,67353.293067909995,211.27448387096774]
[null,null,"SEE929797382345","BNA0006","Lausitz Energie Kraftwerke AG","Gasturbinenkraftwerk Ahrensfelde GT B","10.12.1990","CCGT",32.280479999999997,67385.573547909997,211.27448387096774]
[null,null,"SEE988046628214","BNA0007","Lausitz Energie Kraftwerke AG","Gasturbinenkraftwerk Ahrensfelde GT C","26.03.1991","CCGT",32.280479999999997,67417.854027909998,211.27448387096774]
[null,null,"SEE923527691592","BNA0008","Lausitz Energie Kraftwerke AG","Gasturbinenkraftwerk Ahrensfelde GT D","20.02.1992","CCGT",32.280479999999997,67450.134507909999,211.27448387096774]
[null,null,"SEE976333173899","BNA0574a","Statkraft Markets GmbH","Gaskraftwerk Landesbergen - Gasturbine","01.01.1972","CCGT",48.72,67498.85450791,211.4099096191091]
[null,null,"SEE971282697380","BNA0016","EnBW Energie Baden-Württemberg AG","Heizkraftwerk Altbach/Deizisau Block 4 GT A (solo)","01.09.1971","OCGT",43.5,67542.35450791,214.49340118187791]
[null,null,"SEE992973663477","BNA0937","EnBW Energie Baden-Württemberg AG","Heizkraftwerk Stuttgart-Münster GT 16","01.01.1974","Oil",19.805,67562.159507909993,218.93565217391304]
[null,null,"SEE951401550147","BNA0938","EnBW Energie Baden-Württemberg AG","Heizkraftwerk Stuttgart-Münster GT 17","01.01.1974","Oil",19.805,67581.964507909986,218.93565217391304]
[null,null,"SEE985887784048","BNA0939b","EnBW Energie Baden-Württemberg AG","Heizkraftwerk Stuttgart-Münster GT 18","01.01.1974","Oil",19.889999999999997,67601.854507909986,218.93565217391304]
[null,null,"SEE963817764100","BNA0137","Braunschweiger Versorgungs-AG & Co. KG","HKW Nord GT","18.12.1990","CCGT",21.75,67623.604507909986,226.51761245674743]
[null,null,"SEE918056935682","BNA0662b","Evonik Operations GmbH","Kraftwerk III, DT310","01.08.1973","CCGT",30.841500000000003,67654.446007909981,242.35218518518519]
[null,null,"SEE972526098451","BNA1085","Heizkraftwerk Würzburg GmbH","Heizkraftwerk an der Friedensbrücke DampfturbineIII","08.10.1971","CCGT",20.010000000000002,67674.456007909976,261.62036000000001]
[null,null,"SEE910471578864","BNA1086","Heizkraftwerk Würzburg GmbH","Heizkraftwerk an der Friedensbrücke DampfturbineII","26.10.1993","CCGT",21.75,67696.206007909976,261.62036000000001]

{"sheet":"Power Plant List","index":3,"n_rows":1197,"n_cols":26,"rows_kept":1197,"cut":false,"hidden":false,"merged":[[6,2,6,10]]}
[]
[]
[null,null," EWI Merit Order Tool 2022"]
[]
[null,null," Power Plant List",null,null,null,null,null,null,null,null,null,null,null,null,null,null,null,null,null,null,null,null,null,null,{"$f":"Imprint!F5","v":"Version 2022.0_en "}]
[]
[null,null," The power plant list is based on the power plant list of the Bundesnetzagentur (BNetzA, 2021). The list includes all conventional power plants that were in operation on 15.11.2021.\n The dark yellow columns are taken from BNetzA (2021) unaltered. The light yellow columns contain additional information based on own assumptions, calculations and other sources.\n For example, the assumptions on power plant efficiency are largely taken from OPSD (2020).\n The fields with white backgrounds can be adjusted by the users. For example, power plants can be removed from the merit order and up to 10 new power plants can be added."]
[]
[]
[null,null,"Included in the Merit Order?","MaStR-Nr. ","Power Plant Identification Number of the Federal Network Agency","Company","Unit Name","Postal Code of the Plant's Location","City of the Power Plant","Street Name and Number of the Power Plant","State","Begin of Electricity Generation","Energieträger","Hauptbrennstoff","Source of Energy (BNetzA, 2019)","Wärmeauskopplung (KW) ja/nein","Unit Technology","Assumed Primary Source of Energy","Power Plant Type Assignment","Efficiency","Source Efficiency","Gross Capacity [MW]","Net Nominal Capacity\n(Active Electrical Power) [MW]","Mean Available Net Nominal Capacity [MW]","Fuel Price (incl. Transport) [EUR/MWhth]","Marginal Costs [EUR/MWhel]"]
[null,null,"No","(optional)","(optional)","(optional)","(optional)","(optional)","(optional)","(optional)","(optional)","(optional)","(optional)",null,"(optional)",null,"(optional)","(required)","(required)","(required)","(optional)","(optional)","(required)",{"$f":"IF(ISNUMBER((1-VLOOKUP(S11,Start!$H$33:$I$40,2,FALSE)/100)*W11),(1-VLOOKUP(S11,Start!$H$33:$I$40,2,FALSE)/100)*W11,0)","v":0},{"$f":"IF(ISNUMBER(VLOOKUP(R11,Start!$C$9:$D$15,2,FALSE)+VLOOKUP(R11,Start!$C$23:$D$29,2,FALSE)),VLOOKUP(R11,Start!$C$9:$D$15,2,FALSE)+VLOOKUP(R11,Start!$C$23:$D$29,2,FALSE),0)","v":0},{"$f":"IF(ISNUMBER((Y11/T11)+Start!$D$19*(VLOOKUP(R11,Start!$M$33:$N$39,2,FALSE)/T11)+VLOOKUP(S11,Start!$C$33:$D$40,2,FALSE)),(Y11/T11)+Start!$D$19*(VLOOKUP(R11,Start!$M$33:$N$39,2,FALSE)/T11)+VLOOKUP(S11,Start!$C$33:$D$40,2,FALSE),0)","v":0}]
[null,null,"No","(optional)","(optional)","(optional)","(optional)","(optional)","(optional)","(optional)","(optional)","(optional)","(optional)",null,"(optional)",null,"(optional)","(required)","(required)","(required)","(optional)","(optional)","(required)",{"$f":"IF(ISNUMBER((1-VLOOKUP(S12,Start!$H$33:$I$40,2,FALSE)/100)*W12),(1-VLOOKUP(S12,Start!$H$33:$I$40,2,FALSE)/100)*W12,0)","v":0},{"$f":"IF(ISNUMBER(VLOOKUP(R12,Start!$C$9:$D$15,2,FALSE)+VLOOKUP(R12,Start!$C$23:$D$29,2,FALSE)),VLOOKUP(R12,Start!$C$9:$D$15,2,FALSE)+VLOOKUP(R12,Start!$C$23:$D$29,2,FALSE),0)","v":0},{"$f":"IF(ISNUMBER((Y12/T12)+Start!$D$19*(VLOOKUP(R12,Start!$M$33:$N$39,2,FALSE)/T12)+VLOOKUP(S12,Start!$C$33:$D$40,2,FALSE)),(Y12/T12)+Start!$D$19*(VLOOKUP(R12,Start!$M$33:$N$39,2,FALSE)/T12)+VLOOKUP(S12,Start!$C$33:$D$40,2,FALSE),0)","v":0}]
[null,null,"No","(optional)","(optional)","(optional)","(optional)","(optional)","(optional)","(optional)","(optional)","(optional)","(optional)",null,"(optional)",null,"(optional)","(required)","(required)","(required)","(optional)","(optional)","(required)",{"$f":"IF(ISNUMBER((1-VLOOKUP(S13,Start!$H$33:$I$40,2,FALSE)/100)*W13),(1-VLOOKUP(S13,Start!$H$33:$I$40,2,FALSE)/100)*W13,0)","v":0},{"$f":"IF(ISNUMBER(VLOOKUP(R13,Start!$C$9:$D$15,2,FALSE)+VLOOKUP(R13,Start!$C$23:$D$29,2,FALSE)),VLOOKUP(R13,Start!$C$9:$D$15,2,FALSE)+VLOOKUP(R13,Start!$C$23:$D$29,2,FALSE),0)","v":0},{"$f":"IF(ISNUMBER((Y13/T13)+Start!$D$19*(VLOOKUP(R13,Start!$M$33:$N$39,2,FALSE)/T13)+VLOOKUP(S13,Start!$C$33:$D$40,2,FALSE)),(Y13/T13)+Start!$D$19*(VLOOKUP(R13,Start!$M$33:$N$39,2,FALSE)/T13)+VLOOKUP(S13,Start!$C$33:$D$40,2,FALSE),0)","v":0}]
[null,null,"No","(optional)","(optional)","(optional)","(optional)","(optional)","(optional)","(optional)","(optional)","(optional)","(optional)",null,"(optional)",null,"(optional)","(required)","(required)","(required)","(optional)","(optional)","(required)",{"$f":"IF(ISNUMBER((1-VLOOKUP(S14,Start!$H$33:$I$40,2,FALSE)/100)*W14),(1-VLOOKUP(S14,Start!$H$33:$I$40,2,FALSE)/100)*W14,0)","v":0},{"$f":"IF(ISNUMBER(VLOOKUP(R14,Start!$C$9:$D$15,2,FALSE)+VLOOKUP(R14,Start!$C$23:$D$29,2,FALSE)),VLOOKUP(R14,Start!$C$9:$D$15,2,FALSE)+VLOOKUP(R14,Start!$C$23:$D$29,2,FALSE),0)","v":0},{"$f":"IF(ISNUMBER((Y14/T14)+Start!$D$19*(VLOOKUP(R14,Start!$M$33:$N$39,2,FALSE)/T14)+VLOOKUP(S14,Start!$C$33:$D$40,2,FALSE)),(Y14/T14)+Start!$D$19*(VLOOKUP(R14,Start!$M$33:$N$39,2,FALSE)/T14)+VLOOKUP(S14,Start!$C$33:$D$40,2,FALSE),0)","v":0}]
[null,null,"No","(optional)","(optional)","(optional)","(optional)","(optional)","(optional)","(optional)","(optional)","(optional)","(optional)",null,"(optional)",null,"(optional)","(required)","(required)","(required)","(optional)","(optional)","(required)",{"$f":"IF(ISNUMBER((1-VLOOKUP(S15,Start!$H$33:$I$40,2,FALSE)/100)*W15),(1-VLOOKUP(S15,Start!$H$33:$I$40,2,FALSE)/100)*W15,0)","v":0},{"$f":"IF(ISNUMBER(VLOOKUP(R15,Start!$C$9:$D$15,2,FALSE)+VLOOKUP(R15,Start!$C$23:$D$29,2,FALSE)),VLOOKUP(R15,Start!$C$9:$D$15,2,FALSE)+VLOOKUP(R15,Start!$C$23:$D$29,2,FALSE),0)","v":0},{"$f":"IF(ISNUMBER((Y15/T15)+Start!$D$19*(VLOOKUP(R15,Start!$M$33:$N$39,2,FALSE)/T15)+VLOOKUP(S15,Start!$C$33:$D$40,2,FALSE)),(Y15/T15)+Start!$D$19*(VLOOKUP(R15,Start!$M$33:$N$39,2,FALSE)/T15)+VLOOKUP(S15,Start!$C$33:$D$40,2,FALSE),0)","v":0}]
[null,null,"No","(optional)","(optional)","(optional)","(optional)","(optional)","(optional)","(optional)","(optional)","(optional)","(optional)",null,"(optional)",null,"(optional)","(required)","(required)","(required)","(optional)","(optional)","(required)",{"$f":"IF(ISNUMBER((1-VLOOKUP(S16,Start!$H$33:$I$40,2,FALSE)/100)*W16),(1-VLOOKUP(S16,Start!$H$33:$I$40,2,FALSE)/100)*W16,0)","v":0},{"$f":"IF(ISNUMBER(VLOOKUP(R16,Start!$C$9:$D$15,2,FALSE)+VLOOKUP(R16,Start!$C$23:$D$29,2,FALSE)),VLOOKUP(R16,Start!$C$9:$D$15,2,FALSE)+VLOOKUP(R16,Start!$C$23:$D$29,2,FALSE),0)","v":0},{"$f":"IF(ISNUMBER((Y16/T16)+Start!$D$19*(VLOOKUP(R16,Start!$M$33:$N$39,2,FALSE)/T16)+VLOOKUP(S16,Start!$C$33:$D$40,2,FALSE)),(Y16/T16)+Start!$D$19*(VLOOKUP(R16,Start!$M$33:$N$39,2,FALSE)/T16)+VLOOKUP(S16,Start!$C$33:$D$40,2,FALSE),0)","v":0}]
[null,null,"No","(optional)","(optional)","(optional)","(optional)","(optional)","(optional)","(optional)","(optional)","(optional)","(optional)",null,"(optional)",null,"(optional)","(required)","(required)","(required)","(optional)","(optional)","(required)",{"$f":"IF(ISNUMBER((1-VLOOKUP(S17,Start!$H$33:$I$40,2,FALSE)/100)*W17),(1-VLOOKUP(S17,Start!$H$33:$I$40,2,FALSE)/100)*W17,0)","v":0},{"$f":"IF(ISNUMBER(VLOOKUP(R17,Start!$C$9:$D$15,2,FALSE)+VLOOKUP(R17,Start!$C$23:$D$29,2,FALSE)),VLOOKUP(R17,Start!$C$9:$D$15,2,FALSE)+VLOOKUP(R17,Start!$C$23:$D$29,2,FALSE),0)","v":0},{"$f":"IF(ISNUMBER((Y17/T17)+Start!$D$19*(VLOOKUP(R17,Start!$M$33:$N$39,2,FALSE)/T17)+VLOOKUP(S17,Start!$C$33:$D$40,2,FALSE)),(Y17/T17)+Start!$D$19*(VLOOKUP(R17,Start!$M$33:$N$39,2,FALSE)/T17)+VLOOKUP(S17,Start!$C$33:$D$40,2,FALSE),0)","v":0}]
[null,null,"No","(optional)","(optional)","(optional)","(optional)","(optional)","(optional)","(optional)","(optional)","(optional)","(optional)",null,"(optional)",null,"(optional)","(required)","(required)","(required)","(optional)","(optional)","(required)",{"$f":"IF(ISNUMBER((1-VLOOKUP(S18,Start!$H$33:$I$40,2,FALSE)/100)*W18),(1-VLOOKUP(S18,Start!$H$33:$I$40,2,FALSE)/100)*W18,0)","v":0},{"$f":"IF(ISNUMBER(VLOOKUP(R18,Start!$C$9:$D$15,2,FALSE)+VLOOKUP(R18,Start!$C$23:$D$29,2,FALSE)),VLOOKUP(R18,Start!$C$9:$D$15,2,FALSE)+VLOOKUP(R18,Start!$C$23:$D$29,2,FALSE),0)","v":0},{"$f":"IF(ISNUMBER((Y18/T18)+Start!$D$19*(VLOOKUP(R18,Start!$M$33:$N$39,2,FALSE)/T18)+VLOOKUP(S18,Start!$C$33:$D$40,2,FALSE)),(Y18/T18)+Start!$D$19*(VLOOKUP(R18,Start!$M$33:$N$39,2,FALSE)/T18)+VLOOKUP(S18,Start!$C$33:$D$40,2,FALSE),0)","v":0}]
[null,null,"No","(optional)","(optional)","(optional)","(optional)","(optional)","(optional)","(optional)","(optional)","(optional)","(optional)",null,"(optional)",null,"(optional)","(required)","(required)","(required)","(optional)","(optional)","(required)",{"$f":"IF(ISNUMBER((1-VLOOKUP(S19,Start!$H$33:$I$40,2,FALSE)/100)*W19),(1-VLOOKUP(S19,Start!$H$33:$I$40,2,FALSE)/100)*W19,0)","v":0},{"$f":"IF(ISNUMBER(VLOOKUP(R19,Start!$C$9:$D$15,2,FALSE)+VLOOKUP(R19,Start!$C$23:$D$29,2,FALSE)),VLOOKUP(R19,Start!$C$9:$D$15,2,FALSE)+VLOOKUP(R19,Start!$C$23:$D$29,2,FALSE),0)","v":0},{"$f":"IF(ISNUMBER((Y19/T19)+Start!$D$19*(VLOOKUP(R19,Start!$M$33:$N$39,2,FALSE)/T19)+VLOOKUP(S19,Start!$C$33:$D$40,2,FALSE)),(Y19/T19)+Start!$D$19*(VLOOKUP(R19,Start!$M$33:$N$39,2,FALSE)/T19)+VLOOKUP(S19,Start!$C$33:$D$40,2,FALSE),0)","v":0}]
[null,null,"No","(optional)","(optional)","(optional)","(optional)","(optional)","(optional)","(optional)","(optional)","(optional)","(optional)",null,"(optional)",null,"(optional)","(required)","(required)","(required)","(optional)","(optional)","(required)",{"$f":"IF(ISNUMBER((1-VLOOKUP(S20,Start!$H$33:$I$40,2,FALSE)/100)*W20),(1-VLOOKUP(S20,Start!$H$33:$I$40,2,FALSE)/100)*W20,0)","v":0},{"$f":"IF(ISNUMBER(VLOOKUP(R20,Start!$C$9:$D$15,2,FALSE)+VLOOKUP(R20,Start!$C$23:$D$29,2,FALSE)),VLOOKUP(R20,Start!$C$9:$D$15,2,FALSE)+VLOOKUP(R20,Start!$C$23:$D$29,2,FALSE),0)","v":0},{"$f":"IF(ISNUMBER((Y20/T20)+Start!$D$19*(VLOOKUP(R20,Start!$M$33:$N$39,2,FALSE)/T20)+VLOOKUP(S20,Start!$C$33:$D$40,2,FALSE)),(Y20/T20)+Start!$D$19*(VLOOKUP(R20,Start!$M$33:$N$39,2,FALSE)/T20)+VLOOKUP(S20,Start!$C$33:$D$40,2,FALSE),0)","v":0}]
[null,null,"Yes","SEE930596800480","BNA0005","Lausitz Energie Kraftwerke AG","Gasturbinenkraftwerk Ahrensfelde GT A",16356,"Ahrensfelde","Lindenberger Straße 12","Brandenburg","1990-12-22","Erdgas","Erdgas, Erdölgas","Gas","Nein","Gasturbinen mit Abhitzekessel","Gas","CCGT",0.31,"OPSD (2020)",38.340000000000003,37.103999999999999,{"$f":"(1-VLOOKUP(S21,Start!$H$33:$I$40,2,FALSE)/100)*W21","v":32.280479999999997},{"$f":"VLOOKUP(R21,Start!$C$9:$D$15,2,FALSE)+VLOOKUP(R21,Start!$C$23:$D$29,2,FALSE)","v":54.56},{"$f":"(Y21/T21)+Start!$D$19*(VLOOKUP(R21,Start!$M$33:$N$39,2,FALSE)/T21)+VLOOKUP(S21,Start!$C$33:$D$40,2,FALSE)","v":211.27448387096774}]
[null,null,"Yes","SEE929797382345","BNA0006","Lausitz Energie Kraftwerke AG","Gasturbinenkraftwerk Ahrensfelde GT B",16356,"Ahrensfelde","Lindenberger Straße 12","Brandenburg","1990-12-10","Erdgas","Erdgas, Erdölgas","Gas","Nein","Gasturbinen mit Abhitzekessel","Gas","CCGT",0.31,"OPSD (2020)",38.24,37.103999999999999,{"$f":"(1-VLOOKUP(S22,Start!$H$33:$I$40,2,FALSE)/100)*W22","v":32.280479999999997},{"$f":"VLOOKUP(R22,Start!$C$9:$D$15,2,FALSE)+VLOOKUP(R22,Start!$C$23:$D$29,2,FALSE)","v":54.56},{"$f":"(Y22/T22)+Start!$D$19*(VLOOKUP(R22,Start!$M$33:$N$39,2,FALSE)/T22)+VLOOKUP(S22,Start!$C$33:$D$40,2,FALSE)","v":211.27448387096774}]
[null,null,"Yes","SEE988046628214","BNA0007","Lausitz Energie Kraftwerke AG","Gasturbinenkraftwerk Ahrensfelde GT C",16356,"Ahrensfelde","Lindenberger Straße 12","Brandenburg","1991-03-26","Erdgas","Erdgas, Erdölgas","Gas","Nein","Gasturbinen mit Abhitzekessel","Gas","CCGT",0.31,"OPSD (2020)",38.340000000000003,37.103999999999999,{"$f":"(1-VLOOKUP(S23,Start!$H$33:$I$40,2,FALSE)/100)*W23","v":32.280479999999997},{"$f":"VLOOKUP(R23,Start!$C$9:$D$15,2,FALSE)+VLOOKUP(R23,Start!$C$23:$D$29,2,FALSE)","v":54.56},{"$f":"(Y23/T23)+Start!$D$19*(VLOOKUP(R23,Start!$M$33:$N$39,2,FALSE)/T23)+VLOOKUP(S23,Start!$C$33:$D$40,2,FALSE)","v":211.27448387096774}]
[null,null,"Yes","SEE923527691592","BNA0008","Lausitz Energie Kraftwerke AG","Gasturbinenkraftwerk Ahrensfelde GT D",16356,"Ahrensfelde","Lindenberger Straße 12","Brandenburg","1992-02-20","Erdgas","Erdgas, Erdölgas","Gas","Nein","Gasturbinen mit Abhitzekessel","Gas","CCGT",0.31,"OPSD (2020)",38.340000000000003,37.103999999999999,{"$f":"(1-VLOOKUP(S24,Start!$H$33:$I$40,2,FALSE)/100)*W24","v":32.280479999999997},{"$f":"VLOOKUP(R24,Start!$C$9:$D$15,2,FALSE)+VLOOKUP(R24,Start!$C$23:$D$29,2,FALSE)","v":54.56},{"$f":"(Y24/T24)+Start!$D$19*(VLOOKUP(R24,Start!$M$33:$N$39,2,FALSE)/T24)+VLOOKUP(S24,Start!$C$33:$D$40,2,FALSE)","v":211.27448387096774}]
[null,null,"Yes","SEE902796244388","BNA0012b","Sappi Alfeld","Turbine 4",31061,"Alfeld","Mühlenmasch 1","Niedersachsen","1970-09-21","Erdgas","Erdgas, Erdölgas","Gas","Ja","Gegendruckmaschine mit Entnahme","Gas","CCGT",0.32669999999999999,"OPSD (2020)",14,11,{"$f":"(1-VLOOKUP(S25,Start!$H$33:$I$40,2,FALSE)/100)*W25","v":9.57},{"$f":"VLOOKUP(R25,Start!$C$9:$D$15,2,FALSE)+VLOOKUP(R25,Start!$C$23:$D$29,2,FALSE)","v":54.56},{"$f":"(Y25/T25)+Start!$D$19*(VLOOKUP(R25,Start!$M$33:$N$39,2,FALSE)/T25)+VLOOKUP(S25,Start!$C$33:$D$40,2,FALSE)","v":200.55139271502907}]
[null,null,"Yes","SEE975556152230","BNA0015","EnBW Energie Baden-Württemberg AG","Heizkraftwerk Altbach/Deizisau HKW 2 GT E (Solobetrieb)",73776,"Altbach","Industriestraße 11","Baden-Württemberg","1997-04-30","Erdgas","Erdgas, Erdölgas","Gas","Ja","Gasturbinen mit Abhitzekessel","Gas","CCGT",0.44,"OPSD (2020)",65,65,{"$f":"(1-VLOOKUP(S26,Start!$H$33:$I$40,2,FALSE)/100)*W26","v":56.55},{"$f":"VLOOKUP(R26,Start!$C$9:$D$15,2,FALSE)+VLOOKUP(R26,Start!$C$23:$D$29,2,FALSE)","v":54.56},{"$f":"(Y26/T26)+Start!$D$19*(VLOOKUP(R26,Start!$M$33:$N$39,2,FALSE)/T26)+VLOOKUP(S26,Start!$C$33:$D$40,2,FALSE)","v":149.29565909090908}]
[null,null,"Yes","SEE971282697380","BNA0016","EnBW Energie Baden-Württemberg AG","Heizkraftwerk Altbach/Deizisau Block 4 GT A (solo)",73776,"Altbach","Industriestraße 11","Baden-Württemberg","1971-09-01","Erdgas","Erdgas, Erdölgas","Gas","Nein","Gasturbinen ohne Abhitzekessel","Gas","OCGT",0.30459999999999998,"OPSD (2020)",50,50,{"$f":"(1-VLOOKUP(S27,Start!$H$33:$I$40,2,FALSE)/100)*W27","v":43.5},{"$f":"VLOOKUP(R27,Start!$C$9:$D$15,2,FALSE)+VLOOKUP(R27,Start!$C$23:$D$29,2,FALSE)","v":54.56},{"$f":"(Y27/T27)+Start!$D$19*(VLOOKUP(R27,Start!$M$33:$N$39,2,FALSE)/T27)+VLOOKUP(S27,Start!$C$33:$D$40,2,FALSE)","v":214.49340118187791}]
[null,null,"Yes","SEE963975943188","BNA0017","EnBW Energie Baden-Württemberg AG","Heizkraftwerk Altbach/Deizisau GT B",73776,"Altbach","Industriestraße 11","Baden-Württemberg","1973-11-01","Erdgas","Erdgas, Erdölgas","Gas","Nein","Gasturbinen ohne Abhitzekessel","Gas","OCGT",0.30980000000000002,"OPSD (2020)",60,57,{"$f":"(1-VLOOKUP(S28,Start!$H$33:$I$40,2,FALSE)/100)*W28","v":49.589999999999996},{"$f":"VLOOKUP(R28,Start!$C$9:$D$15,2,FALSE)+VLOOKUP(R28,Start!$C$23:$D$29,2,FALSE)","v":54.56},{"$f":"(Y28/T28)+Start!$D$19*(VLOOKUP(R28,Start!$M$33:$N$39,2,FALSE)/T28)+VLOOKUP(S28,Start!$C$33:$D$40,2,FALSE)","v":210.9099096191091}]
[null,null,"Yes","SEE904161631090","BNA0018","EnBW Energie Baden-Württemberg AG","Heizkraftwerk Altbach/Deizisau GT C",73776,"Altbach","Industriestraße 11","Baden-Württemberg","1975-09-01","Erdgas","Erdgas, Erdölgas","Gas","Nein","Gasturbinen ohne Abhitzekessel","Gas","OCGT",0.315,"OPSD (2020)",87,81,{"$f":"(1-VLOOKUP(S29,Start!$H$33:$I$40,2,FALSE)/100)*W29","v":70.47},{"$f":"VLOOKUP(R29,Start!$C$9:$D$15,2,FALSE)+VLOOKUP(R29,Start!$C$23:$D$29,2,FALSE)","v":54.56},{"$f":"(Y29/T29)+Start!$D$19*(VLOOKUP(R29,Start!$M$33:$N$39,2,FALSE)/T29)+VLOOKUP(S29,Start!$C$33:$D$40,2,FALSE)","v":207.44473015873018}]
[null,null,"Yes","SEE965782597448","BNA0019","EnBW Energie Baden-Württemberg AG","Heizkraftwerk Altbach/Deizisau HKW 2 DT (Solobetrieb)",73776,"Altbach","Industriestraße 11","Baden-Württemberg","1997-05-29","Steinkohle","Steinkohlen","Coal","Ja","Kondensationsmaschine mit Entnahme","Coal","Coal",0.44,"OPSD (2020)",354,323,{"$f":"(1-VLOOKUP(S30,Start!$H$33:$I$40,2,FALSE)/100)*W30","v":258.40000000000003},{"$f":"VLOOKUP(R30,Start!$C$9:$D$15,2,FALSE)+VLOOKUP(R30,Start!$C$23:$D$29,2,FALSE)","v":15.81},{"$f":"(Y30/T30)+Start!$D$19*(VLOOKUP(R30,Start!$M$33:$N$39,2,FALSE)/T30)+VLOOKUP(S30,Start!$C$33:$D$40,2,FALSE)","v":77.128022727272722}]
[null,null,"Yes","SEE905257392765","BNA0025","Cosun Beet Company GmbH & Co. KG","Kesselhaus",17389,"Anklam","Bluthsluster Straße 24","Mecklenburg-Vorpommern","1993-09-26","Erdgas","Erdgas, Erdölgas","Gas","Ja","Gegendruckmaschine mit Entnahme","Gas","CCGT",0.37730000000000002,"OPSD (2020)",16,15,{"$f":"(1-VLOOKUP(S31,Start!$H$33:$I$40,2,FALSE)/100)*W31","v":13.05},{"$f":"VLOOKUP(R31,Start!$C$9:$D$15,2,FALSE)+VLOOKUP(R31,Start!$C$23:$D$29,2,FALSE)","v":54.56},{"$f":"(Y31/T31)+Start!$D$19*(VLOOKUP(R31,Start!$M$33:$N$39,2,FALSE)/T31)+VLOOKUP(S31,Start!$C$33:$D$40,2,FALSE)","v":173.8564537503313}]
[null,null,"Yes","SEE918373264410","BNA0033","Stadtwerke Augsburg Energie GmbH","BHKW GT-Ost",86167,"Augsburg","Beim Grenzgraben 10","Bayern","2004-01-15","Erdgas","Erdgas, Erdölgas","Gas","Ja","Gasturbinen mit Abhitzekessel","Gas","CCGT",0.39040000000000002,"OPSD (2020)",31,30.7,{"$f":"(1-VLOOKUP(S32,Start!$H$33:$I$40,2,FALSE)/100)*W32","v":26.709},{"$f":"VLOOKUP(R32,Start!$C$9:$D$15,2,FALSE)+VLOOKUP(R32,Start!$C$23:$D$29,2,FALSE)","v":54.56},{"$f":"(Y32/T32)+Start!$D$19*(VLOOKUP(R32,Start!$M$33:$N$39,2,FALSE)/T32)+VLOOKUP(S32,Start!$C$33:$D$40,2,FALSE)","v":168.07297643442624}]
[null,null,"Yes","SEE941053107073","BNA0051","Cargill Deutschland GmbH","Stromerzeugung Barby",39249,"Barby","Monplaisirstraße 22","Sachsen-Anhalt","2013-05-09","Erdgas","Erdgas, Erdölgas","Gas","Ja","Gasturbinen mit Abhitzekessel","Gas","CCGT",0.37840000000000001,"OPSD (2020)",17.951000000000001,17.951000000000001,{"$f":"(1-VLOOKUP(S33,Start!$H$33:$I$40,2,FALSE)/100)*W33","v":15.617370000000001},{"$f":"VLOOKUP(R33,Start!$C$9:$D$15,2,FALSE)+VLOOKUP(R33,Start!$C$23:$D$29,2,FALSE)","v":54.56},{"$f":"(Y33/T33)+Start!$D$19*(VLOOKUP(R33,Start!$M$33:$N$39,2,FALSE)/T33)+VLOOKUP(S33,Start!$C$33:$D$40,2,FALSE)","v":173.35541754756872}]
[null,null,"Yes","SEE961847934449","BNA0059b","Volkswagen AG","VW Baunatal Gasturbine",34225,"Baunatal","Im Lehnhof ","Hessen","2013-02-18","Erdgas","Erdgas, Erdölgas","Gas","Ja","Gasturbinen mit nachgeschalteter Dampfturbine","Gas","CCGT",0.47,"OPSD (2020)",45.07,45.07,{"$f":"(1-VLOOKUP(S34,Start!$H$33:$I$40,2,FALSE)/100)*W34","v":39.210900000000002},{"$f":"VLOOKUP(R34,Start!$C$9:$D$15,2,FALSE)+VLOOKUP(R34,Start!$C$23:$D$29,2,FALSE)","v":54.56},{"$f":"(Y34/T34)+Start!$D$19*(VLOOKUP(R34,Start!$M$33:$N$39,2,FALSE)/T34)+VLOOKUP(S34,Start!$C$33:$D$40,2,FALSE)","v":139.86189361702128}]
[null,null,"Yes","SEE998387657606","BNA0059b","Volkswagen AG","VW Baunatal Dampfturbine",34225,"Baunatal","Im Lehnhof ","Hessen","2013-02-18","Wärme","Prozessdampf","Gas","Ja","Kondensationsmaschine mit Entnahme","Gas","CCGT",0.47,"OPSD (2020)",30.259,30.259,{"$f":"(1-VLOOKUP(S35,Start!$H$33:$I$40,2,FALSE)/100)*W35","v":26.325330000000001},{"$f":"VLOOKUP(R35,Start!$C$9:$D$15,2,FALSE)+VLOOKUP(R35,Start!$C$23:$D$29,2,FALSE)","v":54.56},{"$f":"(Y35/T35)+Start!$D$19*(VLOOKUP(R35,Start!$M$33:$N$39,2,FALSE)/T35)+VLOOKUP(S35,Start!$C$33:$D$40,2,FALSE)","v":139.86189361702128}]
[null,null,"Yes","SEE930673793902","BNA0067","STEAG","Bergkamen A",59192,"Bergkamen","Westenhellweg 111","Nordrhein-Westfalen","1981-10-01","Steinkohle","Steinkohlen","Coal","Nein","Kondensationsmaschine mit Entnahme","Coal","Coal",0.3775,"OPSD (2020)",780,720,{"$f":"(1-VLOOKUP(S36,Start!$H$33:$I$40,2,FALSE)/100)*W36","v":576},{"$f":"VLOOKUP(R36,Start!$C$9:$D$15,2,FALSE)+VLOOKUP(R36,Start!$C$23:$D$29,2,FALSE)","v":15.81},{"$f":"(Y36/T36)+Start!$D$19*(VLOOKUP(R36,Start!$M$33:$N$39,2,FALSE)/T36)+VLOOKUP(S36,Start!$C$33:$D$40,2,FALSE)","v":89.682331125827815}]
[null,null,"Yes","SEE904819420762","BNA0073","Vattenfall Wärme Berlin AG","HKW Mitte Gasturbine 1",10179,"Berlin","Köpenicker Straße 60","Berlin","1997-09-08","Erdgas","Erdgas, Erdölgas","Gas","Ja","Gasturbinen mit Abhitzekessel","Gas","CCGT",0.49,"OPSD (2020)",172,164,{"$f":"(1-VLOOKUP(S37,Start!$H$33:$I$40,2,FALSE)/100)*W37","v":142.68},{"$f":"VLOOKUP(R37,Start!$C$9:$D$15,2,FALSE)+VLOOKUP(R37,Start!$C$23:$D$29,2,FALSE)","v":54.56},{"$f":"(Y37/T37)+Start!$D$19*(VLOOKUP(R37,Start!$M$33:$N$39,2,FALSE)/T37)+VLOOKUP(S37,Start!$C$33:$D$40,2,FALSE)","v":134.21446938775512}]
[null,null,"Yes","SEE948541471333","BNA0073","Vattenfall Wärme Berlin AG","HKW Mitte Gasturbine 2",10179,"Berlin","Köpenicker Straße 60","Berlin","1997-09-08","Erdgas","Erdgas, Erdölgas","Gas","Ja","Gasturbinen mit Abhitzekessel","Gas","CCGT",0.49,"OPSD (2020)",172,164,{"$f":"(1-VLOOKUP(S38,Start!$H$33:$I$40,2,FALSE)/100)*W38","v":142.68},{"$f":"VLOOKUP(R38,Start!$C$9:$D$15,2,FALSE)+VLOOKUP(R38,Start!$C$23:$D$29,2,FALSE)","v":54.56},{"$f":"(Y38/T38)+Start!$D$19*(VLOOKUP(R38,Start!$M$33:$N$39,2,FALSE)/T38)+VLOOKUP(S38,Start!$C$33:$D$40,2,FALSE)","v":134.21446938775512}]
[null,null,"Yes","SEE992187994404","BNA0073","Vattenfall Wärme Berlin AG","HKW Mitte Dampfturbine",10179,"Berlin","Köpenicker Straße 60","Berlin","1997-09-08","Wärme","Prozessdampf","Gas","Ja","Gegendruckmaschine mit Entnahme","Gas","CCGT",0.49,"OPSD (2020)",116,116,{"$f":"(1-VLOOKUP(S39,Start!$H$33:$I$40,2,FALSE)/100)*W39","v":100.92},{"$f":"VLOOKUP(R39,Start!$C$9:$D$15,2,FALSE)+VLOOKUP(R39,Start!$C$23:$D$29,2,FALSE)","v":54.56},{"$f":"(Y39/T39)+Start!$D$19*(VLOOKUP(R39,Start!$M$33:$N$39,2,FALSE)/T39)+VLOOKUP(S39,Start!$C$33:$D$40,2,FALSE)","v":134.21446938775512}]
[null,null,"Yes","SEE926090463146","BNA0074","Vattenfall Wärme Berlin AG","HKW Charlottenburg Gasturbine 4",10589,"Berlin","Am Spreebord 5","Berlin","1976-02-03","Erdgas","Erdgas, Erdölgas","Gas","Ja","Gasturbinen mit Abhitzekessel","Gas","CCGT",0.35749999999999998,"OPSD (2020)",73,72,{"$f":"(1-VLOOKUP(S40,Start!$H$33:$I$40,2,FALSE)/100)*W40","v":62.64},{"$f":"VLOOKUP(R40,Start!$C$9:$D$15,2,FALSE)+VLOOKUP(R40,Start!$C$23:$D$29,2,FALSE)","v":54.56},{"$f":"(Y40/T40)+Start!$D$19*(VLOOKUP(R40,Start!$M$33:$N$39,2,FALSE)/T40)+VLOOKUP(S40,Start!$C$33:$D$40,2,FALSE)","v":183.40234965034969}]
[null,null,"Yes","SEE962934119541","BNA0074","Vattenfall Wärme Berlin AG","HKW Charlottenburg Gasturbine 5",10589,"Berlin","Am Spreebord 5","Berlin","1976-08-20","Erdgas","Erdgas, Erdölgas","Gas","Ja","Gasturbinen mit Abhitzekessel","Gas","CCGT",0.35749999999999998,"OPSD (2020)",73,72,{"$f":"(1-VLOOKUP(S41,Start!$H$33:$I$40,2,FALSE)/100)*W41","v":62.64},{"$f":"VLOOKUP(R41,Start!$C$9:$D$15,2,FALSE)+VLOOKUP(R41,Start!$C$23:$D$29,2,FALSE)","v":54.56},{"$f":"(Y41/T41)+Start!$D$19*(VLOOKUP(R41,Start!$M$33:$N$39,2,FALSE)/T41)+VLOOKUP(S41,Start!$C$33:$D$40,2,FALSE)","v":183.40234965034969}]
[null,null,"Yes","SEE997719859992","BNA0081","Vattenfall Wärme Berlin AG","HKW Klingenberg Dampfturbine 1",10317,"Berlin","Köpenicker Chaussee 42-45","Berlin","1981-08-13","Erdgas","Erdgas, Erdölgas","Gas","Ja","Gegendruckmaschine mit Entnahme","Gas","CCGT",0.4037,"OPSD (2020)",60,52,{"$f":"(1-VLOOKUP(S42,Start!$H$33:$I$40,2,FALSE)/100)*W42","v":45.24},{"$f":"VLOOKUP(R42,Start!$C$9:$D$15,2,FALSE)+VLOOKUP(R42,Start!$C$23:$D$29,2,FALSE)","v":54.56},{"$f":"(Y42/T42)+Start!$D$19*(VLOOKUP(R42,Start!$M$33:$N$39,2,FALSE)/T42)+VLOOKUP(S42,Start!$C$33:$D$40,2,FALSE)","v":162.58518702006441}]
[null,null,"Yes","SEE988684097793","BNA0081","Vattenfall Wärme Berlin AG","HKW Klingenberg Dampfturbine 2",10317,"Berlin","Köpenicker Chaussee 42-45","Berlin","1981-11-24","Erdgas","Erdgas, Erdölgas","Gas","Ja","Gegendruckmaschine mit Entnahme","Gas","CCGT",0.4037,"OPSD (2020)",64,56,{"$f":"(1-VLOOKUP(S43,Start!$H$33:$I$40,2,FALSE)/100)*W43","v":48.72},{"$f":"VLOOKUP(R43,Start!$C$9:$D$15,2,FALSE)+VLOOKUP(R43,Start!$C$23:$D$29,2,FALSE)","v":54.56},{"$f":"(Y43/T43)+Start!$D$19*(VLOOKUP(R43,Start!$M$33:$N$39,2,FALSE)/T43)+VLOOKUP(S43,Start!$C$33:$D$40,2,FALSE)","v":162.58518702006441}]
[null,null,"Yes","SEE965333653821","BNA0081","Vattenfall Wärme Berlin AG","HKW Klingenberg Dampfturbine 3",10317,"Berlin","Köpenicker Chaussee 42-45","Berlin","1982-08-19","Erdgas","Erdgas, Erdölgas","Gas","Ja","Gegendruckmaschine mit Entnahme","Gas","CCGT",0.4037,"OPSD (2020)",64,56,{"$f":"(1-VLOOKUP(S44,Start!$H$33:$I$40,2,FALSE)/100)*W44","v":48.72},{"$f":"VLOOKUP(R44,Start!$C$9:$D$15,2,FALSE)+VLOOKUP(R44,Start!$C$23:$D$29,2,FALSE)","v":54.56},{"$f":"(Y44/T44)+Start!$D$19*(VLOOKUP(R44,Start!$M$33:$N$39,2,FALSE)/T44)+VLOOKUP(S44,Start!$C$33:$D$40,2,FALSE)","v":162.58518702006441}]
[null,null,"Yes","SEE988848971327","BNA0084","Vattenfall Wärme Berlin AG","HKW Reuter, Dampfturbine M",13599,"Berlin","Otternbuchtstraße 11","Berlin","1998-02-04","Wärme","Dampf (fremdbezogen)","Waste","Ja","Gegendruckmaschine mit Entnahme","Waste","Waste",0.33,"OPSD (2020)",36,36,{"$f":"(1-VLOOKUP(S45,Start!$H$33:$I$40,2,FALSE)/100)*W45","v":30.599999999999998},{"$f":"VLOOKUP(R45,Start!$C$9:$D$15,2,FALSE)+VLOOKUP(R45,Start!$C$23:$D$29,2,FALSE)","v":0},{"$f":"(Y45/T45)+Start!$D$19*(VLOOKUP(R45,Start!$M$33:$N$39,2,FALSE)/T45)+VLOOKUP(S45,Start!$C$33:$D$40,2,FALSE)","v":1}]
[null,null,"Yes","SEE981109871657","BNA0085a","Vattenfall Wärme Berlin AG","HKW Moabit Dampfturbine",13353,"Berlin","Friedrich-Krause-Ufer 42278","Berlin","1990-02-27","Steinkohle","Steinkohlen","Coal","Ja","Kondensationsmaschine mit Entnahme","Coal","Coal",0.4,"OPSD (2020)",100,89,{"$f":"(1-VLOOKUP(S46,Start!$H$33:$I$40,2,FALSE)/100)*W46","v":71.2},{"$f":"VLOOKUP(R46,Start!$C$9:$D$15,2,FALSE)+VLOOKUP(R46,Start!$C$23:$D$29,2,FALSE)","v":15.81},{"$f":"(Y46/T46)+Start!$D$19*(VLOOKUP(R46,Start!$M$33:$N$39,2,FALSE)/T46)+VLOOKUP(S46,Start!$C$33:$D$40,2,FALSE)","v":84.710825}]
[null,null,"Yes","SEE963909310185","BNA0085b","Vattenfall Wärme Berlin AG","HKW Moabit Gasturbine 5",13353,"Berlin","Friedrich-Krause-Ufer 42278","Berlin","1971-10-30","Mineralölprodukte","Heizöl, leicht","Oil","Nein","Gasturbinen ohne Abhitzekessel","Oil","Oil",0.30459999999999998,"OPSD (2020)",17,17,{"$f":"(1-VLOOKUP(S47,Start!$H$33:$I$40,2,FALSE)/100)*W47","v":14.45},{"$f":"VLOOKUP(R47,Start!$C$9:$D$15,2,FALSE)+VLOOKUP(R47,Start!$C$23:$D$29,2,FALSE)","v":35.54},{"$f":"(Y47/T47)+Start!$D$19*(VLOOKUP(R47,Start!$M$33:$N$39,2,FALSE)/T47)+VLOOKUP(S47,Start!$C$33:$D$40,2,FALSE)","v":165.56073539067631}]
[null,null,"Yes","SEE992645841813","BNA0085b","Vattenfall Wärme Berlin AG","HKW Moabit Gasturbine 6",13353,"Berlin","Friedrich-Krause-Ufer 42278","Berlin","1971-11-27","Mineralölprodukte","Heizöl, leicht","Oil","Nein","Gasturbinen ohne Abhitzekessel","Oil","Oil",0.30459999999999998,"OPSD (2020)",17,17,{"$f":"(1-VLOOKUP(S48,Start!$H$33:$I$40,2,FALSE)/100)*W48","v":14.45},{"$f":"VLOOKUP(R48,Start!$C$9:$D$15,2,FALSE)+VLOOKUP(R48,Start!$C$23:$D$29,2,FALSE)","v":35.54},{"$f":"(Y48/T48)+Start!$D$19*(VLOOKUP(R48,Start!$M$33:$N$39,2,FALSE)/T48)+VLOOKUP(S48,Start!$C$33:$D$40,2,FALSE)","v":165.56073539067631}]
[null,null,"Yes","SEE989328541450","BNA0086","Vattenfall Wärme Berlin AG","HKW Reuter West Dampfturbine D",13599,"Berlin","Großer Spreering 5","Berlin","1987-12-14","Steinkohle","Steinkohlen","Coal","Ja","Kondensationsmaschine mit Entnahme","Coal","Coal",0.4,"OPSD (2020)",300,282,{"$f":"(1-VLOOKUP(S49,Start!$H$33:$I$40,2,FALSE)/100)*W49","v":225.60000000000002},{"$f":"VLOOKUP(R49,Start!$C$9:$D$15,2,FALSE)+VLOOKUP(R49,Start!$C$23:$D$29,2,FALSE)","v":15.81},{"$f":"(Y49/T49)+Start!$D$19*(VLOOKUP(R49,Start!$M$33:$N$39,2,FALSE)/T49)+VLOOKUP(S49,Start!$C$33:$D$40,2,FALSE)","v":84.710825}]
[null,null,"Yes","SEE974883809046","BNA0087","Vattenfall Wärme Berlin AG","HKW Reuter West Dampfturbine E",13599,"Berlin","Großer Spreering 5","Berlin","1988-08-01","Steinkohle","Steinkohlen","Coal","Ja","Kondensationsmaschine mit Entnahme","Coal","Coal",0.4,"OPSD (2020)",300,282,{"$f":"(1-VLOOKUP(S50,Start!$H$33:$I$40,2,FALSE)/100)*W50","v":225.60000000000002},{"$f":"VLOOKUP(R50,Start!$C$9:$D$15,2,FALSE)+VLOOKUP(R50,Start!$C$23:$D$29,2,FALSE)","v":15.81},{"$f":"(Y50/T50)+Start!$D$19*(VLOOKUP(R50,Start!$M$33:$N$39,2,FALSE)/T50)+VLOOKUP(S50,Start!$C$33:$D$40,2,FALSE)","v":84.710825}]
[null,null,"Yes","SEE921877855527","BNA0088a","Solvay Chemicals GmbH Werk Bernburg","Gasturbine 01 Industriekraftwerk",6406,"Bernburg","Köthensche Straße 44256","Sachsen-Anhalt","2020-09-26","Erdgas","Erdgas, Erdölgas","Gas","Ja","Gasturbinen mit nachgeschalteter Dampfturbine","Gas","CCGT",0.63,"OPSD (2020)",63.5,63.5,{"$f":"(1-VLOOKUP(S51,Start!$H$33:$I$40,2,FALSE)/100)*W51","v":55.244999999999997},{"$f":"VLOOKUP(R51,Start!$C$9:$D$15,2,FALSE)+VLOOKUP(R51,Start!$C$23:$D$29,2,FALSE)","v":54.56},{"$f":"(Y51/T51)+Start!$D$19*(VLOOKUP(R51,Start!$M$33:$N$39,2,FALSE)/T51)+VLOOKUP(S51,Start!$C$33:$D$40,2,FALSE)","v":104.72236507936509}]
[null,null,"Yes","SEE988178455061","BNA0088a","Solvay Chemicals GmbH Werk Bernburg","Gasturbine 02 Industriekraftwerk",6406,"Bernburg","Köthensche Straße 1A","Sachsen-Anhalt","1994-12-30","Erdgas","Erdgas, Erdölgas","Gas","Ja","Gasturbinen mit nachgeschalteter Dampfturbine","Gas","CCGT",0.63,"OPSD (2020)",63.5,63.5,{"$f":"(1-VLOOKUP(S52,Start!$H$33:$I$40,2,FALSE)/100)*W52","v":55.244999999999997},{"$f":"VLOOKUP(R52,Start!$C$9:$D$15,2,FALSE)+VLOOKUP(R52,Start!$C$23:$D$29,2,FALSE)","v":54.56},{"$f":"(Y52/T52)+Start!$D$19*(VLOOKUP(R52,Start!$M$33:$N$39,2,FALSE)/T52)+VLOOKUP(S52,Start!$C$33:$D$40,2,FALSE)","v":104.72236507936509}]
[null,null,"Yes","SEE966530598731","BNA0088a","Solvay Chemicals GmbH Werk Bernburg","Gegendruckdampfturbine Industriekraftwerk",6406,"Bernburg","Köthensche Straße 44256","Sachsen-Anhalt","1994-12-30","Wärme","Prozessdampf","Gas","Ja","Gegendruckmaschine mit Entnahme","Gas","CCGT",0.63,"OPSD (2020)",21.7,21.7,{"$f":"(1-VLOOKUP(S53,Start!$H$33:$I$40,2,FALSE)/100)*W53","v":18.878999999999998},{"$f":"VLOOKUP(R53,Start!$C$9:$D$15,2,FALSE)+VLOOKUP(R53,Start!$C$23:$D$29,2,FALSE)","v":54.56},{"$f":"(Y53/T53)+Start!$D$19*(VLOOKUP(R53,Start!$M$33:$N$39,2,FALSE)/T53)+VLOOKUP(S53,Start!$C$33:$D$40,2,FALSE)","v":104.72236507936509}]
[null,null,"Yes","SEE956268312785","BNA0088b","Solvay Chemicals GmbH Werk Bernburg","Kondensationsturbine EKT",6406,"Bernburg","Köthensche Straße 1","Sachsen-Anhalt","2009-12-17","Wärme","Dampf (fremdbezogen)","Waste","Nein","Kondensationsmaschine mit Entnahme","Waste","Waste",0.33,"OPSD (2020)",40.49,24,{"$f":"(1-VLOOKUP(S54,Start!$H$33:$I$40,2,FALSE)/100)*W54","v":20.399999999999999},{"$f":"VLOOKUP(R54,Start!$C$9:$D$15,2,FALSE)+VLOOKUP(R54,Start!$C$23:$D$29,2,FALSE)","v":0},{"$f":"(Y54/T54)+Start!$D$19*(VLOOKUP(R54,Start!$M$33:$N$39,2,FALSE)/T54)+VLOOKUP(S54,Start!$C$33:$D$40,2,FALSE)","v":1}]
[null,null,"Yes","SEE985796237000","BNA0098","Stadtwerke Bielefeld","HKW Schildescher Str GT",33611,"Bielefeld","Schildescher Straße 16","Nordrhein-Westfalen","1977-05-20","Erdgas","Erdgas, Erdölgas","Gas","Ja","Gasturbinen mit Abhitzekessel","Gas","CCGT",0.35970000000000002,"OPSD (2020)",24,23.5,{"$f":"(1-VLOOKUP(S55,Start!$H$33:$I$40,2,FALSE)/100)*W55","v":20.445},{"$f":"VLOOKUP(R55,Start!$C$9:$D$15,2,FALSE)+VLOOKUP(R55,Start!$C$23:$D$29,2,FALSE)","v":54.56},{"$f":"(Y55/T55)+Start!$D$19*(VLOOKUP(R55,Start!$M$33:$N$39,2,FALSE)/T55)+VLOOKUP(S55,Start!$C$33:$D$40,2,FALSE)","v":182.28979705309979}]
[null,null,"Yes","SEE972466462527","BNA0100","Stadtwerke Bielefeld","Dampfturbine - GuD MPE",33699,"Bielefeld","Niedernholz 23","Nordrhein-Westfalen","2005-01-03","Erdgas","Erdgas, Erdölgas","Gas","Ja","Gasturbinen mit nachgeschalteter Dampfturbine","Gas","CCGT",0.5625,"OPSD (2020)",9.4499999999999993,9.35,{"$f":"(1-VLOOKUP(S56,Start!$H$33:$I$40,2,FALSE)/100)*W56","v":8.1344999999999992},{"$f":"VLOOKUP(R56,Start!$C$9:$D$15,2,FALSE)+VLOOKUP(R56,Start!$C$23:$D$29,2,FALSE)","v":54.56},{"$f":"(Y56/T56)+Start!$D$19*(VLOOKUP(R56,Start!$M$33:$N$39,2,FALSE)/T56)+VLOOKUP(S56,Start!$C$33:$D$40,2,FALSE)","v":117.10904888888889}]
[null,null,"Yes","SEE972475289894","BNA0100","Stadtwerke Bielefeld","Gasturbine 1 - GuD MPE",33699,"Bielefeld","Niedernholz 23","Nordrhein-Westfalen","2016-11-23","Erdgas","Erdgas, Erdölgas","Gas","Ja","Gasturbinen mit nachgeschalteter Dampfturbine","Gas","CCGT",0.5625,"OPSD (2020)",14.25,14.05,{"$f":"(1-VLOOKUP(S57,Start!$H$33:$I$40,2,FALSE)/100)*W57","v":12.223500000000001},{"$f":"VLOOKUP(R57,Start!$C$9:$D$15,2,FALSE)+VLOOKUP(R57,Start!$C$23:$D$29,2,FALSE)","v":54.56},{"$f":"(Y57/T57)+Start!$D$19*(VLOOKUP(R57,Start!$M$33:$N$39,2,FALSE)/T57)+VLOOKUP(S57,Start!$C$33:$D$40,2,FALSE)","v":117.10904888888889}]
[null,null,"Yes","SEE958518628752","BNA0101","Stadtwerke Bielefeld","HKW Schildescher Straße DT 3",33611,"Bielefeld","Schildescher Straße 16","Nordrhein-Westfalen","1966-12-01","Erdgas","Erdgas, Erdölgas","Gas","Ja","Kondensationsmaschine mit Entnahme","Gas","CCGT",0.34760000000000002,"OPSD (2020)",20.5,20,{"$f":"(1-VLOOKUP(S58,Start!$H$33:$I$40,2,FALSE)/100)*W58","v":17.399999999999999},{"$f":"VLOOKUP(R58,Start!$C$9:$D$15,2,FALSE)+VLOOKUP(R58,Start!$C$23:$D$29,2,FALSE)","v":54.56},{"$f":"(Y58/T58)+Start!$D$19*(VLOOKUP(R58,Start!$M$33:$N$39,2,FALSE)/T58)+VLOOKUP(S58,Start!$C$33:$D$40,2,FALSE)","v":188.58311277330262}]
[null,null,"Yes","SEE995462815548","BNA0101","Stadtwerke Bielefeld","HKW Schildescher Straße DT 4",33611,"Bielefeld","Schildescher Straße 16","Nordrhein-Westfalen","1980-12-07","Erdgas","Erdgas, Erdölgas","Gas","Ja","Gegendruckmaschine mit Entnahme","Gas","CCGT",0.34760000000000002,"OPSD (2020)",28.5,28,{"$f":"(1-VLOOKUP(S59,Start!$H$33:$I$40,2,FALSE)/100)*W59","v":24.36},{"$f":"VLOOKUP(R59,Start!$C$9:$D$15,2,FALSE)+VLOOKUP(R59,Start!$C$23:$D$29,2,FALSE)","v":54.56},{"$f":"(Y59/T59)+Start!$D$19*(VLOOKUP(R59,Start!$M$33:$N$39,2,FALSE)/T59)+VLOOKUP(S59,Start!$C$33:$D$40,2,FALSE)","v":188.58311277330262}]
[null,null,"Yes","SEE934669010578","BNA0105","envia THERM GmbH","Bitterfeld GuD",6749,"Bitterfeld-Wolfen","Parsevalstraße 3 B","Sachsen-Anhalt","2000-08-08","Erdgas","Erdgas, Erdölgas","Gas","Ja","Gasturbinen mit nachgeschalteter Dampfturbine","Gas","CCGT",0.54,"OPSD (2020)",110,108,{"$f":"(1-VLOOKUP(S60,Start!$H$33:$I$40,2,FALSE)/100)*W60","v":93.96},{"$f":"VLOOKUP(R60,Start!$C$9:$D$15,2,FALSE)+VLOOKUP(R60,Start!$C$23:$D$29,2,FALSE)","v":54.56},{"$f":"(Y60/T60)+Start!$D$19*(VLOOKUP(R60,Start!$M$33:$N$39,2,FALSE)/T60)+VLOOKUP(S60,Start!$C$33:$D$40,2,FALSE)","v":121.9260925925926}]
[null,null,"Yes","SEE942845579245","BNA0111","Stadtwerke Bochum Holding GmbH","KWK Hiltrop",44805,"Bochum","In der Grume 5","Nordrhein-Westfalen","1975-08-20","Erdgas","Erdgas, Erdölgas","Gas","Ja","Gasturbinen mit nachgeschalteter Dampfturbine","Gas","CCGT",0.39929999999999999,"OPSD (2020)",45,43.411999999999999,{"$f":"(1-VLOOKUP(S61,Start!$H$33:$I$40,2,FALSE)/100)*W61","v":37.768439999999998},{"$f":"VLOOKUP(R61,Start!$C$9:$D$15,2,FALSE)+VLOOKUP(R61,Start!$C$23:$D$29,2,FALSE)","v":54.56},{"$f":"(Y61/T61)+Start!$D$19*(VLOOKUP(R61,Start!$M$33:$N$39,2,FALSE)/T61)+VLOOKUP(S61,Start!$C$33:$D$40,2,FALSE)","v":164.36023040320563}]
[null,null,"Yes","SEE966331411864","BNA0115","Lausitz Energie Kraftwerke AG","Kraftwerk Lippendorf Block R",4575,"Neukieritzsch","Hauptstraße 200","Sachsen","2000-06-20","Braunkohle","Rohbraunkohlen","Lignite","Ja","Kondensationsmaschine mit Entnahme","Lignite","Lignite",0.41,"OPSD (2020)",942,891,{"$f":"(1-VLOOKUP(S62,Start!$H$33:$I$40,2,FALSE)/100)*W62","v":775.17},{"$f":"VLOOKUP(R62,Start!$C$9:$D$15,2,FALSE)+VLOOKUP(R62,Start!$C$23:$D$29,2,FALSE)","v":3.1},{"$f":"(Y62/T62)+Start!$D$19*(VLOOKUP(R62,Start!$M$33:$N$39,2,FALSE)/T62)+VLOOKUP(S62,Start!$C$33:$D$40,2,FALSE)","v":60.588682926829279}]
[null,null,"Yes","SEE998199911088","BNA0116","EnBW Energie Baden-Württemberg AG","Kraftwerk Lippendorf Block S",4575,"Neukieritzsch","Hauptstraße 200","Sachsen","1999-12-01","Braunkohle","Rohbraunkohlen","Lignite","Ja","Kondensationsmaschine mit Entnahme","Lignite","Lignite",0.42,"OPSD (2020)",942,891,{"$f":"(1-VLOOKUP(S63,Start!$H$33:$I$40,2,FALSE)/100)*W63","v":775.17},{"$f":"VLOOKUP(R63,Start!$C$9:$D$15,2,FALSE)+VLOOKUP(R63,Start!$C$23:$D$29,2,FALSE)","v":3.1},{"$f":"(Y63/T63)+Start!$D$19*(VLOOKUP(R63,Start!$M$33:$N$39,2,FALSE)/T63)+VLOOKUP(S63,Start!$C$33:$D$40,2,FALSE)","v":59.18657142857144}]
[null,null,"Yes","SEE924302504816","BNA0117a","Energie- und Wasserversorgung Bonn/Rhein-Sieg GmbH","HKW Bonn-Nord, Turbogruppe 4",53115,"Bonn","Karlstr. 2","Nordrhein-Westfalen","1991-04-01","Wärme","Dampf (fremdbezogen)","Waste","Nein","Kondensationsmaschine mit Entnahme","Waste","Waste",0.33,"OPSD (2020)",14.12,14.12,{"$f":"(1-VLOOKUP(S64,Start!$H$33:$I$40,2,FALSE)/100)*W64","v":12.001999999999999},{"$f":"VLOOKUP(R64,Start!$C$9:$D$15,2,FALSE)+VLOOKUP(R64,Start!$C$23:$D$29,2,FALSE)","v":0},{"$f":"(Y64/T64)+Start!$D$19*(VLOOKUP(R64,Start!$M$33:$N$39,2,FALSE)/T64)+VLOOKUP(S64,Start!$C$33:$D$40,2,FALSE)","v":1}]
[null,null,"Yes","SEE997867646000","BNA0117b","Energie- und Wasserversorgung Bonn/Rhein-Sieg GmbH","Heizkraftwerk Bonn-Nord, Dampfturbine GuD-Anlage",53115,"Bonn","Karlstr. 2","Nordrhein-Westfalen","2013-11-01","Erdgas","Erdgas, Erdölgas","Gas","Ja","Kondensationsmaschine mit Entnahme","Gas","CCGT",0.39929999999999999,"OPSD (2020)",73.5,73.5,{"$f":"(1-VLOOKUP(S65,Start!$H$33:$I$40,2,FALSE)/100)*W65","v":63.945},{"$f":"VLOOKUP(R65,Start!$C$9:$D$15,2,FALSE)+VLOOKUP(R65,Start!$C$23:$D$29,2,FALSE)","v":54.56},{"$f":"(Y65/T65)+Start!$D$19*(VLOOKUP(R65,Start!$M$33:$N$39,2,FALSE)/T65)+VLOOKUP(S65,Start!$C$33:$D$40,2,FALSE)","v":164.36023040320563}]
[null,null,"Yes","SEE990603147649","BNA0117b","Energie- und Wasserversorgung Bonn/Rhein-Sieg GmbH","Heizkraftwerk Bonn-Nord, Gasturbine 1 der GuD-Anlage",53115,"Bonn","Karlstraße 2","Nordrhein-Westfalen","1998-08-19","Erdgas","Erdgas, Erdölgas","Gas","Ja","Gasturbinen mit nachgeschalteter Dampfturbine","Gas","CCGT",0.39929999999999999,"OPSD (2020)",24.7,20.5,{"$f":"(1-VLOOKUP(S66,Start!$H$33:$I$40,2,FALSE)/100)*W66","v":17.835000000000001},{"$f":"VLOOKUP(R66,Start!$C$9:$D$15,2,FALSE)+VLOOKUP(R66,Start!$C$23:$D$29,2,FALSE)","v":54.56},{"$f":"(Y66/T66)+Start!$D$19*(VLOOKUP(R66,Start!$M$33:$N$39,2,FALSE)/T66)+VLOOKUP(S66,Start!$C$33:$D$40,2,FALSE)","v":164.36023040320563}]
[null,null,"Yes","SEE985842749525","BNA0122","Lausitz Energie Kraftwerke AG","Boxberg Block N",2943,"Boxberg","Am Kraftwerk 1","Sachsen","1979-01-01","Braunkohle","Rohbraunkohlen","Lignite","Ja","Kondensationsmaschine mit Entnahme","Lignite","Lignite",0.35,"OPSD (2020)",540,500,{"$f":"(1-VLOOKUP(S67,Start!$H$33:$I$40,2,FALSE)/100)*W67","v":435},{"$f":"VLOOKUP(R67,Start!$C$9:$D$15,2,FALSE)+VLOOKUP(R67,Start!$C$23:$D$29,2,FALSE)","v":3.1},{"$f":"(Y67/T67)+Start!$D$19*(VLOOKUP(R67,Start!$M$33:$N$39,2,FALSE)/T67)+VLOOKUP(S67,Start!$C$33:$D$40,2,FALSE)","v":70.683885714285722}]
[null,null,"Yes","SEE908125004449","BNA0123","Lausitz Energie Kraftwerke AG","Boxberg Block P",2943,"Boxberg","Am Kraftwerk 1","Sachsen","1980-07-01","Braunkohle","Rohbraunkohlen","Lignite","Ja","Kondensationsmaschine mit Entnahme","Lignite","Lignite",0.35,"OPSD (2020)",540,500,{"$f":"(1-VLOOKUP(S68,Start!$H$33:$I$40,2,FALSE)/100)*W68","v":435},{"$f":"VLOOKUP(R68,Start!$C$9:$D$15,2,FALSE)+VLOOKUP(R68,Start!$C$23:$D$29,2,FALSE)","v":3.1},{"$f":"(Y68/T68)+Start!$D$19*(VLOOKUP(R68,Start!$M$33:$N$39,2,FALSE)/T68)+VLOOKUP(S68,Start!$C$33:$D$40,2,FALSE)","v":70.683885714285722}]
[null,null,"Yes","SEE907389779292","BNA0124","Lausitz Energie Kraftwerke AG","Boxberg Block Q",2943,"Boxberg","Am Kraftwerk 1","Sachsen","2000-10-01","Braunkohle","Rohbraunkohlen","Lignite","Ja","Kondensationsmaschine mit Entnahme","Lignite","Lignite",0.42299999999999999,"OPSD (2020)",893,840,{"$f":"(1-VLOOKUP(S69,Start!$H$33:$I$40,2,FALSE)/100)*W69","v":730.8},{"$f":"VLOOKUP(R69,Start!$C$9:$D$15,2,FALSE)+VLOOKUP(R69,Start!$C$23:$D$29,2,FALSE)","v":3.1},{"$f":"(Y69/T69)+Start!$D$19*(VLOOKUP(R69,Start!$M$33:$N$39,2,FALSE)/T69)+VLOOKUP(S69,Start!$C$33:$D$40,2,FALSE)","v":58.778865248226957}]
[null,null,"Yes","SEE987361570932","BNA0129","StWB Stadtwerke Brandenburg an der Havel","HKW BRB",14772,"Brandenburg","Upstallstraße 9","Brandenburg","1997-08-25","Erdgas","Erdgas, Erdölgas","Gas","Ja","Gasturbinen mit Abhitzekessel","Gas","CCGT",0.38169999999999998,"OPSD (2020)",36.96,36.799999999999997,{"$f":"(1-VLOOKUP(S70,Start!$H$33:$I$40,2,FALSE)/100)*W70","v":32.015999999999998},{"$f":"VLOOKUP(R70,Start!$C$9:$D$15,2,FALSE)+VLOOKUP(R70,Start!$C$23:$D$29,2,FALSE)","v":54.56},{"$f":"(Y70/T70)+Start!$D$19*(VLOOKUP(R70,Start!$M$33:$N$39,2,FALSE)/T70)+VLOOKUP(S70,Start!$C$33:$D$40,2,FALSE)","v":171.86963583966468}]
[null,null,"Yes","SEE963827374382","BNA0130","Uniper Kraftwerke GmbH","Kirchmöser DT",14774,"Brandenburg","Bahntechnikerring 17","Brandenburg","1994-01-01","Erdgas","Erdgas, Erdölgas","Gas","Nein","Kondensationsmaschine ohne Entnahme","Gas","CCGT",0.51300000000000001,"OPSD (2020)",58,58,{"$f":"(1-VLOOKUP(S71,Start!$H$33:$I$40,2,FALSE)/100)*W71","v":50.46},{"$f":"VLOOKUP(R71,Start!$C$9:$D$15,2,FALSE)+VLOOKUP(R71,Start!$C$23:$D$29,2,FALSE)","v":54.56},{"$f":"(Y71/T71)+Start!$D$19*(VLOOKUP(R71,Start!$M$33:$N$39,2,FALSE)/T71)+VLOOKUP(S71,Start!$C$33:$D$40,2,FALSE)","v":128.26430799220273}]
[null,null,"Yes","SEE905035807238","BNA0130","Uniper Kraftwerke GmbH","Kirchmöser GT 1",14774,"Brandenburg","Bahntechnikerring 17","Brandenburg","1994-01-01","Erdgas","Erdgas, Erdölgas","Gas","Nein","Gasturbinen mit nachgeschalteter Dampfturbine","Gas","CCGT",0.51300000000000001,"OPSD (2020)",63,60,{"$f":"(1-VLOOKUP(S72,Start!$H$33:$I$40,2,FALSE)/100)*W72","v":52.2},{"$f":"VLOOKUP(R72,Start!$C$9:$D$15,2,FALSE)+VLOOKUP(R72,Start!$C$23:$D$29,2,FALSE)","v":54.56},{"$f":"(Y72/T72)+Start!$D$19*(VLOOKUP(R72,Start!$M$33:$N$39,2,FALSE)/T72)+VLOOKUP(S72,Start!$C$33:$D$40,2,FALSE)","v":128.26430799220273}]
[null,null,"Yes","SEE902267138956","BNA0130","Uniper Kraftwerke GmbH","Kirchmöser GT 2",14774,"Brandenburg","Bahntechnikerring 17","Brandenburg","1994-01-01","Erdgas","Erdgas, Erdölgas","Gas","Nein","Gasturbinen mit nachgeschalteter Dampfturbine","Gas","CCGT",0.51300000000000001,"OPSD (2020)",63,60,{"$f":"(1-VLOOKUP(S73,Start!$H$33:$I$40,2,FALSE)/100)*W73","v":52.2},{"$f":"VLOOKUP(R73,Start!$C$9:$D$15,2,FALSE)+VLOOKUP(R73,Start!$C$23:$D$29,2,FALSE)","v":54.56},{"$f":"(Y73/T73)+Start!$D$19*(VLOOKUP(R73,Start!$M$33:$N$39,2,FALSE)/T73)+VLOOKUP(S73,Start!$C$33:$D$40,2,FALSE)","v":128.26430799220273}]
[null,null,"Yes","SEE975094128629","BNA0135","Braunschweiger Versorgungs-AG & Co. KG","HKW Mitte Kessel 12",38114,"Braunschweig","Reiherstraße 3","Niedersachsen","1971-07-15","Erdgas","Erdgas, Erdölgas","Gas","Ja","Gegendruckmaschine mit Entnahme","Gas","CCGT",0.40949999999999998,"OPSD (2020)",22.4,20,{"$f":"(1-VLOOKUP(S74,Start!$H$33:$I$40,2,FALSE)/100)*W74","v":17.399999999999999},{"$f":"VLOOKUP(R74,Start!$C$9:$D$15,2,FALSE)+VLOOKUP(R74,Start!$C$23:$D$29,2,FALSE)","v":54.56},{"$f":"(Y74/T74)+Start!$D$19*(VLOOKUP(R74,Start!$M$33:$N$39,2,FALSE)/T74)+VLOOKUP(S74,Start!$C$33:$D$40,2,FALSE)","v":160.30363858363859}]
[null,null,"Yes","SEE920992144554","BNA0136","Braunschweiger Versorgungs-AG & Co. KG","HKW Mitte GuD",38114,"Braunschweig","Reiherstraße 3","Niedersachsen","2010-12-30","Erdgas","Erdgas, Erdölgas","Gas","Ja","Gasturbinen mit nachgeschalteter Dampfturbine","Gas","CCGT",0.58499999999999996,"OPSD (2020)",76.400000000000006,74,{"$f":"(1-VLOOKUP(S75,Start!$H$33:$I$40,2,FALSE)/100)*W75","v":64.38},{"$f":"VLOOKUP(R75,Start!$C$9:$D$15,2,FALSE)+VLOOKUP(R75,Start!$C$23:$D$29,2,FALSE)","v":54.56},{"$f":"(Y75/T75)+Start!$D$19*(VLOOKUP(R75,Start!$M$33:$N$39,2,FALSE)/T75)+VLOOKUP(S75,Start!$C$33:$D$40,2,FALSE)","v":112.66254700854702}]
[null,null,"Yes","SEE963817764100","BNA0137","Braunschweiger Versorgungs-AG & Co. KG","HKW Nord GT",38112,"Braunschweig","Sandanger 1","Niedersachsen","1990-12-18","Erdgas","Erdgas, Erdölgas","Gas","Ja","Gasturbinen mit Abhitzekessel","Gas","CCGT",0.28899999999999998,"OPSD (2020)",29,25,{"$f":"(1-VLOOKUP(S76,Start!$H$33:$I$40,2,FALSE)/100)*W76","v":21.75},{"$f":"VLOOKUP(R76,Start!$C$9:$D$15,2,FALSE)+VLOOKUP(R76,Start!$C$23:$D$29,2,FALSE)","v":54.56},{"$f":"(Y76/T76)+Start!$D$19*(VLOOKUP(R76,Start!$M$33:$N$39,2,FALSE)/T76)+VLOOKUP(S76,Start!$C$33:$D$40,2,FALSE)","v":226.51761245674743}]
[null,null,"Yes","SEE996990805407","BNA0138","Braunschweiger Versorgungs-AG & Co. KG","HKW Mitte Kessel 1",38114,"Braunschweig","Reiherstraße 3","Niedersachsen","1985-01-18","Steinkohle","Steinkohlen","Coal","Ja","Gegendruckmaschine mit Entnahme","Coal","Coal",0.46800000000000003,"OPSD (2020)",49.4,44.5,{"$f":"(1-VLOOKUP(S77,Start!$H$33:$I$40,2,FALSE)/100)*W77","v":35.6},{"$f":"VLOOKUP(R77,Start!$C$9:$D$15,2,FALSE)+VLOOKUP(R77,Start!$C$23:$D$29,2,FALSE)","v":15.81},{"$f":"(Y77/T77)+Start!$D$19*(VLOOKUP(R77,Start!$M$33:$N$39,2,FALSE)/T77)+VLOOKUP(S77,Start!$C$33:$D$40,2,FALSE)","v":72.59130341880342}]
[null,null,"Yes","SEE958310939391","BNA0139","swb Entsorgung GmbH&Co. KG","MKK",28237,"Bremen","Otavistraße 9","Bremen","2009-08-28","nicht biogener Abfall","nicht biogener Industrieabfall","Waste","Ja","Gegendruckmaschine mit Entnahme","Waste","Waste",0.33,"OPSD (2020)",35,32,{"$f":"(1-VLOOKUP(S78,Start!$H$33:$I$40,2,FALSE)/100)*W78","v":27.2},{"$f":"VLOOKUP(R78,Start!$C$9:$D$15,2,FALSE)+VLOOKUP(R78,Start!$C$23:$D$29,2,FALSE)","v":0},{"$f":"(Y78/T78)+Start!$D$19*(VLOOKUP(R78,Start!$M$33:$N$39,2,FALSE)/T78)+VLOOKUP(S78,Start!$C$33:$D$40,2,FALSE)","v":1}]
[null,null,"Yes","SEE924172977710","BNA0141","swb Erzeugung AG & Co. KG","Mittelsbüren GT3",28237,"Bremen","Auf den Delben 35","Bremen","1975-01-01","Mineralölprodukte","Heizöl, leicht","Oil","Nein","Gasturbinen ohne Abhitzekessel","Oil","Oil",0.315,"OPSD (2020)",87,86,{"$f":"(1-VLOOKUP(S79,Start!$H$33:$I$40,2,FALSE)/100)*W79","v":73.099999999999994},{"$f":"VLOOKUP(R79,Start!$C$9:$D$15,2,FALSE)+VLOOKUP(R79,Start!$C$23:$D$29,2,FALSE)","v":35.54},{"$f":"(Y79/T79)+Start!$D$19*(VLOOKUP(R79,Start!$M$33:$N$39,2,FALSE)/T79)+VLOOKUP(S79,Start!$C$33:$D$40,2,FALSE)","v":160.12761904761905}]
[null,null,"Yes","SEE968950464368","BNA0144","swb Erzeugung AG & Co. KG","KW Hastedt Block 15",28207,"Bremen","Hastedter Osterdeich 255","Bremen","1989-12-16","Steinkohle","Steinkohlen","Coal","Ja","Kondensationsmaschine mit Entnahme","Coal","Coal",0.39750000000000002,"OPSD (2020)",130,119,{"$f":"(1-VLOOKUP(S80,Start!$H$33:$I$40,2,FALSE)/100)*W80","v":95.2},{"$f":"VLOOKUP(R80,Start!$C$9:$D$15,2,FALSE)+VLOOKUP(R80,Start!$C$23:$D$29,2,FALSE)","v":15.81},{"$f":"(Y80/T80)+Start!$D$19*(VLOOKUP(R80,Start!$M$33:$N$39,2,FALSE)/T80)+VLOOKUP(S80,Start!$C$33:$D$40,2,FALSE)","v":85.235421383647804}]
[null,null,"Yes","SEE904968236689","BNA0147","Onyx Kraftwerk Farge GmbH & Co. KGaA","Kraftwerk Farge",28777,"Bremen","Wilhelmshavener Straße 6","Bremen","1969-01-01","Steinkohle","Steinkohlen","Coal","Nein","Kondensationsmaschine ohne Entnahme","Coal","Coal",0.4425,"OPSD (2020)",380,350,{"$f":"(1-VLOOKUP(S81,Start!$H$33:$I$40,2,FALSE)/100)*W81","v":280},{"$f":"VLOOKUP(R81,Start!$C$9:$D$15,2,FALSE)+VLOOKUP(R81,Start!$C$23:$D$29,2,FALSE)","v":15.81},{"$f":"(Y81/T81)+Start!$D$19*(VLOOKUP(R81,Start!$M$33:$N$39,2,FALSE)/T81)+VLOOKUP(S81,Start!$C$33:$D$40,2,FALSE)","v":76.699615819209043}]
[null,null,"Yes","SEE974045584156","BNA0156b","EGGER Holzwerkstoffe Brilon GmbH & Co. KG","GT6",59929,"Brilon","Im Kissen 19","Nordrhein-Westfalen","1998-06-01","Erdgas","Erdgas, Erdölgas","Gas","Ja","Gasturbinen ohne Abhitzekessel","Gas","OCGT",0.36959999999999998,"OPSD (2020)",5,5,{"$f":"(1-VLOOKUP(S82,Start!$H$33:$I$40,2,FALSE)/100)*W82","v":4.3499999999999996},{"$f":"VLOOKUP(R82,Start!$C$9:$D$15,2,FALSE)+VLOOKUP(R82,Start!$C$23:$D$29,2,FALSE)","v":54.56},{"$f":"(Y82/T82)+Start!$D$19*(VLOOKUP(R82,Start!$M$33:$N$39,2,FALSE)/T82)+VLOOKUP(S82,Start!$C$33:$D$40,2,FALSE)","v":176.94721320346321}]
[null,null,"Yes","SEE905229048430","BNA0156b","EGGER Holzwerkstoffe Brilon GmbH & Co. KG","GT8",59929,"Brilon","Im Kissen 19","Nordrhein-Westfalen","1998-06-01","Erdgas","Erdgas, Erdölgas","Gas","Ja","Gasturbinen mit Abhitzekessel","Gas","CCGT",0.36959999999999998,"OPSD (2020)",5,5,{"$f":"(1-VLOOKUP(S83,Start!$H$33:$I$40,2,FALSE)/100)*W83","v":4.3499999999999996},{"$f":"VLOOKUP(R83,Start!$C$9:$D$15,2,FALSE)+VLOOKUP(R83,Start!$C$23:$D$29,2,FALSE)","v":54.56},{"$f":"(Y83/T83)+Start!$D$19*(VLOOKUP(R83,Start!$M$33:$N$39,2,FALSE)/T83)+VLOOKUP(S83,Start!$C$33:$D$40,2,FALSE)","v":177.44721320346321}]
[null,null,"Yes","SEE951462745445","BNA0157","PreussenElektra","Brokdorf",25576,"Brokdorf","Osterende ","Schleswig-Holstein","1986-10-14","Kernenergie","","Nuclear","Nein","Druckwasserreaktor","Nuclear","Nuclear",0.33,"OPSD (2020)",1480,1410,{"$f":"(1-VLOOKUP(S84,Start!$H$33:$I$40,2,FALSE)/100)*W84","v":1311.3},{"$f":"VLOOKUP(R84,Start!$C$9:$D$15,2,FALSE)+VLOOKUP(R84,Start!$C$23:$D$29,2,FALSE)","v":5.5},{"$f":"(Y84/T84)+Start!$D$19*(VLOOKUP(R84,Start!$M$33:$N$39,2,FALSE)/T84)+VLOOKUP(S84,Start!$C$33:$D$40,2,FALSE)","v":17.866666666666664}]
[null,null,"Yes","SEE947816911833","BNA0172a","Wacker Chemie AG","Gasturbinenanlage 12",84489,"Burghausen","Johannes-Hess-Straße 24","Bayern","2001-07-27","Erdgas","Erdgas, Erdölgas","Gas","Ja","Gasturbinen mit Abhitzekessel","Gas","CCGT",0.54449999999999998,"OPSD (2020)",141,137,{"$f":"(1-VLOOKUP(S85,Start!$H$33:$I$40,2,FALSE)/100)*W85","v":119.19},{"$f":"VLOOKUP(R85,Start!$C$9:$D$15,2,FALSE)+VLOOKUP(R85,Start!$C$23:$D$29,2,FALSE)","v":54.56},{"$f":"(Y85/T85)+Start!$D$19*(VLOOKUP(R85,Start!$M$33:$N$39,2,FALSE)/T85)+VLOOKUP(S85,Start!$C$33:$D$40,2,FALSE)","v":120.93083562901745}]
[null,null,"Yes","SEE921503407342","BNA0172b","Wacker Chemie AG","Turbine/Generator 10",84489,"Burghausen","Johannes-Hess-Straße 24","Bayern","2014-07-17","Erdgas","Erdgas, Erdölgas","Gas","Ja","Gegendruckmaschine mit Entnahme","Gas","CCGT",0.3619,"OPSD (2020)",37.799999999999997,37.799999999999997,{"$f":"(1-VLOOKUP(S86,Start!$H$33:$I$40,2,FALSE)/100)*W86","v":32.885999999999996},{"$f":"VLOOKUP(R86,Start!$C$9:$D$15,2,FALSE)+VLOOKUP(R86,Start!$C$23:$D$29,2,FALSE)","v":54.56},{"$f":"(Y86/T86)+Start!$D$19*(VLOOKUP(R86,Start!$M$33:$N$39,2,FALSE)/T86)+VLOOKUP(S86,Start!$C$33:$D$40,2,FALSE)","v":181.19077093119645}]
[null,null,"Yes","SEE956085205437","BNA0172b","Wacker Chemie AG","Turbine/Generator 8",84489,"Burghausen","Johannes-Hess-Straße 24","Bayern","1979-05-14","Erdgas","Erdgas, Erdölgas","Gas","Ja","Gegendruckmaschine mit Entnahme","Gas","CCGT",0.3619,"OPSD (2020)",46,46,{"$f":"(1-VLOOKUP(S87,Start!$H$33:$I$40,2,FALSE)/100)*W87","v":40.020000000000003},{"$f":"VLOOKUP(R87,Start!$C$9:$D$15,2,FALSE)+VLOOKUP(R87,Start!$C$23:$D$29,2,FALSE)","v":54.56},{"$f":"(Y87/T87)+Start!$D$19*(VLOOKUP(R87,Start!$M$33:$N$39,2,FALSE)/T87)+VLOOKUP(S87,Start!$C$33:$D$40,2,FALSE)","v":181.19077093119645}]
[null,null,"Yes","SEE903050601572","BNA0172b","Wacker Chemie AG","Turbine/Generator 9",84489,"Burghausen","Johannes-Hess-Straße 24","Bayern","1987-01-01","Erdgas","Erdgas, Erdölgas","Gas","Ja","Gegendruckmaschine mit Entnahme","Gas","CCGT",0.3619,"OPSD (2020)",13.6,13.6,{"$f":"(1-VLOOKUP(S88,Start!$H$33:$I$40,2,FALSE)/100)*W88","v":11.831999999999999},{"$f":"VLOOKUP(R88,Start!$C$9:$D$15,2,FALSE)+VLOOKUP(R88,Start!$C$23:$D$29,2,FALSE)","v":54.56},{"$f":"(Y88/T88)+Start!$D$19*(VLOOKUP(R88,Start!$M$33:$N$39,2,FALSE)/T88)+VLOOKUP(S88,Start!$C$33:$D$40,2,FALSE)","v":181.19077093119645}]
[null,null,"Yes","SEE927473609168","BNA0174","InfraServ GmbH & Co. Gendorf KG","BNA0174",84508,"Burgkirchen","Industrieparkstraße 1","Bayern","1967-07-01","Erdgas","Erdgas, Erdölgas","Gas","Ja","Sonstige","Gas","CCGT",0.38719999999999999,"OPSD (2020)",73.563000000000002,72.459999999999994,{"$f":"(1-VLOOKUP(S89,Start!$H$33:$I$40,2,FALSE)/100)*W89","v":63.040199999999992},{"$f":"VLOOKUP(R89,Start!$C$9:$D$15,2,FALSE)+VLOOKUP(R89,Start!$C$23:$D$29,2,FALSE)","v":54.56},{"$f":"(Y89/T89)+Start!$D$19*(VLOOKUP(R89,Start!$M$33:$N$39,2,FALSE)/T89)+VLOOKUP(S89,Start!$C$33:$D$40,2,FALSE)","v":169.44961260330578}]
[null,null,"Yes","SEE923082939436","BNA0177","eins energie in sachsen GmbH & Co. KG","HKW Chemnitz Nord II, Block B",9114,"Chemnitz","Dammweg 10","Sachsen","1988-08-26","Braunkohle","Rohbraunkohlen","Lignite","Ja","Gegendruckmaschine mit Entnahme","Lignite","Lignite",0.37119999999999997,"OPSD (2020)",67,58.171999999999997,{"$f":"(1-VLOOKUP(S90,Start!$H$33:$I$40,2,FALSE)/100)*W90","v":50.609639999999999},{"$f":"VLOOKUP(R90,Start!$C$9:$D$15,2,FALSE)+VLOOKUP(R90,Start!$C$23:$D$29,2,FALSE)","v":3.1},{"$f":"(Y90/T90)+Start!$D$19*(VLOOKUP(R90,Start!$M$33:$N$39,2,FALSE)/T90)+VLOOKUP(S90,Start!$C$33:$D$40,2,FALSE)","v":66.744073275862078}]
[null,null,"Yes","SEE933960350956","BNA0179","eins energie in sachsen GmbH & Co. KG","HKW Chemnitz Nord II, Block C",9114,"Chemnitz","Dammweg 10","Sachsen","1990-06-07","Braunkohle","Rohbraunkohlen","Lignite","Ja","Kondensationsmaschine mit Entnahme","Lignite","Lignite",0.376,"OPSD (2020)",100,92.331999999999994,{"$f":"(1-VLOOKUP(S91,Start!$H$33:$I$40,2,FALSE)/100)*W91","v":80.32884},{"$f":"VLOOKUP(R91,Start!$C$9:$D$15,2,FALSE)+VLOOKUP(R91,Start!$C$23:$D$29,2,FALSE)","v":3.1},{"$f":"(Y91/T91)+Start!$D$19*(VLOOKUP(R91,Start!$M$33:$N$39,2,FALSE)/T91)+VLOOKUP(S91,Start!$C$33:$D$40,2,FALSE)","v":65.913723404255322}]
[null,null,"Yes","SEE946537967655","BNA0183","Stadtwerke Cottbus GmbH","Hochdruckdampfturbine",3052,"Cottbus","Werner-von-Siemens-Straße 16","Brandenburg","1999-02-20","Braunkohle","Wirbelschichtkohle","Lignite","Ja","Gegendruckmaschine ohne Entnahme","Lignite","Lignite",0.4,"OPSD (2020)",17.8,16,{"$f":"(1-VLOOKUP(S92,Start!$H$33:$I$40,2,FALSE)/100)*W92","v":13.92},{"$f":"VLOOKUP(R92,Start!$C$9:$D$15,2,FALSE)+VLOOKUP(R92,Start!$C$23:$D$29,2,FALSE)","v":3.1},{"$f":"(Y92/T92)+Start!$D$19*(VLOOKUP(R92,Start!$M$33:$N$39,2,FALSE)/T92)+VLOOKUP(S92,Start!$C$33:$D$40,2,FALSE)","v":62.060900000000004}]
[null,null,"Yes","SEE978888539755","BNA0183","Stadtwerke Cottbus GmbH","Mittel-Niederdruckdampfturbine",3052,"Cottbus","Werner-von-Siemens-Straße 16","Brandenburg","1999-03-23","Braunkohle","Wirbelschichtkohle","Lignite","Ja","Kondensationsmaschine mit Entnahme","Lignite","Lignite",0.4,"OPSD (2020)",48.9,45,{"$f":"(1-VLOOKUP(S93,Start!$H$33:$I$40,2,FALSE)/100)*W93","v":39.15},{"$f":"VLOOKUP(R93,Start!$C$9:$D$15,2,FALSE)+VLOOKUP(R93,Start!$C$23:$D$29,2,FALSE)","v":3.1},{"$f":"(Y93/T93)+Start!$D$19*(VLOOKUP(R93,Start!$M$33:$N$39,2,FALSE)/T93)+VLOOKUP(S93,Start!$C$33:$D$40,2,FALSE)","v":62.060900000000004}]
[null,null,"Yes","SEE941974735591","BNA0183","Stadtwerke Cottbus GmbH","Rauchgasturbine",3052,"Cottbus","Werner-von-Siemens-Straße 16","Brandenburg","1998-08-29","Braunkohle","Wirbelschichtkohle","Lignite","Ja","Gasturbinen ohne Abhitzekessel","Lignite","Lignite",0.4,"OPSD (2020)",15,13,{"$f":"(1-VLOOKUP(S94,Start!$H$33:$I$40,2,FALSE)/100)*W94","v":11.31},{"$f":"VLOOKUP(R94,Start!$C$9:$D$15,2,FALSE)+VLOOKUP(R94,Start!$C$23:$D$29,2,FALSE)","v":3.1},{"$f":"(Y94/T94)+Start!$D$19*(VLOOKUP(R94,Start!$M$33:$N$39,2,FALSE)/T94)+VLOOKUP(S94,Start!$C$33:$D$40,2,FALSE)","v":62.060900000000004}]
[null,null,"Yes","SEE976907281142","BNA0194","Fernwärmeversorgungs- GmbH Dessau","HKW Dessau",6842,"Dessau-Roßlau","An der Fine 4","Sachsen-Anhalt","1996-01-01","Erdgas","Erdgas, Erdölgas","Gas","Ja","Gasturbinen mit nachgeschalteter Dampfturbine","Gas","CCGT",0.38059999999999999,"OPSD (2018)",39.835999999999999,39.119999999999997,{"$f":"(1-VLOOKUP(S95,Start!$H$33:$I$40,2,FALSE)/100)*W95","v":34.034399999999998},{"$f":"VLOOKUP(R95,Start!$C$9:$D$15,2,FALSE)+VLOOKUP(R95,Start!$C$23:$D$29,2,FALSE)","v":54.56},{"$f":"(Y95/T95)+Start!$D$19*(VLOOKUP(R95,Start!$M$33:$N$39,2,FALSE)/T95)+VLOOKUP(S95,Start!$C$33:$D$40,2,FALSE)","v":172.36203363110877}]
[null,null,"Yes","SEE999977738880","BNA0196","Mitteldeutsche Braunkohlengesellschaft mbH","IKW Deuben",6682,"Teuchern","Industriestraße 1","Sachsen-Anhalt","1936-10-04","Braunkohle","Rohbraunkohlen","Lignite","Ja","Gegendruckmaschine mit Entnahme","Lignite","Lignite",0.24640000000000001,"OPSD (2020)",78,67,{"$f":"(1-VLOOKUP(S96,Start!$H$33:$I$40,2,FALSE)/100)*W96","v":58.29},{"$f":"VLOOKUP(R96,Start!$C$9:$D$15,2,FALSE)+VLOOKUP(R96,Start!$C$23:$D$29,2,FALSE)","v":3.1},{"$f":"(Y96/T96)+Start!$D$19*(VLOOKUP(R96,Start!$M$33:$N$39,2,FALSE)/T96)+VLOOKUP(S96,Start!$C$33:$D$40,2,FALSE)","v":99.688474025974031}]
[null,null,"Yes","SEE991220769276","BNA0199","RWE Generation SE","Dormagen DT",41540,"Dormagen","Paralellweg 1","Nordrhein-Westfalen","2000-07-23","Erdgas","","Gas","Ja","Kondensationsmaschine mit Entnahme","Gas","CCGT",0.54,"OPSD (2020)",194,194,{"$f":"(1-VLOOKUP(S97,Start!$H$33:$I$40,2,FALSE)/100)*W97","v":168.78},{"$f":"VLOOKUP(R97,Start!$C$9:$D$15,2,FALSE)+VLOOKUP(R97,Start!$C$23:$D$29,2,FALSE)","v":54.56},{"$f":"(Y97/T97)+Start!$D$19*(VLOOKUP(R97,Start!$M$33:$N$39,2,FALSE)/T97)+VLOOKUP(S97,Start!$C$33:$D$40,2,FALSE)","v":121.9260925925926}]
[null,null,"Yes","SEE914857304191","BNA0199","RWE Generation SE","Dormagen GT1",41540,"Dormagen","Alte Heerstraße 1","Nordrhein-Westfalen","2000-07-23","Erdgas","Erdgas, Erdölgas","Gas","Ja","Gasturbinen mit Abhitzekessel","Gas","CCGT",0.54,"OPSD (2020)",189,184,{"$f":"(1-VLOOKUP(S98,Start!$H$33:$I$40,2,FALSE)/100)*W98","v":160.08000000000001},{"$f":"VLOOKUP(R98,Start!$C$9:$D$15,2,FALSE)+VLOOKUP(R98,Start!$C$23:$D$29,2,FALSE)","v":54.56},{"$f":"(Y98/T98)+Start!$D$19*(VLOOKUP(R98,Start!$M$33:$N$39,2,FALSE)/T98)+VLOOKUP(S98,Start!$C$33:$D$40,2,FALSE)","v":121.9260925925926}]
[null,null,"Yes","SEE908089235248","BNA0199","RWE Generation SE","Dormagen GT2",41540,"Dormagen","Alte Heerstraße 1","Nordrhein-Westfalen","2000-07-23","Erdgas","Erdgas, Erdölgas","Gas","Ja","Gasturbinen mit Abhitzekessel","Gas","CCGT",0.54,"OPSD (2020)",189,184,{"$f":"(1-VLOOKUP(S99,Start!$H$33:$I$40,2,FALSE)/100)*W99","v":160.08000000000001},{"$f":"VLOOKUP(R99,Start!$C$9:$D$15,2,FALSE)+VLOOKUP(R99,Start!$C$23:$D$29,2,FALSE)","v":54.56},{"$f":"(Y99/T99)+Start!$D$19*(VLOOKUP(R99,Start!$M$33:$N$39,2,FALSE)/T99)+VLOOKUP(S99,Start!$C$33:$D$40,2,FALSE)","v":121.9260925925926}]
[null,null,"Yes","SEE924647197780","BNA0202","RWE Generation SE","Dortmund DT",44143,"Dortmund","Weißenburger Straße 70","Nordrhein-Westfalen","2004-03-22","Erdgas","Erdgas, Erdölgas","Gas","Ja","Gegendruckmaschine mit Entnahme","Gas","CCGT",0.38940000000000002,"OPSD (2020)",12.4,11.9,{"$f":"(1-VLOOKUP(S100,Start!$H$33:$I$40,2,FALSE)/100)*W100","v":10.353},{"$f":"VLOOKUP(R100,Start!$C$9:$D$15,2,FALSE)+VLOOKUP(R100,Start!$C$23:$D$29,2,FALSE)","v":54.56},{"$f":"(Y100/T100)+Start!$D$19*(VLOOKUP(R100,Start!$M$33:$N$39,2,FALSE)/T100)+VLOOKUP(S100,Start!$C$33:$D$40,2,FALSE)","v":168.50074473549051}]
[null,null,"Yes","SEE994761683902","BNA0202","RWE Generation SE","Dortmund GT",44143,"Dortmund","Weißenburger Straße 70","Nordrhein-Westfalen","2013-11-01","Erdgas","Erdgas, Erdölgas","Gas","Ja","Gasturbinen mit Abhitzekessel","Gas","CCGT",0.38940000000000002,"OPSD (2020)",14.5,14,{"$f":"(1-VLOOKUP(S101,Start!$H$33:$I$40,2,FALSE)/100)*W101","v":12.18},{"$f":"VLOOKUP(R101,Start!$C$9:$D$15,2,FALSE)+VLOOKUP(R101,Start!$C$23:$D$29,2,FALSE)","v":54.56},{"$f":"(Y101/T101)+Start!$D$19*(VLOOKUP(R101,Start!$M$33:$N$39,2,FALSE)/T101)+VLOOKUP(S101,Start!$C$33:$D$40,2,FALSE)","v":168.50074473549051}]
[null,null,"Yes","SEE967194778880","BNA0207","DREWAG - Stadtwerke Dresden GmbH","GT1",1159,"Dresden","Oederaner Straße 21","Sachsen","1995-04-14","Erdgas","Erdgas, Erdölgas","Gas","Ja","Gasturbinen mit nachgeschalteter Dampfturbine","Gas","CCGT",0.51749999999999996,"OPSD (2020)",65,62,{"$f":"(1-VLOOKUP(S102,Start!$H$33:$I$40,2,FALSE)/100)*W102","v":53.94},{"$f":"VLOOKUP(R102,Start!$C$9:$D$15,2,FALSE)+VLOOKUP(R102,Start!$C$23:$D$29,2,FALSE)","v":54.56},{"$f":"(Y102/T102)+Start!$D$19*(VLOOKUP(R102,Start!$M$33:$N$39,2,FALSE)/T102)+VLOOKUP(S102,Start!$C$33:$D$40,2,FALSE)","v":127.16200966183577}]
[null,null,"Yes","SEE968254365774","BNA0207","DREWAG - Stadtwerke Dresden GmbH","GT2",1159,"Dresden","Oederaner Straße 21","Sachsen","1995-03-14","Erdgas","Erdgas, Erdölgas","Gas","Ja","Gasturbinen mit nachgeschalteter Dampfturbine","Gas","CCGT",0.51749999999999996,"OPSD (2020)",65,62,{"$f":"(1-VLOOKUP(S103,Start!$H$33:$I$40,2,FALSE)/100)*W103","v":53.94},{"$f":"VLOOKUP(R103,Start!$C$9:$D$15,2,FALSE)+VLOOKUP(R103,Start!$C$23:$D$29,2,FALSE)","v":54.56},{"$f":"(Y103/T103)+Start!$D$19*(VLOOKUP(R103,Start!$M$33:$N$39,2,FALSE)/T103)+VLOOKUP(S103,Start!$C$33:$D$40,2,FALSE)","v":127.16200966183577}]
[null,null,"Yes","SEE901410470721","BNA0207","DREWAG - Stadtwerke Dresden GmbH","GT3",1159,"Dresden","Oederaner Straße 21","Sachsen","1995-03-29","Erdgas","Erdgas, Erdölgas","Gas","Ja","Gasturbinen mit nachgeschalteter Dampfturbine","Gas","CCGT",0.51749999999999996,"OPSD (2020)",65,62,{"$f":"(1-VLOOKUP(S104,Start!$H$33:$I$40,2,FALSE)/100)*W104","v":53.94},{"$f":"VLOOKUP(R104,Start!$C$9:$D$15,2,FALSE)+VLOOKUP(R104,Start!$C$23:$D$29,2,FALSE)","v":54.56},{"$f":"(Y104/T104)+Start!$D$19*(VLOOKUP(R104,Start!$M$33:$N$39,2,FALSE)/T104)+VLOOKUP(S104,Start!$C$33:$D$40,2,FALSE)","v":127.16200966183577}]
[null,null,"Yes","SEE950477241393","BNA0207","DREWAG - Stadtwerke Dresden GmbH","DT",1159,"Dresden","Oederaner Straße 21","Sachsen","1995-04-21","Wärme","Prozessdampf","Gas","Ja","Gegendruckmaschine mit Entnahme","Gas","CCGT",0.51749999999999996,"OPSD (2020)",75,74,{"$f":"(1-VLOOKUP(S105,Start!$H$33:$I$40,2,FALSE)/100)*W105","v":64.38},{"$f":"VLOOKUP(R105,Start!$C$9:$D$15,2,FALSE)+VLOOKUP(R105,Start!$C$23:$D$29,2,FALSE)","v":54.56},{"$f":"(Y105/T105)+Start!$D$19*(VLOOKUP(R105,Start!$M$33:$N$39,2,FALSE)/T105)+VLOOKUP(S105,Start!$C$33:$D$40,2,FALSE)","v":127.16200966183577}]
[null,null,"Yes","SEE964745752825","BNA0213","Stadtwerke Duisburg AG","HKW III  Block A",47249,"Duisburg","Wanheimer Str. 439","Nordrhein-Westfalen","1974-12-01","Erdgas","Erdgas, Erdölgas","Gas","Ja","Gasturbinen mit Abhitzekessel","Gas","CCGT",0.38719999999999999,"OPSD (2020)",40.799999999999997,40.200000000000003,{"$f":"(1-VLOOKUP(S106,Start!$H$33:$I$40,2,FALSE)/100)*W106","v":34.974000000000004},{"$f":"VLOOKUP(R106,Start!$C$9:$D$15,2,FALSE)+VLOOKUP(R106,Start!$C$23:$D$29,2,FALSE)","v":54.56},{"$f":"(Y106/T106)+Start!$D$19*(VLOOKUP(R106,Start!$M$33:$N$39,2,FALSE)/T106)+VLOOKUP(S106,Start!$C$33:$D$40,2,FALSE)","v":169.44961260330578}]
[null,null,"Yes","SEE915885358156","BNA0214","Stadtwerke Duisburg AG","HKW III  Block B",47249,"Duisburg","Wanheimer Str. 439","Nordrhein-Westfalen","2004-09-13","Erdgas","Erdgas, Erdölgas","Gas","Ja","Gasturbinen mit Abhitzekessel","Gas","CCGT",0.5625,"OPSD (2020)",75.3,75.2,{"$f":"(1-VLOOKUP(S107,Start!$H$33:$I$40,2,FALSE)/100)*W107","v":65.424000000000007},{"$f":"VLOOKUP(R107,Start!$C$9:$D$15,2,FALSE)+VLOOKUP(R107,Start!$C$23:$D$29,2,FALSE)","v":54.56},{"$f":"(Y107/T107)+Start!$D$19*(VLOOKUP(R107,Start!$M$33:$N$39,2,FALSE)/T107)+VLOOKUP(S107,Start!$C$33:$D$40,2,FALSE)","v":117.10904888888889}]
[null,null,"Yes","SEE922855765289","BNA0214","Stadtwerke Duisburg AG","HKW III  Block B",47249,"Duisburg","Wanheimer Str. 439","Nordrhein-Westfalen","2004-09-23","Erdgas","Erdgas, Erdölgas","Gas","Ja","Gasturbinen mit Abhitzekessel","Gas","CCGT",0.5625,"OPSD (2020)",75.3,75.2,{"$f":"(1-VLOOKUP(S108,Start!$H$33:$I$40,2,FALSE)/100)*W108","v":65.424000000000007},{"$f":"VLOOKUP(R108,Start!$C$9:$D$15,2,FALSE)+VLOOKUP(R108,Start!$C$23:$D$29,2,FALSE)","v":54.56},{"$f":"(Y108/T108)+Start!$D$19*(VLOOKUP(R108,Start!$M$33:$N$39,2,FALSE)/T108)+VLOOKUP(S108,Start!$C$33:$D$40,2,FALSE)","v":117.10904888888889}]
[null,null,"Yes","SEE916495905242","BNA0214","Stadtwerke Duisburg AG","HKW III  Block B",47249,"Duisburg","Wanheimer Str. 439","Nordrhein-Westfalen","2005-02-25","Wärme","Prozessdampf","Gas","Ja","Kondensationsmaschine mit Entnahme","Gas","CCGT",0.5625,"OPSD (2020)",88.3,84,{"$f":"(1-VLOOKUP(S109,Start!$H$33:$I$40,2,FALSE)/100)*W109","v":73.08},{"$f":"VLOOKUP(R109,Start!$C$9:$D$15,2,FALSE)+VLOOKUP(R109,Start!$C$23:$D$29,2,FALSE)","v":54.56},{"$f":"(Y109/T109)+Start!$D$19*(VLOOKUP(R109,Start!$M$33:$N$39,2,FALSE)/T109)+VLOOKUP(S109,Start!$C$33:$D$40,2,FALSE)","v":117.10904888888889}]
[null,null,"Yes","SEE918143230942","BNA0216b","STEAG-EVN Walsum 10 Kraftwerksgesellschaft","Walsum 10",47179,"Duisburg","Dr.-Wilhelm-Roelen-Str. 129","Nordrhein-Westfalen","2013-12-20","Steinkohle","Steinkohlen","Coal","Nein","Kondensationsmaschine mit Entnahme","Coal","Coal",0.45,"OPSD (2020)",790,725,{"$f":"(1-VLOOKUP(S110,Start!$H$33:$I$40,2,FALSE)/100)*W110","v":580},{"$f":"VLOOKUP(R110,Start!$C$9:$D$15,2,FALSE)+VLOOKUP(R110,Start!$C$23:$D$29,2,FALSE)","v":15.81},{"$f":"(Y110/T110)+Start!$D$19*(VLOOKUP(R110,Start!$M$33:$N$39,2,FALSE)/T110)+VLOOKUP(S110,Start!$C$33:$D$40,2,FALSE)","v":75.442955555555557}]
[null,null,"Yes","SEE912020488365","BNA0217","thyssenkrupp Steel Europe AG","Ruhrort 2",47166,"Duisburg","Kaiser-Wilhelm-Str. 100","Nordrhein-Westfalen","1955-01-01","andere Gase","Hochofengas, Konvertergas","Other (nicht erneuerbar)","Ja","Kondensationsmaschine mit Entnahme","Gas","CCGT",0.33,"Assumption based on DIW (2014)",64,59.6,{"$f":"(1-VLOOKUP(S111,Start!$H$33:$I$40,2,FALSE)/100)*W111","v":51.852000000000004},{"$f":"VLOOKUP(R111,Start!$C$9:$D$15,2,FALSE)+VLOOKUP(R111,Start!$C$23:$D$29,2,FALSE)","v":54.56},{"$f":"(Y111/T111)+Start!$D$19*(VLOOKUP(R111,Start!$M$33:$N$39,2,FALSE)/T111)+VLOOKUP(S111,Start!$C$33:$D$40,2,FALSE)","v":198.56087878787881}]
[null,null,"Yes","SEE949799257847","BNA0218","thyssenkrupp Steel Europe AG","Ruhrort 3",47166,"Duisburg","Kaiser-Wilhelm-Str. 100","Nordrhein-Westfalen","1963-01-01","andere Gase","Hochofengas, Konvertergas","Other (nicht erneuerbar)","Ja","Kondensationsmaschine mit Entnahme","Gas","CCGT",0.34100000000000003,"Assumption based on DIW (2014)",101,94,{"$f":"(1-VLOOKUP(S112,Start!$H$33:$I$40,2,FALSE)/100)*W112","v":81.78},{"$f":"VLOOKUP(R112,Start!$C$9:$D$15,2,FALSE)+VLOOKUP(R112,Start!$C$23:$D$29,2,FALSE)","v":54.56},{"$f":"(Y112/T112)+Start!$D$19*(VLOOKUP(R112,Start!$M$33:$N$39,2,FALSE)/T112)+VLOOKUP(S112,Start!$C$33:$D$40,2,FALSE)","v":192.20407624633432}]
[null,null,"Yes","SEE936262825863","BNA0219","thyssenkrupp Steel Europe AG","Ruhrort 4",47166,"Duisburg","Kaiser-Wilhelm-Str. 100","Nordrhein-Westfalen","1969-01-01","andere Gase","Hochofengas, Konvertergas","Other (nicht erneuerbar)","Ja","Kondensationsmaschine mit Entnahme","Gas","CCGT",0.34100000000000003,"Assumption based on DIW (2014)",177,164.7,{"$f":"(1-VLOOKUP(S113,Start!$H$33:$I$40,2,FALSE)/100)*W113","v":143.28899999999999},{"$f":"VLOOKUP(R113,Start!$C$9:$D$15,2,FALSE)+VLOOKUP(R113,Start!$C$23:$D$29,2,FALSE)","v":54.56},{"$f":"(Y113/T113)+Start!$D$19*(VLOOKUP(R113,Start!$M$33:$N$39,2,FALSE)/T113)+VLOOKUP(S113,Start!$C$33:$D$40,2,FALSE)","v":192.20407624633432}]
[null,null,"Yes","SEE957083466325","BNA0220","Stadtwerke Düsseldorf AG","SWD KWL AGuD",40221,"Düsseldorf","Auf der Lausward 75","Nordrhein-Westfalen","2000-07-28","Erdgas","Erdgas, Erdölgas","Gas","Ja","Gasturbinen mit nachgeschalteter Dampfturbine","Gas","CCGT",0.54,"OPSD (2020)",102,100,{"$f":"(1-VLOOKUP(S114,Start!$H$33:$I$40,2,FALSE)/100)*W114","v":87},{"$f":"VLOOKUP(R114,Start!$C$9:$D$15,2,FALSE)+VLOOKUP(R114,Start!$C$23:$D$29,2,FALSE)","v":54.56},{"$f":"(Y114/T114)+Start!$D$19*(VLOOKUP(R114,Start!$M$33:$N$39,2,FALSE)/T114)+VLOOKUP(S114,Start!$C$33:$D$40,2,FALSE)","v":121.9260925925926}]
[null,null,"Yes","SEE972458947407","BNA0221a","Stadtwerke Düsseldorf AG","SWD KWL GTE2",40221,"Düsseldorf","Auf der Lausward 75","Nordrhein-Westfalen","1975-02-21","Erdgas","Erdgas, Erdölgas","Gas","Nein","Gasturbinen ohne Abhitzekessel","Gas","OCGT",0.315,"OPSD (2020)",65.5,64.7,{"$f":"(1-VLOOKUP(S115,Start!$H$33:$I$40,2,FALSE)/100)*W115","v":56.289000000000001},{"$f":"VLOOKUP(R115,Start!$C$9:$D$15,2,FALSE)+VLOOKUP(R115,Start!$C$23:$D$29,2,FALSE)","v":54.56},{"$f":"(Y115/T115)+Start!$D$19*(VLOOKUP(R115,Start!$M$33:$N$39,2,FALSE)/T115)+VLOOKUP(S115,Start!$C$33:$D$40,2,FALSE)","v":207.44473015873018}]
[null,null,"Yes","SEE989503748513","BNA0221b","Stadtwerke Düsseldorf AG","SWD KWL GTE1",40221,"Düsseldorf","Auf der Lausward 75","Nordrhein-Westfalen","1974-11-19","Erdgas","Erdgas, Erdölgas","Gas","Nein","Gasturbinen ohne Abhitzekessel","Gas","OCGT",0.31240000000000001,"OPSD (2020)",67.5,66.7,{"$f":"(1-VLOOKUP(S116,Start!$H$33:$I$40,2,FALSE)/100)*W116","v":58.029000000000003},{"$f":"VLOOKUP(R116,Start!$C$9:$D$15,2,FALSE)+VLOOKUP(R116,Start!$C$23:$D$29,2,FALSE)","v":54.56},{"$f":"(Y116/T116)+Start!$D$19*(VLOOKUP(R116,Start!$M$33:$N$39,2,FALSE)/T116)+VLOOKUP(S116,Start!$C$33:$D$40,2,FALSE)","v":209.16290012804097}]
[null,null,"Yes","SEE976549634931","BNA0222","Stadtwerke Düsseldorf AG","SWD KWF GTKW",40233,"Düsseldorf","Behrenstraße 85","Nordrhein-Westfalen","1972-08-03","Mineralölprodukte","Heizöl, leicht","Oil","Nein","Gasturbinen ohne Abhitzekessel","Oil","Oil",0.30719999999999997,"OPSD (2020)",87.6,86.2,{"$f":"(1-VLOOKUP(S117,Start!$H$33:$I$40,2,FALSE)/100)*W117","v":73.27},{"$f":"VLOOKUP(R117,Start!$C$9:$D$15,2,FALSE)+VLOOKUP(R117,Start!$C$23:$D$29,2,FALSE)","v":35.54},{"$f":"(Y117/T117)+Start!$D$19*(VLOOKUP(R117,Start!$M$33:$N$39,2,FALSE)/T117)+VLOOKUP(S117,Start!$C$33:$D$40,2,FALSE)","v":164.16796875}]
[null,null,"Yes","SEE918111432224","BNA0232b","Sappi Ehingen GmbH","Turbinengenerator3-SiemensT1915",89584,"Ehingen","Biberacher Straße 73","Baden-Württemberg","1961-08-07","Erdgas","Erdgas, Erdölgas","Gas","Ja","Gegendruckmaschine ohne Entnahme","Gas","CCGT",0.38,"OPSD (2020)",7.1849999999999996,7.1849999999999996,{"$f":"(1-VLOOKUP(S118,Start!$H$33:$I$40,2,FALSE)/100)*W118","v":6.2509499999999996},{"$f":"VLOOKUP(R118,Start!$C$9:$D$15,2,FALSE)+VLOOKUP(R118,Start!$C$23:$D$29,2,FALSE)","v":54.56},{"$f":"(Y118/T118)+Start!$D$19*(VLOOKUP(R118,Start!$M$33:$N$39,2,FALSE)/T118)+VLOOKUP(S118,Start!$C$33:$D$40,2,FALSE)","v":172.63181578947371}]
[null,null,"Yes","SEE945038569870","BNA0232c","Sappi Ehingen GmbH","Turbinengenerator4-SiemensT5471",89584,"Ehingen","Biberacher Straße 73","Baden-Württemberg","1977-07-01","Erdgas","Erdgas, Erdölgas","Gas","Ja","Gegendruckmaschine ohne Entnahme","Gas","CCGT",0.35970000000000002,"OPSD (2020)",4.7249999999999996,4.7249999999999996,{"$f":"(1-VLOOKUP(S119,Start!$H$33:$I$40,2,FALSE)/100)*W119","v":4.1107499999999995},{"$f":"VLOOKUP(R119,Start!$C$9:$D$15,2,FALSE)+VLOOKUP(R119,Start!$C$23:$D$29,2,FALSE)","v":54.56},{"$f":"(Y119/T119)+Start!$D$19*(VLOOKUP(R119,Start!$M$33:$N$39,2,FALSE)/T119)+VLOOKUP(S119,Start!$C$33:$D$40,2,FALSE)","v":182.28979705309979}]
[null,null,"Yes","SEE911097916719","BNA0233","Model Sachsen Papier GmbH","Gasturbine Stora Enso Sachsen",4838,"Eilenburg","Am Schanzberg 1","Sachsen","2009-12-15","Erdgas","Erdgas, Erdölgas","Gas","Ja","Gasturbinen mit nachgeschalteter Dampfturbine","Gas","CCGT",0.37730000000000002,"OPSD (2020)",30.649259999999998,29.472000000000001,{"$f":"(1-VLOOKUP(S120,Start!$H$33:$I$40,2,FALSE)/100)*W120","v":25.640640000000001},{"$f":"VLOOKUP(R120,Start!$C$9:$D$15,2,FALSE)+VLOOKUP(R120,Start!$C$23:$D$29,2,FALSE)","v":54.56},{"$f":"(Y120/T120)+Start!$D$19*(VLOOKUP(R120,Start!$M$33:$N$39,2,FALSE)/T120)+VLOOKUP(S120,Start!$C$33:$D$40,2,FALSE)","v":173.8564537503313}]
[null,null,"Yes","SEE945682618689","BNA0233","Model Sachsen Papier GmbH","Dampfturbine Stora Enso Sachsen",4838,"Eilenburg","Am Schanzberg 1","Sachsen","1994-08-31","Erdgas","Erdgas, Erdölgas","Gas","Ja","Gasturbinen mit nachgeschalteter Dampfturbine","Gas","CCGT",0.37730000000000002,"OPSD (2020)",16.62,16.62,{"$f":"(1-VLOOKUP(S121,Start!$H$33:$I$40,2,FALSE)/100)*W121","v":14.4594},{"$f":"VLOOKUP(R121,Start!$C$9:$D$15,2,FALSE)+VLOOKUP(R121,Start!$C$23:$D$29,2,FALSE)","v":54.56},{"$f":"(Y121/T121)+Start!$D$19*(VLOOKUP(R121,Start!$M$33:$N$39,2,FALSE)/T121)+VLOOKUP(S121,Start!$C$33:$D$40,2,FALSE)","v":173.8564537503313}]
[null,null,"Yes","SEE944111876263","BNA0237","Progroup Power 1 GmbH","PPO1 - Eisenhüttenstadt",15890,"Eisenhüttenstadt","Oderlandstraße 109","Brandenburg","2009-10-19","nicht biogener Abfall","nicht biogener Industrieabfall","Waste","Ja","Sonstige","Waste","Waste",0.33,"own Assumption",32,32,{"$f":"(1-VLOOKUP(S122,Start!$H$33:$I$40,2,FALSE)/100)*W122","v":27.2},{"$f":"VLOOKUP(R122,Start!$C$9:$D$15,2,FALSE)+VLOOKUP(R122,Start!$C$23:$D$29,2,FALSE)","v":0},{"$f":"(Y122/T122)+Start!$D$19*(VLOOKUP(R122,Start!$M$33:$N$39,2,FALSE)/T122)+VLOOKUP(S122,Start!$C$33:$D$40,2,FALSE)","v":1}]
[null,null,"Yes","SEE996548424685","BNA0238a","ArcelorMittal Eisenhüttenstadt GmbH","IKW Block 4",15890,"Eisenhüttenstadt","Jugendstraße 1","Brandenburg","1998-10-14","andere Gase","Hochofengas, Konvertergas","Other (nicht erneuerbar)","Ja","Kondensationsmaschine mit Entnahme","Gas","CCGT",0.33,"Assumption based on DIW (2014)",36,34.700000000000003,{"$f":"(1-VLOOKUP(S123,Start!$H$33:$I$40,2,FALSE)/100)*W123","v":30.189000000000004},{"$f":"VLOOKUP(R123,Start!$C$9:$D$15,2,FALSE)+VLOOKUP(R123,Start!$C$23:$D$29,2,FALSE)","v":54.56},{"$f":"(Y123/T123)+Start!$D$19*(VLOOKUP(R123,Start!$M$33:$N$39,2,FALSE)/T123)+VLOOKUP(S123,Start!$C$33:$D$40,2,FALSE)","v":198.56087878787881}]
[null,null,"Yes","SEE987512757786","BNA0238a","ArcelorMittal Eisenhüttenstadt GmbH","IKW GuD Block",15890,"Eisenhüttenstadt","Jugendstraße 1","Brandenburg","1954-01-01","Erdgas","Erdgas, Erdölgas","Gas","Nein","Gasturbinen mit nachgeschalteter Dampfturbine","Gas","CCGT",0.33,"Assumption based on DIW (2014)",64,61.6,{"$f":"(1-VLOOKUP(S124,Start!$H$33:$I$40,2,FALSE)/100)*W124","v":53.591999999999999},{"$f":"VLOOKUP(R124,Start!$C$9:$D$15,2,FALSE)+VLOOKUP(R124,Start!$C$23:$D$29,2,FALSE)","v":54.56},{"$f":"(Y124/T124)+Start!$D$19*(VLOOKUP(R124,Start!$M$33:$N$39,2,FALSE)/T124)+VLOOKUP(S124,Start!$C$33:$D$40,2,FALSE)","v":198.56087878787881}]
[null,null,"Yes","SEE983138549866","BNA0238b","ArcelorMittal Eisenhüttenstadt GmbH","IKW Block 7",15890,"Eisenhüttenstadt","Jugendstraße 1","Brandenburg","2013-05-08","andere Gase","Hochofengas, Konvertergas","Other (nicht erneuerbar)","Ja","Kondensationsmaschine mit Entnahme","Gas","CCGT",0.39600000000000002,"Assumption based on DIW (2014)",56,53.9,{"$f":"(1-VLOOKUP(S125,Start!$H$33:$I$40,2,FALSE)/100)*W125","v":46.893000000000001},{"$f":"VLOOKUP(R125,Start!$C$9:$D$15,2,FALSE)+VLOOKUP(R125,Start!$C$23:$D$29,2,FALSE)","v":54.56},{"$f":"(Y125/T125)+Start!$D$19*(VLOOKUP(R125,Start!$M$33:$N$39,2,FALSE)/T125)+VLOOKUP(S125,Start!$C$33:$D$40,2,FALSE)","v":165.71739898989898}]
[null,null,"Yes","SEE974201537415","BNA0239","Uniper Kraftwerke GmbH","Huntorf GT",26931,"Elsfleth","Große Hellmer 4","Niedersachsen","1978-01-01","Erdgas","Erdgas, Erdölgas","Gas","Nein","Gasturbinen ohne Abhitzekessel","Gas","OCGT",0.42,"OPSD (2020)",323,321,{"$f":"(1-VLOOKUP(S126,Start!$H$33:$I$40,2,FALSE)/100)*W126","v":279.27},{"$f":"VLOOKUP(R126,Start!$C$9:$D$15,2,FALSE)+VLOOKUP(R126,Start!$C$23:$D$29,2,FALSE)","v":54.56},{"$f":"(Y126/T126)+Start!$D$19*(VLOOKUP(R126,Start!$M$33:$N$39,2,FALSE)/T126)+VLOOKUP(S126,Start!$C$33:$D$40,2,FALSE)","v":155.83354761904764}]
[null,null,"Yes","SEE912906399075","BNA0243","Palm Power GmbH & Co. KG","HKW Eltmann",97483,"Eltmann","Industriestraße 23","Bayern","2017-02-07","Erdgas","Erdgas, Erdölgas","Gas","Ja","Gasturbinen mit nachgeschalteter Dampfturbine","Gas","CCGT",0.39269999999999999,"OPSD (2020)",64.504999999999995,64.504999999999995,{"$f":"(1-VLOOKUP(S127,Start!$H$33:$I$40,2,FALSE)/100)*W127","v":56.119349999999997},{"$f":"VLOOKUP(R127,Start!$C$9:$D$15,2,FALSE)+VLOOKUP(R127,Start!$C$23:$D$29,2,FALSE)","v":54.56},{"$f":"(Y127/T127)+Start!$D$19*(VLOOKUP(R127,Start!$M$33:$N$39,2,FALSE)/T127)+VLOOKUP(S127,Start!$C$33:$D$40,2,FALSE)","v":167.09737713267128}]
[null,null,"Yes","SEE950589701143","BNA0245a","Statkraft Markets GmbH","Gaskraftwerk Emden - Gasturbine",26725,"Emden","Zum Kraftwerk ","Niedersachsen","1973-01-01","Erdgas","Erdgas, Erdölgas","Gas","Nein","Gasturbinen mit nachgeschalteter Dampfturbine","Gas","CCGT",0.42,"OPSD (2020)",54,52,{"$f":"(1-VLOOKUP(S128,Start!$H$33:$I$40,2,FALSE)/100)*W128","v":45.24},{"$f":"VLOOKUP(R128,Start!$C$9:$D$15,2,FALSE)+VLOOKUP(R128,Start!$C$23:$D$29,2,FALSE)","v":54.56},{"$f":"(Y128/T128)+Start!$D$19*(VLOOKUP(R128,Start!$M$33:$N$39,2,FALSE)/T128)+VLOOKUP(S128,Start!$C$33:$D$40,2,FALSE)","v":156.33354761904764}]
[null,null,"Yes","SEE930752846949","BNA0251","PreussenElektra","Grohnde",31860,"Emmerthal","Kraftwerksgelände ","Niedersachsen","1984-09-05","Kernenergie","","Nuclear","Nein","Druckwasserreaktor","Nuclear","Nuclear",0.34599999999999997,"OPSD (2020)",1430,1360,{"$f":"(1-VLOOKUP(S129,Start!$H$33:$I$40,2,FALSE)/100)*W129","v":1264.8},{"$f":"VLOOKUP(R129,Start!$C$9:$D$15,2,FALSE)+VLOOKUP(R129,Start!$C$23:$D$29,2,FALSE)","v":5.5},{"$f":"(Y129/T129)+Start!$D$19*(VLOOKUP(R129,Start!$M$33:$N$39,2,FALSE)/T129)+VLOOKUP(S129,Start!$C$33:$D$40,2,FALSE)","v":17.095953757225434}]
[null,null,"Yes","SEE915645322953","BNA0256","SWE Energie GmbH","GT 1",99087,"Erfurt","Stotternheimer Straße 40","Thüringen","1999-12-17","Erdgas","Erdgas, Erdölgas","Gas","Ja","Gasturbinen mit nachgeschalteter Dampfturbine","Gas","CCGT",0.54,"Assumption based on DIW (2014)",23,23,{"$f":"(1-VLOOKUP(S130,Start!$H$33:$I$40,2,FALSE)/100)*W130","v":20.010000000000002},{"$f":"VLOOKUP(R130,Start!$C$9:$D$15,2,FALSE)+VLOOKUP(R130,Start!$C$23:$D$29,2,FALSE)","v":54.56},{"$f":"(Y130/T130)+Start!$D$19*(VLOOKUP(R130,Start!$M$33:$N$39,2,FALSE)/T130)+VLOOKUP(S130,Start!$C$33:$D$40,2,FALSE)","v":121.9260925925926}]
[null,null,"Yes","SEE924373150776","BNA0256","SWE Energie GmbH","GT 2",99087,"Erfurt","Stotternheimer Straße 40","Thüringen","1999-12-17","Erdgas","Erdgas, Erdölgas","Gas","Ja","Gasturbinen mit nachgeschalteter Dampfturbine","Gas","CCGT",0.54,"Assumption based on DIW (2014)",23,23,{"$f":"(1-VLOOKUP(S131,Start!$H$33:$I$40,2,FALSE)/100)*W131","v":20.010000000000002},{"$f":"VLOOKUP(R131,Start!$C$9:$D$15,2,FALSE)+VLOOKUP(R131,Start!$C$23:$D$29,2,FALSE)","v":54.56},{"$f":"(Y131/T131)+Start!$D$19*(VLOOKUP(R131,Start!$M$33:$N$39,2,FALSE)/T131)+VLOOKUP(S131,Start!$C$33:$D$40,2,FALSE)","v":121.9260925925926}]
[null,null,"Yes","SEE959229794460","BNA0256","SWE Energie GmbH","DT",99087,"Erfurt","Stotternheimer Straße 40","Thüringen","1999-12-17","Wärme","Prozessdampf","Wärme","Ja","Gegendruckmaschine mit Entnahme","Gas","CCGT",0.4,"own Assumption",32,30,{"$f":"(1-VLOOKUP(S132,Start!$H$33:$I$40,2,FALSE)/100)*W132","v":26.1},{"$f":"VLOOKUP(R132,Start!$C$9:$D$15,2,FALSE)+VLOOKUP(R132,Start!$C$23:$D$29,2,FALSE)","v":54.56},{"$f":"(Y132/T132)+Start!$D$19*(VLOOKUP(R132,Start!$M$33:$N$39,2,FALSE)/T132)+VLOOKUP(S132,Start!$C$33:$D$40,2,FALSE)","v":164.07522499999999}]
[null,null,"Yes","SEE997242656822","BNA0256a","SWE Energie GmbH","GT 3",99087,"Erfurt","Stotternheimer Straße 40","Thüringen","2014-09-26","Erdgas","Erdgas, Erdölgas","Gas","Ja","Gasturbinen mit nachgeschalteter Dampfturbine","Gas","CCGT",0.36399999999999999,"OPSD (2020)",33.11,32.61,{"$f":"(1-VLOOKUP(S133,Start!$H$33:$I$40,2,FALSE)/100)*W133","v":28.370699999999999},{"$f":"VLOOKUP(R133,Start!$C$9:$D$15,2,FALSE)+VLOOKUP(R133,Start!$C$23:$D$29,2,FALSE)","v":54.56},{"$f":"(Y133/T133)+Start!$D$19*(VLOOKUP(R133,Start!$M$33:$N$39,2,FALSE)/T133)+VLOOKUP(S133,Start!$C$33:$D$40,2,FALSE)","v":180.1540934065934}]
[null,null,"Yes","SEE912764206645","BNA0261a","Erlanger Stadtwerke AG","HKW - GuD1",91052,"Erlangen","Äußere Brucker Straße 33","Bayern","2005-09-14","Erdgas","Erdgas, Erdölgas","Gas","Ja","Gasturbinen mit nachgeschalteter Dampfturbine","Gas","CCGT",0.5625,"OPSD (2020)",22.5,21.6,{"$f":"(1-VLOOKUP(S134,Start!$H$33:$I$40,2,FALSE)/100)*W134","v":18.792000000000002},{"$f":"VLOOKUP(R134,Start!$C$9:$D$15,2,FALSE)+VLOOKUP(R134,Start!$C$23:$D$29,2,FALSE)","v":54.56},{"$f":"(Y134/T134)+Start!$D$19*(VLOOKUP(R134,Start!$M$33:$N$39,2,FALSE)/T134)+VLOOKUP(S134,Start!$C$33:$D$40,2,FALSE)","v":117.10904888888889}]
[null,null,"Yes","SEE982350358232","BNA0261c","Erlanger Stadtwerke AG","HKW - GuD2",91052,"Erlangen","Äußere Brucker Straße 33","Bayern","2014-02-10","Erdgas","Erdgas, Erdölgas","Gas","Ja","Gasturbinen mit nachgeschalteter Dampfturbine","Gas","CCGT",0.60299999999999998,"OPSD (2020)",7,6.7,{"$f":"(1-VLOOKUP(S135,Start!$H$33:$I$40,2,FALSE)/100)*W135","v":5.8289999999999997},{"$f":"VLOOKUP(R135,Start!$C$9:$D$15,2,FALSE)+VLOOKUP(R135,Start!$C$23:$D$29,2,FALSE)","v":54.56},{"$f":"(Y135/T135)+Start!$D$19*(VLOOKUP(R135,Start!$M$33:$N$39,2,FALSE)/T135)+VLOOKUP(S135,Start!$C$33:$D$40,2,FALSE)","v":109.34426202321725}]
[null,null,"Yes","SEE943690268513","BNA0263","PreussenElektra","Isar 2",84051,"Essenbach","Dammstraße ","Bayern","1988-01-22","Kernenergie","","Nuclear","Nein","Druckwasserreaktor","Nuclear","Nuclear",0.33,"OPSD (2020)",1485,1410,{"$f":"(1-VLOOKUP(S136,Start!$H$33:$I$40,2,FALSE)/100)*W136","v":1311.3},{"$f":"VLOOKUP(R136,Start!$C$9:$D$15,2,FALSE)+VLOOKUP(R136,Start!$C$23:$D$29,2,FALSE)","v":5.5},{"$f":"(Y136/T136)+Start!$D$19*(VLOOKUP(R136,Start!$M$33:$N$39,2,FALSE)/T136)+VLOOKUP(S136,Start!$C$33:$D$40,2,FALSE)","v":17.866666666666664}]
[null,null,"Yes","SEE990438768378","BNA0270","Stadtwerke Flensburg","Dampfturbine 8",24939,"Flensburg","Batteriestraße 48","Schleswig-Holstein","1985-05-24","Steinkohle","Steinkohlen","Coal","Ja","Gegendruckmaschine ohne Entnahme","Coal","Coal",0.504,"OPSD (2020)",35.9,32.9,{"$f":"(1-VLOOKUP(S137,Start!$H$33:$I$40,2,FALSE)/100)*W137","v":26.32},{"$f":"VLOOKUP(R137,Start!$C$9:$D$15,2,FALSE)+VLOOKUP(R137,Start!$C$23:$D$29,2,FALSE)","v":15.81},{"$f":"(Y137/T137)+Start!$D$19*(VLOOKUP(R137,Start!$M$33:$N$39,2,FALSE)/T137)+VLOOKUP(S137,Start!$C$33:$D$40,2,FALSE)","v":67.499067460317463}]
[null,null,"Yes","SEE957285549260","BNA0272","Stadtwerke Flensburg","Dampfturbine 9",24939,"Flensburg","Batteriestraße 48","Schleswig-Holstein","1988-08-16","Steinkohle","Steinkohlen","Coal","Ja","Gegendruckmaschine ohne Entnahme","Coal","Coal",0.47249999999999998,"OPSD (2020)",35.9,32.9,{"$f":"(1-VLOOKUP(S138,Start!$H$33:$I$40,2,FALSE)/100)*W138","v":26.32},{"$f":"VLOOKUP(R138,Start!$C$9:$D$15,2,FALSE)+VLOOKUP(R138,Start!$C$23:$D$29,2,FALSE)","v":15.81},{"$f":"(Y138/T138)+Start!$D$19*(VLOOKUP(R138,Start!$M$33:$N$39,2,FALSE)/T138)+VLOOKUP(S138,Start!$C$33:$D$40,2,FALSE)","v":71.912338624338631}]
[null,null,"Yes","SEE971867565370","BNA0285","Mainova AG","HKW Niederrad Block 1",60528,"Frankfurt","Lyoner Straße 8","Hessen","2005-09-20","Erdgas","Erdgas, Erdölgas","Gas","Ja","Gasturbinen mit nachgeschalteter Dampfturbine","Gas","CCGT",0.38940000000000002,"OPSD (2020)",71,70,{"$f":"(1-VLOOKUP(S139,Start!$H$33:$I$40,2,FALSE)/100)*W139","v":60.9},{"$f":"VLOOKUP(R139,Start!$C$9:$D$15,2,FALSE)+VLOOKUP(R139,Start!$C$23:$D$29,2,FALSE)","v":54.56},{"$f":"(Y139/T139)+Start!$D$19*(VLOOKUP(R139,Start!$M$33:$N$39,2,FALSE)/T139)+VLOOKUP(S139,Start!$C$33:$D$40,2,FALSE)","v":168.50074473549051}]
[null,null,"Yes","SEE994429144455","BNA0286","Mainova AG","HKW West Block 4",60327,"Frankfurt","Gutleutstraße 231","Hessen","1994-02-28","Erdgas","Erdgas, Erdölgas","Gas","Ja","Gasturbinen mit Abhitzekessel","Gas","CCGT",0.37840000000000001,"OPSD (2020)",112,110.755,{"$f":"(1-VLOOKUP(S140,Start!$H$33:$I$40,2,FALSE)/100)*W140","v":96.356849999999994},{"$f":"VLOOKUP(R140,Start!$C$9:$D$15,2,FALSE)+VLOOKUP(R140,Start!$C$23:$D$29,2,FALSE)","v":54.56},{"$f":"(Y140/T140)+Start!$D$19*(VLOOKUP(R140,Start!$M$33:$N$39,2,FALSE)/T140)+VLOOKUP(S140,Start!$C$33:$D$40,2,FALSE)","v":173.35541754756872}]
[null,null,"Yes","SEE999588015110","BNA0287a","MHKW Müllheizkraftwerk Frankfurt am Main GmbH","Turbine 3",60439,"Frankfurt","Heddernheimer Landstraße 157","Hessen","1986-12-12","nicht biogener Abfall","nicht biogener Abfall (Hausmüll, Siedlungsabfälle)","Waste","Ja","Kondensationsmaschine mit Entnahme","Waste","Waste",0.33,"OPSD (2020)",27.5,26,{"$f":"(1-VLOOKUP(S141,Start!$H$33:$I$40,2,FALSE)/100)*W141","v":22.099999999999998},{"$f":"VLOOKUP(R141,Start!$C$9:$D$15,2,FALSE)+VLOOKUP(R141,Start!$C$23:$D$29,2,FALSE)","v":0},{"$f":"(Y141/T141)+Start!$D$19*(VLOOKUP(R141,Start!$M$33:$N$39,2,FALSE)/T141)+VLOOKUP(S141,Start!$C$33:$D$40,2,FALSE)","v":1}]
[null,null,"Yes","SEE912257091857","BNA0287b","MHKW Müllheizkraftwerk Frankfurt am Main GmbH","Turbine 7",60439,"Frankfurt","Heddernheimer Landstraße 157","Hessen","2005-12-21","nicht biogener Abfall","nicht biogener Abfall (Hausmüll, Siedlungsabfälle)","Waste","Ja","Kondensationsmaschine mit Entnahme","Waste","Waste",0.33,"OPSD (2020)",47.5,46.5,{"$f":"(1-VLOOKUP(S142,Start!$H$33:$I$40,2,FALSE)/100)*W142","v":39.524999999999999},{"$f":"VLOOKUP(R142,Start!$C$9:$D$15,2,FALSE)+VLOOKUP(R142,Start!$C$23:$D$29,2,FALSE)","v":0},{"$f":"(Y142/T142)+Start!$D$19*(VLOOKUP(R142,Start!$M$33:$N$39,2,FALSE)/T142)+VLOOKUP(S142,Start!$C$33:$D$40,2,FALSE)","v":1}]
[null,null,"Yes","SEE917943562765","BNA0289b","Mainova AG","HKW West Block 2",60327,"Frankfurt","Gutleutstraße 231","Hessen","1990-02-01","Steinkohle","Steinkohlen","Coal","Ja","Kondensationsmaschine mit Entnahme","Coal","Coal",0.39500000000000002,"OPSD (2020)",69.5,61.5,{"$f":"(1-VLOOKUP(S143,Start!$H$33:$I$40,2,FALSE)/100)*W143","v":49.2},{"$f":"VLOOKUP(R143,Start!$C$9:$D$15,2,FALSE)+VLOOKUP(R143,Start!$C$23:$D$29,2,FALSE)","v":15.81},{"$f":"(Y143/T143)+Start!$D$19*(VLOOKUP(R143,Start!$M$33:$N$39,2,FALSE)/T143)+VLOOKUP(S143,Start!$C$33:$D$40,2,FALSE)","v":85.766658227848097}]
[null,null,"Yes","SEE915289541482","BNA0290","Mainova AG","HKW West Block 3",60327,"Frankfurt","Gutleutstraße 231","Hessen","1990-02-15","Steinkohle","Steinkohlen","Coal","Ja","Kondensationsmaschine mit Entnahme","Coal","Coal",0.39750000000000002,"OPSD (2020)",69.5,61.5,{"$f":"(1-VLOOKUP(S144,Start!$H$33:$I$40,2,FALSE)/100)*W144","v":49.2},{"$f":"VLOOKUP(R144,Start!$C$9:$D$15,2,FALSE)+VLOOKUP(R144,Start!$C$23:$D$29,2,FALSE)","v":15.81},{"$f":"(Y144/T144)+Start!$D$19*(VLOOKUP(R144,Start!$M$33:$N$39,2,FALSE)/T144)+VLOOKUP(S144,Start!$C$33:$D$40,2,FALSE)","v":85.235421383647804}]
[null,null,"Yes","SEE905721866655","BNA0292","RWE Power AG","Fab Frechen",50226,"Frechen","Ludwigstraße ","Nordrhein-Westfalen","1962-12-23","Braunkohle","Rohbraunkohlen","Lignite","Ja","Kondensationsmaschine mit Entnahme","Lignite","Lignite",0.37119999999999997,"OPSD (2020)",202,176,{"$f":"(1-VLOOKUP(S145,Start!$H$33:$I$40,2,FALSE)/100)*W145","v":153.12},{"$f":"VLOOKUP(R145,Start!$C$9:$D$15,2,FALSE)+VLOOKUP(R145,Start!$C$23:$D$29,2,FALSE)","v":3.1},{"$f":"(Y145/T145)+Start!$D$19*(VLOOKUP(R145,Start!$M$33:$N$39,2,FALSE)/T145)+VLOOKUP(S145,Start!$C$33:$D$40,2,FALSE)","v":66.744073275862078}]
[null,null,"Yes","SEE903153060207","BNA0293","Cerdia Produktions GmbH","Dampfturbine9",79108,"Freiburg","Engesserstraße 8","Baden-Württemberg","2020-04-18","Erdgas","Erdgas, Erdölgas","Gas","Ja","Gegendruckmaschine mit Entnahme","Gas","CCGT",0.53100000000000003,"OPSD (2020)",19.016999999999999,18.338999999999999,{"$f":"(1-VLOOKUP(S146,Start!$H$33:$I$40,2,FALSE)/100)*W146","v":15.954929999999999},{"$f":"VLOOKUP(R146,Start!$C$9:$D$15,2,FALSE)+VLOOKUP(R146,Start!$C$23:$D$29,2,FALSE)","v":54.56},{"$f":"(Y146/T146)+Start!$D$19*(VLOOKUP(R146,Start!$M$33:$N$39,2,FALSE)/T146)+VLOOKUP(S146,Start!$C$33:$D$40,2,FALSE)","v":123.96721280602637}]
[null,null,"Yes","SEE972356296461","BNA0293","Cerdia Produktions GmbH","Gasturbine",79108,"Freiburg","Engesserstraße 8","Baden-Württemberg","1998-10-01","Erdgas","Erdgas, Erdölgas","Gas","Ja","Gasturbinen mit nachgeschalteter Dampfturbine","Gas","CCGT",0.53100000000000003,"OPSD (2020)",39.92,38.497999999999998,{"$f":"(1-VLOOKUP(S147,Start!$H$33:$I$40,2,FALSE)/100)*W147","v":33.493259999999999},{"$f":"VLOOKUP(R147,Start!$C$9:$D$15,2,FALSE)+VLOOKUP(R147,Start!$C$23:$D$29,2,FALSE)","v":54.56},{"$f":"(Y147/T147)+Start!$D$19*(VLOOKUP(R147,Start!$M$33:$N$39,2,FALSE)/T147)+VLOOKUP(S147,Start!$C$33:$D$40,2,FALSE)","v":123.96721280602637}]
[null,null,"Yes","SEE918548652318","BNA0318","RhönEnergie Fulda GmbH","Kraftwerk Fulda Aggregat 1",36043,"Fulda","Frankfurter Straße ","Hessen","2010-01-01","Mineralölprodukte","Dieselkraftstoff","Oil","Nein","Verbrennungsmotor","Oil","Oil",0.39710000000000001,"OPSD (2020)",3.75,3.6,{"$f":"(1-VLOOKUP(S148,Start!$H$33:$I$40,2,FALSE)/100)*W148","v":3.06},{"$f":"VLOOKUP(R148,Start!$C$9:$D$15,2,FALSE)+VLOOKUP(R148,Start!$C$23:$D$29,2,FALSE)","v":35.54},{"$f":"(Y148/T148)+Start!$D$19*(VLOOKUP(R148,Start!$M$33:$N$39,2,FALSE)/T148)+VLOOKUP(S148,Start!$C$33:$D$40,2,FALSE)","v":127.22815411735078}]
[null,null,"Yes","SEE978426302629","BNA0318","RhönEnergie Fulda GmbH","Kraftwerk Fulda Aggregat 2",36043,"Fulda","Frankfurter Straße 4","Hessen","2010-01-01","Mineralölprodukte","Dieselkraftstoff","Oil","Nein","Verbrennungsmotor","Oil","Oil",0.39710000000000001,"OPSD (2020)",6.47,6.29,{"$f":"(1-VLOOKUP(S149,Start!$H$33:$I$40,2,FALSE)/100)*W149","v":5.3464999999999998},{"$f":"VLOOKUP(R149,Start!$C$9:$D$15,2,FALSE)+VLOOKUP(R149,Start!$C$23:$D$29,2,FALSE)","v":35.54},{"$f":"(Y149/T149)+Start!$D$19*(VLOOKUP(R149,Start!$M$33:$N$39,2,FALSE)/T149)+VLOOKUP(S149,Start!$C$33:$D$40,2,FALSE)","v":127.22815411735078}]
[null,null,"Yes","SEE976995281321","BNA0318","RhönEnergie Fulda GmbH","Kraftwerk Fulda Aggregat 3A",36043,"Fulda","Frankfurter Straße 4","Hessen","2010-01-01","Mineralölprodukte","Dieselkraftstoff","Oil","Nein","Verbrennungsmotor","Oil","Oil",0.39710000000000001,"OPSD (2020)",2.76,2.76,{"$f":"(1-VLOOKUP(S150,Start!$H$33:$I$40,2,FALSE)/100)*W150","v":2.3459999999999996},{"$f":"VLOOKUP(R150,Start!$C$9:$D$15,2,FALSE)+VLOOKUP(R150,Start!$C$23:$D$29,2,FALSE)","v":35.54},{"$f":"(Y150/T150)+Start!$D$19*(VLOOKUP(R150,Start!$M$33:$N$39,2,FALSE)/T150)+VLOOKUP(S150,Start!$C$33:$D$40,2,FALSE)","v":127.22815411735078}]
[null,null,"Yes","SEE970444408703","BNA0318","RhönEnergie Fulda GmbH","Kraftwerk Fulda Aggregat 3B",36043,"Fulda","Frankfurter Straße 4","Hessen","2010-01-01","Mineralölprodukte","Dieselkraftstoff","Oil","Nein","Verbrennungsmotor","Oil","Oil",0.39710000000000001,"OPSD (2020)",2.76,2.76,{"$f":"(1-VLOOKUP(S151,Start!$H$33:$I$40,2,FALSE)/100)*W151","v":2.3459999999999996},{"$f":"VLOOKUP(R151,Start!$C$9:$D$15,2,FALSE)+VLOOKUP(R151,Start!$C$23:$D$29,2,FALSE)","v":35.54},{"$f":"(Y151/T151)+Start!$D$19*(VLOOKUP(R151,Start!$M$33:$N$39,2,FALSE)/T151)+VLOOKUP(S151,Start!$C$33:$D$40,2,FALSE)","v":127.22815411735078}]
[null,null,"Yes","SEE918541277334","BNA0318","RhönEnergie Fulda GmbH","Kraftwerk Fulda Aggregat 3C",36043,"Fulda","Frankfurter Straße 4","Hessen","2010-01-01","Mineralölprodukte","Dieselkraftstoff","Oil","Nein","Verbrennungsmotor","Oil","Oil",0.39710000000000001,"OPSD (2020)",2.76,2.76,{"$f":"(1-VLOOKUP(S152,Start!$H$33:$I$40,2,FALSE)/100)*W152","v":2.3459999999999996},{"$f":"VLOOKUP(R152,Start!$C$9:$D$15,2,FALSE)+VLOOKUP(R152,Start!$C$23:$D$29,2,FALSE)","v":35.54},{"$f":"(Y152/T152)+Start!$D$19*(VLOOKUP(R152,Start!$M$33:$N$39,2,FALSE)/T152)+VLOOKUP(S152,Start!$C$33:$D$40,2,FALSE)","v":127.22815411735078}]
[null,null,"Yes","SEE967464788519","BNA0318","RhönEnergie Fulda GmbH","Kraftwerk Fulda Aggregat 4A",36043,"Fulda","Frankfurter Straße 4","Hessen","2020-01-01","Mineralölprodukte","Dieselkraftstoff","Oil","Nein","Verbrennungsmotor","Oil","Oil",0.39710000000000001,"OPSD (2020)",2.76,2.76,{"$f":"(1-VLOOKUP(S153,Start!$H$33:$I$40,2,FALSE)/100)*W153","v":2.3459999999999996},{"$f":"VLOOKUP(R153,Start!$C$9:$D$15,2,FALSE)+VLOOKUP(R153,Start!$C$23:$D$29,2,FALSE)","v":35.54},{"$f":"(Y153/T153)+Start!$D$19*(VLOOKUP(R153,Start!$M$33:$N$39,2,FALSE)/T153)+VLOOKUP(S153,Start!$C$33:$D$40,2,FALSE)","v":127.22815411735078}]
[null,null,"Yes","SEE959614237596","BNA0318","RhönEnergie Fulda GmbH","Kraftwerk Fulda Aggregat 4B",36043,"Fulda","Frankfurter Straße 4","Hessen","2020-01-01","Mineralölprodukte","Dieselkraftstoff","Oil","Nein","Verbrennungsmotor","Oil","Oil",0.39710000000000001,"OPSD (2020)",2.76,2.76,{"$f":"(1-VLOOKUP(S154,Start!$H$33:$I$40,2,FALSE)/100)*W154","v":2.3459999999999996},{"$f":"VLOOKUP(R154,Start!$C$9:$D$15,2,FALSE)+VLOOKUP(R154,Start!$C$23:$D$29,2,FALSE)","v":35.54},{"$f":"(Y154/T154)+Start!$D$19*(VLOOKUP(R154,Start!$M$33:$N$39,2,FALSE)/T154)+VLOOKUP(S154,Start!$C$33:$D$40,2,FALSE)","v":127.22815411735078}]
[null,null,"Yes","SEE982248430859","BNA0318","RhönEnergie Fulda GmbH","Kraftwerk Fulda Aggregat 5",36043,"Fulda","Frankfurter Straße 4","Hessen","2010-01-01","Mineralölprodukte","Dieselkraftstoff","Oil","Nein","Verbrennungsmotor","Oil","Oil",0.39710000000000001,"OPSD (2020)",1.2,1.1200000000000001,{"$f":"(1-VLOOKUP(S155,Start!$H$33:$I$40,2,FALSE)/100)*W155","v":0.95200000000000007},{"$f":"VLOOKUP(R155,Start!$C$9:$D$15,2,FALSE)+VLOOKUP(R155,Start!$C$23:$D$29,2,FALSE)","v":35.54},{"$f":"(Y155/T155)+Start!$D$19*(VLOOKUP(R155,Start!$M$33:$N$39,2,FALSE)/T155)+VLOOKUP(S155,Start!$C$33:$D$40,2,FALSE)","v":127.22815411735078}]
[null,null,"Yes","SEE933236950972","BNA0331","Uniper Kraftwerke GmbH","Scholven C",45896,"Gelsenkirchen","Glückaufstraße 56","Nordrhein-Westfalen","1969-01-01","Steinkohle","Steinkohlen","Coal","Ja","Kondensationsmaschine mit Entnahme","Coal","Coal",0.34749999999999998,"OPSD (2020)",370,345,{"$f":"(1-VLOOKUP(S156,Start!$H$33:$I$40,2,FALSE)/100)*W156","v":276},{"$f":"VLOOKUP(R156,Start!$C$9:$D$15,2,FALSE)+VLOOKUP(R156,Start!$C$23:$D$29,2,FALSE)","v":15.81},{"$f":"(Y156/T156)+Start!$D$19*(VLOOKUP(R156,Start!$M$33:$N$39,2,FALSE)/T156)+VLOOKUP(S156,Start!$C$33:$D$40,2,FALSE)","v":97.312460431654685}]
[null,null,"Yes","SEE952352206145","BNA0332","Uniper Kraftwerke GmbH","Scholven B",45896,"Gelsenkirchen","Glückaufstraße 56","Nordrhein-Westfalen","1968-01-01","Steinkohle","Steinkohlen","Coal","Ja","Kondensationsmaschine mit Entnahme","Coal","Coal",0.34499999999999997,"OPSD (2020)",370,345,{"$f":"(1-VLOOKUP(S157,Start!$H$33:$I$40,2,FALSE)/100)*W157","v":276},{"$f":"VLOOKUP(R157,Start!$C$9:$D$15,2,FALSE)+VLOOKUP(R157,Start!$C$23:$D$29,2,FALSE)","v":15.81},{"$f":"(Y157/T157)+Start!$D$19*(VLOOKUP(R157,Start!$M$33:$N$39,2,FALSE)/T157)+VLOOKUP(S157,Start!$C$33:$D$40,2,FALSE)","v":98.008202898550735}]
[null,null,"Yes","SEE989054024678","BNA0336","Uniper Kraftwerke GmbH","Scholven FWK",45896,"Gelsenkirchen","Glückaufstraße 56","Nordrhein-Westfalen","1985-01-01","Steinkohle","Steinkohlen","Coal","Ja","Gegendruckmaschine mit Entnahme","Coal","Coal",0.38750000000000001,"OPSD (2020)",70,70,{"$f":"(1-VLOOKUP(S158,Start!$H$33:$I$40,2,FALSE)/100)*W158","v":56},{"$f":"VLOOKUP(R158,Start!$C$9:$D$15,2,FALSE)+VLOOKUP(R158,Start!$C$23:$D$29,2,FALSE)","v":15.81},{"$f":"(Y158/T158)+Start!$D$19*(VLOOKUP(R158,Start!$M$33:$N$39,2,FALSE)/T158)+VLOOKUP(S158,Start!$C$33:$D$40,2,FALSE)","v":87.401496774193546}]
[null,null,"Yes","SEE973250051972","BNA0354","Georg-August-Universität Göttingen","Gasturbine HKW",37075,"Göttingen","Rudolf-Diesel-Straße 10","Niedersachsen","1998-01-01","Erdgas","Erdgas, Erdölgas","Gas","Ja","Gasturbinen mit Abhitzekessel","Gas","CCGT",0.38279999999999997,"OPSD (2020)",19.5,18.8,{"$f":"(1-VLOOKUP(S159,Start!$H$33:$I$40,2,FALSE)/100)*W159","v":16.356000000000002},{"$f":"VLOOKUP(R159,Start!$C$9:$D$15,2,FALSE)+VLOOKUP(R159,Start!$C$23:$D$29,2,FALSE)","v":54.56},{"$f":"(Y159/T159)+Start!$D$19*(VLOOKUP(R159,Start!$M$33:$N$39,2,FALSE)/T159)+VLOOKUP(S159,Start!$C$33:$D$40,2,FALSE)","v":171.38006792058519}]
[null,null,"Yes","SEE915945252462","BNA0360","Stadtwerke Greifswald GmbH","HKW Gasturbine 1",17489,"Greifswald","An der Jungfernwiese 8","Mecklenburg-Vorpommern","1996-01-01","Erdgas","Erdgas, Erdölgas","Gas","Ja","Gasturbinen mit Abhitzekessel","Gas","CCGT",0.36959999999999998,"OPSD (2020)",4.9489999999999998,4.8940000000000001,{"$f":"(1-VLOOKUP(S160,Start!$H$33:$I$40,2,FALSE)/100)*W160","v":4.2577800000000003},{"$f":"VLOOKUP(R160,Start!$C$9:$D$15,2,FALSE)+VLOOKUP(R160,Start!$C$23:$D$29,2,FALSE)","v":54.56},{"$f":"(Y160/T160)+Start!$D$19*(VLOOKUP(R160,Start!$M$33:$N$39,2,FALSE)/T160)+VLOOKUP(S160,Start!$C$33:$D$40,2,FALSE)","v":177.44721320346321}]
[null,null,"Yes","SEE964447287038","BNA0360","Stadtwerke Greifswald GmbH","HKW Gasturbine 2",17489,"Greifswald","An der Jungfernwiese 8","Mecklenburg-Vorpommern","1996-01-01","Erdgas","Erdgas, Erdölgas","Gas","Ja","Gasturbinen mit Abhitzekessel","Gas","CCGT",0.36959999999999998,"OPSD (2020)",4.9489999999999998,4.8940000000000001,{"$f":"(1-VLOOKUP(S161,Start!$H$33:$I$40,2,FALSE)/100)*W161","v":4.2577800000000003},{"$f":"VLOOKUP(R161,Start!$C$9:$D$15,2,FALSE)+VLOOKUP(R161,Start!$C$23:$D$29,2,FALSE)","v":54.56},{"$f":"(Y161/T161)+Start!$D$19*(VLOOKUP(R161,Start!$M$33:$N$39,2,FALSE)/T161)+VLOOKUP(S161,Start!$C$33:$D$40,2,FALSE)","v":177.44721320346321}]
[null,null,"Yes","SEE976858964187","BNA0360","Stadtwerke Greifswald GmbH","HKW Gasturbine 3",17489,"Greifswald","An der Jungfernwiese 8","Mecklenburg-Vorpommern","1996-01-01","Erdgas","Erdgas, Erdölgas","Gas","Ja","Gasturbinen mit Abhitzekessel","Gas","CCGT",0.36959999999999998,"OPSD (2020)",4.9489999999999998,4.8940000000000001,{"$f":"(1-VLOOKUP(S162,Start!$H$33:$I$40,2,FALSE)/100)*W162","v":4.2577800000000003},{"$f":"VLOOKUP(R162,Start!$C$9:$D$15,2,FALSE)+VLOOKUP(R162,Start!$C$23:$D$29,2,FALSE)","v":54.56},{"$f":"(Y162/T162)+Start!$D$19*(VLOOKUP(R162,Start!$M$33:$N$39,2,FALSE)/T162)+VLOOKUP(S162,Start!$C$33:$D$40,2,FALSE)","v":177.44721320346321}]
[null,null,"Yes","SEE975166535577","BNA0361","DSM Nutritional Products GmbH","Dampfturbine DT4",79639,"Grenzach-Wyhlen","Emil-Barell-Straße 3","Baden-Württemberg","1979-01-01","Erdgas","Erdgas, Erdölgas","Gas","Ja","Kondensationsmaschine mit Entnahme","Gas","CCGT",0.4037,"OPSD (2020)",8.1999999999999993,8,{"$f":"(1-VLOOKUP(S163,Start!$H$33:$I$40,2,FALSE)/100)*W163","v":6.96},{"$f":"VLOOKUP(R163,Start!$C$9:$D$15,2,FALSE)+VLOOKUP(R163,Start!$C$23:$D$29,2,FALSE)","v":54.56},{"$f":"(Y163/T163)+Start!$D$19*(VLOOKUP(R163,Start!$M$33:$N$39,2,FALSE)/T163)+VLOOKUP(S163,Start!$C$33:$D$40,2,FALSE)","v":162.58518702006441}]
[null,null,"Yes","SEE955111508221","BNA0361","DSM Nutritional Products GmbH","Dampfturbine DT5",79639,"Grenzach-Wyhlen","Emil-Barell-Straße 3","Baden-Württemberg","2018-03-21","Erdgas","Erdgas, Erdölgas","Gas","Ja","Gegendruckmaschine mit Entnahme","Gas","CCGT",0.4037,"OPSD (2020)",8.65,8.4260000000000002,{"$f":"(1-VLOOKUP(S164,Start!$H$33:$I$40,2,FALSE)/100)*W164","v":7.3306199999999997},{"$f":"VLOOKUP(R164,Start!$C$9:$D$15,2,FALSE)+VLOOKUP(R164,Start!$C$23:$D$29,2,FALSE)","v":54.56},{"$f":"(Y164/T164)+Start!$D$19*(VLOOKUP(R164,Start!$M$33:$N$39,2,FALSE)/T164)+VLOOKUP(S164,Start!$C$33:$D$40,2,FALSE)","v":162.58518702006441}]
[null,null,"Yes","SEE934531299087","BNA0361","DSM Nutritional Products GmbH","Gasturbine GT",79639,"Grenzach-Wyhlen","Emil-Barell-Straße 3","Baden-Württemberg","2017-11-07","Erdgas","Erdgas, Erdölgas","Gas","Ja","Gasturbinen mit Abhitzekessel","Gas","CCGT",0.4037,"OPSD (2020)",22.2,22,{"$f":"(1-VLOOKUP(S165,Start!$H$33:$I$40,2,FALSE)/100)*W165","v":19.14},{"$f":"VLOOKUP(R165,Start!$C$9:$D$15,2,FALSE)+VLOOKUP(R165,Start!$C$23:$D$29,2,FALSE)","v":54.56},{"$f":"(Y165/T165)+Start!$D$19*(VLOOKUP(R165,Start!$M$33:$N$39,2,FALSE)/T165)+VLOOKUP(S165,Start!$C$33:$D$40,2,FALSE)","v":162.58518702006441}]
[null,null,"Yes","SEE926900618322","BNA0369","envia THERM GmbH","Sermuth BHKW 1",4680,"Colditz","Am Umspannwerk 2","Sachsen","1995-10-01","Mineralölprodukte","Heizöl, leicht","Oil","Nein","Verbrennungsmotor","Oil","Oil",0.3795,"OPSD (2020)",7.2,5.7,{"$f":"(1-VLOOKUP(S166,Start!$H$33:$I$40,2,FALSE)/100)*W166","v":4.8449999999999998},{"$f":"VLOOKUP(R166,Start!$C$9:$D$15,2,FALSE)+VLOOKUP(R166,Start!$C$23:$D$29,2,FALSE)","v":35.54},{"$f":"(Y166/T166)+Start!$D$19*(VLOOKUP(R166,Start!$M$33:$N$39,2,FALSE)/T166)+VLOOKUP(S166,Start!$C$33:$D$40,2,FALSE)","v":133.08221343873518}]
[null,null,"Yes","SEE929776487108","BNA0369","envia THERM GmbH","Sermuth BHKW 2",4680,"Colditz","Am Umspannwerk 2","Sachsen","1995-10-01","Mineralölprodukte","Heizöl, leicht","Oil","Nein","Verbrennungsmotor","Oil","Oil",0.3795,"OPSD (2020)",7.2,5.7,{"$f":"(1-VLOOKUP(S167,Start!$H$33:$I$40,2,FALSE)/100)*W167","v":4.8449999999999998},{"$f":"VLOOKUP(R167,Start!$C$9:$D$15,2,FALSE)+VLOOKUP(R167,Start!$C$23:$D$29,2,FALSE)","v":35.54},{"$f":"(Y167/T167)+Start!$D$19*(VLOOKUP(R167,Start!$M$33:$N$39,2,FALSE)/T167)+VLOOKUP(S167,Start!$C$33:$D$40,2,FALSE)","v":133.08221343873518}]
[null,null,"Yes","SEE907222955227","BNA0369","envia THERM GmbH","Sermuth BHKW 3",4680,"Colditz","Am Umspannwerk 2","Sachsen","1995-10-01","Mineralölprodukte","Heizöl, leicht","Oil","Nein","Verbrennungsmotor","Oil","Oil",0.3795,"OPSD (2020)",7.2,5.7,{"$f":"(1-VLOOKUP(S168,Start!$H$33:$I$40,2,FALSE)/100)*W168","v":4.8449999999999998},{"$f":"VLOOKUP(R168,Start!$C$9:$D$15,2,FALSE)+VLOOKUP(R168,Start!$C$23:$D$29,2,FALSE)","v":35.54},{"$f":"(Y168/T168)+Start!$D$19*(VLOOKUP(R168,Start!$M$33:$N$39,2,FALSE)/T168)+VLOOKUP(S168,Start!$C$33:$D$40,2,FALSE)","v":133.08221343873518}]
[null,null,"Yes","SEE966844914388","BNA0373","envia THERM GmbH","Großkayna GT1",6242,"Großkayna","Werkstraße 1","Sachsen-Anhalt","1994-01-17","Mineralölprodukte","Heizöl, leicht","Oil","Nein","Gasturbinen ohne Abhitzekessel","Oil","Oil",0.3644,"OPSD (2020)",45.625,45.625,{"$f":"(1-VLOOKUP(S169,Start!$H$33:$I$40,2,FALSE)/100)*W169","v":38.78125},{"$f":"VLOOKUP(R169,Start!$C$9:$D$15,2,FALSE)+VLOOKUP(R169,Start!$C$23:$D$29,2,FALSE)","v":35.54},{"$f":"(Y169/T169)+Start!$D$19*(VLOOKUP(R169,Start!$M$33:$N$39,2,FALSE)/T169)+VLOOKUP(S169,Start!$C$33:$D$40,2,FALSE)","v":138.55543358946213}]
[null,null,"Yes","SEE941844408532","BNA0373","envia THERM GmbH","Großkayna GT2",6242,"Großkayna","Werkstraße 1","Sachsen-Anhalt","1994-01-17","Mineralölprodukte","Heizöl, leicht","Oil","Nein","Gasturbinen ohne Abhitzekessel","Oil","Oil",0.3644,"OPSD (2020)",45.625,45.625,{"$f":"(1-VLOOKUP(S170,Start!$H$33:$I$40,2,FALSE)/100)*W170","v":38.78125},{"$f":"VLOOKUP(R170,Start!$C$9:$D$15,2,FALSE)+VLOOKUP(R170,Start!$C$23:$D$29,2,FALSE)","v":35.54},{"$f":"(Y170/T170)+Start!$D$19*(VLOOKUP(R170,Start!$M$33:$N$39,2,FALSE)/T170)+VLOOKUP(S170,Start!$C$33:$D$40,2,FALSE)","v":138.55543358946213}]
[null,null,"Yes","SEE905270326723","BNA0373","envia THERM GmbH","Großkayna GT3",6242,"Großkayna","Werkstraße 1","Sachsen-Anhalt","1994-01-17","Mineralölprodukte","Heizöl, leicht","Oil","Nein","Gasturbinen ohne Abhitzekessel","Oil","Oil",0.3644,"OPSD (2020)",45.625,45.625,{"$f":"(1-VLOOKUP(S171,Start!$H$33:$I$40,2,FALSE)/100)*W171","v":38.78125},{"$f":"VLOOKUP(R171,Start!$C$9:$D$15,2,FALSE)+VLOOKUP(R171,Start!$C$23:$D$29,2,FALSE)","v":35.54},{"$f":"(Y171/T171)+Start!$D$19*(VLOOKUP(R171,Start!$M$33:$N$39,2,FALSE)/T171)+VLOOKUP(S171,Start!$C$33:$D$40,2,FALSE)","v":138.55543358946213}]
[null,null,"Yes","SEE929161243203","BNA0377","Uniper Kraftwerke GmbH","Staudinger 5",63538,"Großkrotzenburg","Hanauer Landstraße 150","Hessen","1992-01-01","Steinkohle","Steinkohlen","Coal","Ja","Kondensationsmaschine mit Entnahme","Coal","Coal",0.40500000000000003,"OPSD (2020)",550,510,{"$f":"(1-VLOOKUP(S172,Start!$H$33:$I$40,2,FALSE)/100)*W172","v":408},{"$f":"VLOOKUP(R172,Start!$C$9:$D$15,2,FALSE)+VLOOKUP(R172,Start!$C$23:$D$29,2,FALSE)","v":15.81},{"$f":"(Y172/T172)+Start!$D$19*(VLOOKUP(R172,Start!$M$33:$N$39,2,FALSE)/T172)+VLOOKUP(S172,Start!$C$33:$D$40,2,FALSE)","v":83.681061728395065}]
[null,null,"Yes","SEE928761575349","BNA0380","EEW Großräschen GmbH","EEW Großräschen GmbH",1983,"Großräschen","Bergmannstraße 900 r","Brandenburg","2008-01-16","nicht biogener Abfall","nicht biogener Abfall (Hausmüll, Siedlungsabfälle)","Waste","Ja","Kondensationsmaschine mit Entnahme","Waste","Waste",0.33,"OPSD (2020)",25,25,{"$f":"(1-VLOOKUP(S173,Start!$H$33:$I$40,2,FALSE)/100)*W173","v":21.25},{"$f":"VLOOKUP(R173,Start!$C$9:$D$15,2,FALSE)+VLOOKUP(R173,Start!$C$23:$D$29,2,FALSE)","v":0},{"$f":"(Y173/T173)+Start!$D$19*(VLOOKUP(R173,Start!$M$33:$N$39,2,FALSE)/T173)+VLOOKUP(S173,Start!$C$33:$D$40,2,FALSE)","v":1}]
[null,null,"Yes","SEE927528071629","BNA0382","Kernkraftwerk Gundremmingen GmbH","Gundremmingen C",89355,"Gundremmingen","Dr.-August-Weckesser-Straße 1","Bayern","1984-11-02","Kernenergie","","Nuclear","Nein","","Nuclear","Nuclear",0.35,"OPSD (2020)",1344,1288,{"$f":"(1-VLOOKUP(S174,Start!$H$33:$I$40,2,FALSE)/100)*W174","v":1197.8399999999999},{"$f":"VLOOKUP(R174,Start!$C$9:$D$15,2,FALSE)+VLOOKUP(R174,Start!$C$23:$D$29,2,FALSE)","v":5.5},{"$f":"(Y174/T174)+Start!$D$19*(VLOOKUP(R174,Start!$M$33:$N$39,2,FALSE)/T174)+VLOOKUP(S174,Start!$C$33:$D$40,2,FALSE)","v":16.914285714285715}]
[null,null,"Yes","SEE966835021620","BNA0386","Mohn Media Mohndruck GmbH","GM 1",33332,"Gütersloh"," ","Nordrhein-Westfalen","2017-11-24","Erdgas","Erdgas, Erdölgas","Gas","Ja","Verbrennungsmotor","Gas","CCGT",0.37840000000000001,"OPSD (2020)",1.56,1.532,{"$f":"(1-VLOOKUP(S175,Start!$H$33:$I$40,2,FALSE)/100)*W175","v":1.33284},{"$f":"VLOOKUP(R175,Start!$C$9:$D$15,2,FALSE)+VLOOKUP(R175,Start!$C$23:$D$29,2,FALSE)","v":54.56},{"$f":"(Y175/T175)+Start!$D$19*(VLOOKUP(R175,Start!$M$33:$N$39,2,FALSE)/T175)+VLOOKUP(S175,Start!$C$33:$D$40,2,FALSE)","v":173.35541754756872}]
[null,null,"Yes","SEE985288285472","BNA0386","Mohn Media Mohndruck GmbH","GM 2",33332,"Gütersloh"," ","Nordrhein-Westfalen","2017-11-24","Erdgas","Erdgas, Erdölgas","Gas","Ja","Verbrennungsmotor","Gas","CCGT",0.37840000000000001,"OPSD (2020)",1.56,1.532,{"$f":"(1-VLOOKUP(S176,Start!$H$33:$I$40,2,FALSE)/100)*W176","v":1.33284},{"$f":"VLOOKUP(R176,Start!$C$9:$D$15,2,FALSE)+VLOOKUP(R176,Start!$C$23:$D$29,2,FALSE)","v":54.56},{"$f":"(Y176/T176)+Start!$D$19*(VLOOKUP(R176,Start!$M$33:$N$39,2,FALSE)/T176)+VLOOKUP(S176,Start!$C$33:$D$40,2,FALSE)","v":173.35541754756872}]
[null,null,"Yes","SEE908154984538","BNA0386","Mohn Media Mohndruck GmbH","GT 1",33332,"Gütersloh","Carl-Bertelsmann-Straße 161","Nordrhein-Westfalen","1994-03-28","Erdgas","Erdgas, Erdölgas","Gas","Ja","Gasturbinen mit nachgeschalteter Dampfturbine","Gas","CCGT",0.37840000000000001,"OPSD (2020)",5.25,5.1669999999999998,{"$f":"(1-VLOOKUP(S177,Start!$H$33:$I$40,2,FALSE)/100)*W177","v":4.4952899999999998},{"$f":"VLOOKUP(R177,Start!$C$9:$D$15,2,FALSE)+VLOOKUP(R177,Start!$C$23:$D$29,2,FALSE)","v":54.56},{"$f":"(Y177/T177)+Start!$D$19*(VLOOKUP(R177,Start!$M$33:$N$39,2,FALSE)/T177)+VLOOKUP(S177,Start!$C$33:$D$40,2,FALSE)","v":173.35541754756872}]
[null,null,"Yes","SEE960916622249","BNA0386","Mohn Media Mohndruck GmbH","GT 2",33332,"Gütersloh","Carl-Bertelsmann-Straße 161","Nordrhein-Westfalen","1994-03-28","Erdgas","Erdgas, Erdölgas","Gas","Ja","Gasturbinen mit nachgeschalteter Dampfturbine","Gas","CCGT",0.37840000000000001,"OPSD (2020)",5.25,5.1669999999999998,{"$f":"(1-VLOOKUP(S178,Start!$H$33:$I$40,2,FALSE)/100)*W178","v":4.4952899999999998},{"$f":"VLOOKUP(R178,Start!$C$9:$D$15,2,FALSE)+VLOOKUP(R178,Start!$C$23:$D$29,2,FALSE)","v":54.56},{"$f":"(Y178/T178)+Start!$D$19*(VLOOKUP(R178,Start!$M$33:$N$39,2,FALSE)/T178)+VLOOKUP(S178,Start!$C$33:$D$40,2,FALSE)","v":173.35541754756872}]
[null,null,"Yes","SEE968058469012","BNA0386","Mohn Media Mohndruck GmbH","GT 3",33332,"Gütersloh","Carl-Bertelsmann-Straße 161","Nordrhein-Westfalen","1994-03-28","Erdgas","Erdgas, Erdölgas","Gas","Ja","Gasturbinen mit nachgeschalteter Dampfturbine","Gas","CCGT",0.37840000000000001,"OPSD (2020)",5.25,5.1669999999999998,{"$f":"(1-VLOOKUP(S179,Start!$H$33:$I$40,2,FALSE)/100)*W179","v":4.4952899999999998},{"$f":"VLOOKUP(R179,Start!$C$9:$D$15,2,FALSE)+VLOOKUP(R179,Start!$C$23:$D$29,2,FALSE)","v":54.56},{"$f":"(Y179/T179)+Start!$D$19*(VLOOKUP(R179,Start!$M$33:$N$39,2,FALSE)/T179)+VLOOKUP(S179,Start!$C$33:$D$40,2,FALSE)","v":173.35541754756872}]
[null,null,"Yes","SEE901925227438","BNA0386","Mohn Media Mohndruck GmbH","DT",33332,"Gütersloh","Carl-Bertelsmann-Straße 161","Nordrhein-Westfalen","1994-03-28","Wärme","","Gas","Ja","Gegendruckmaschine ohne Entnahme","Gas","CCGT",0.37840000000000001,"OPSD (2020)",6.46,6.3579999999999997,{"$f":"(1-VLOOKUP(S180,Start!$H$33:$I$40,2,FALSE)/100)*W180","v":5.53146},{"$f":"VLOOKUP(R180,Start!$C$9:$D$15,2,FALSE)+VLOOKUP(R180,Start!$C$23:$D$29,2,FALSE)","v":54.56},{"$f":"(Y180/T180)+Start!$D$19*(VLOOKUP(R180,Start!$M$33:$N$39,2,FALSE)/T180)+VLOOKUP(S180,Start!$C$33:$D$40,2,FALSE)","v":173.35541754756872}]
[null,null,"Yes","SEE914438115895","BNA0392a","EVH GmbH","Heizkraftwerk Dieselstraße Block A",6130,"Halle","Dieselstraße 141","Sachsen-Anhalt","2020-04-01","Erdgas","Erdgas, Erdölgas","Gas","Ja","Gasturbinen mit nachgeschalteter Dampfturbine","Gas","CCGT",0.39050000000000001,"OPSD (2020)",57.646000000000001,56.844999999999999,{"$f":"(1-VLOOKUP(S181,Start!$H$33:$I$40,2,FALSE)/100)*W181","v":49.455149999999996},{"$f":"VLOOKUP(R181,Start!$C$9:$D$15,2,FALSE)+VLOOKUP(R181,Start!$C$23:$D$29,2,FALSE)","v":54.56},{"$f":"(Y181/T181)+Start!$D$19*(VLOOKUP(R181,Start!$M$33:$N$39,2,FALSE)/T181)+VLOOKUP(S181,Start!$C$33:$D$40,2,FALSE)","v":168.0303201024328}]
[null,null,"Yes","SEE946568262484","BNA0392a","EVH GmbH","Heizkraftwerk Dieselstraße Block B",6130,"Halle","Dieselstraße 141","Sachsen-Anhalt","2020-12-01","Erdgas","Erdgas, Erdölgas","Gas","Ja","Gasturbinen mit nachgeschalteter Dampfturbine","Gas","CCGT",0.39050000000000001,"OPSD (2020)",57.95,57.143999999999998,{"$f":"(1-VLOOKUP(S182,Start!$H$33:$I$40,2,FALSE)/100)*W182","v":49.71528},{"$f":"VLOOKUP(R182,Start!$C$9:$D$15,2,FALSE)+VLOOKUP(R182,Start!$C$23:$D$29,2,FALSE)","v":54.56},{"$f":"(Y182/T182)+Start!$D$19*(VLOOKUP(R182,Start!$M$33:$N$39,2,FALSE)/T182)+VLOOKUP(S182,Start!$C$33:$D$40,2,FALSE)","v":168.0303201024328}]
[null,null,"Yes","SEE965768299069","BNA0392b","Heizkraftwerk Halle-Trotha GmbH","Heizkraftwerk Halle-Trotha",6118,"Halle","Brachwitzer Straße 23","Sachsen-Anhalt","1994-04-01","Erdgas","Erdgas, Erdölgas","Gas","Ja","Gasturbinen mit nachgeschalteter Dampfturbine","Gas","CCGT",0.52500000000000002,"OPSD (2020)",65,60.125,{"$f":"(1-VLOOKUP(S183,Start!$H$33:$I$40,2,FALSE)/100)*W183","v":52.308749999999996},{"$f":"VLOOKUP(R183,Start!$C$9:$D$15,2,FALSE)+VLOOKUP(R183,Start!$C$23:$D$29,2,FALSE)","v":54.56},{"$f":"(Y183/T183)+Start!$D$19*(VLOOKUP(R183,Start!$M$33:$N$39,2,FALSE)/T183)+VLOOKUP(S183,Start!$C$33:$D$40,2,FALSE)","v":125.36683809523809}]
[null,null,"Yes","SEE912994271871","BNA0395","thyssenkrupp Steel Europe AG","Hamborn 3",47166,"Duisburg","Kaiser-Wilhelm-Str. 100","Nordrhein-Westfalen","1958-01-01","andere Gase","Hochofengas, Konvertergas","Other (nicht erneuerbar)","Ja","Kondensationsmaschine mit Entnahme","Gas","CCGT",0.33,"Assumption based on DIW (2014)",64,59.6,{"$f":"(1-VLOOKUP(S184,Start!$H$33:$I$40,2,FALSE)/100)*W184","v":51.852000000000004},{"$f":"VLOOKUP(R184,Start!$C$9:$D$15,2,FALSE)+VLOOKUP(R184,Start!$C$23:$D$29,2,FALSE)","v":54.56},{"$f":"(Y184/T184)+Start!$D$19*(VLOOKUP(R184,Start!$M$33:$N$39,2,FALSE)/T184)+VLOOKUP(S184,Start!$C$33:$D$40,2,FALSE)","v":198.56087878787881}]
[null,null,"Yes","SEE916877868585","BNA0396","thyssenkrupp Steel Europe AG","Hamborn 4",47166,"Duisburg","Kaiser-Wilhelm-Str. 100","Nordrhein-Westfalen","1976-01-01","andere Gase","Hochofengas, Konvertergas","Other (nicht erneuerbar)","Ja","Kondensationsmaschine mit Entnahme","Gas","CCGT",0.35199999999999998,"Assumption based on DIW (2014)",108,101.3,{"$f":"(1-VLOOKUP(S185,Start!$H$33:$I$40,2,FALSE)/100)*W185","v":88.131},{"$f":"VLOOKUP(R185,Start!$C$9:$D$15,2,FALSE)+VLOOKUP(R185,Start!$C$23:$D$29,2,FALSE)","v":54.56},{"$f":"(Y185/T185)+Start!$D$19*(VLOOKUP(R185,Start!$M$33:$N$39,2,FALSE)/T185)+VLOOKUP(S185,Start!$C$33:$D$40,2,FALSE)","v":186.24457386363639}]
[null,null,"Yes","SEE915966254872","BNA0397","thyssenkrupp Steel Europe AG","Hamborn 5",47166,"Duisburg","Kaiser-Wilhelm-Str. 100","Nordrhein-Westfalen","2003-01-01","andere Gase","Hochofengas, Konvertergas","Other (nicht erneuerbar)","Ja","Kondensationsmaschine mit Entnahme","Gas","CCGT",0.39600000000000002,"Assumption based on DIW (2014)",241,225,{"$f":"(1-VLOOKUP(S186,Start!$H$33:$I$40,2,FALSE)/100)*W186","v":195.75},{"$f":"VLOOKUP(R186,Start!$C$9:$D$15,2,FALSE)+VLOOKUP(R186,Start!$C$23:$D$29,2,FALSE)","v":54.56},{"$f":"(Y186/T186)+Start!$D$19*(VLOOKUP(R186,Start!$M$33:$N$39,2,FALSE)/T186)+VLOOKUP(S186,Start!$C$33:$D$40,2,FALSE)","v":165.71739898989898}]
[null,null,"Yes","SEE977898966292","BNA0398","MVR Müllverwertung Rugenberger Damm GmbH & Co. KG","MVR Rugenberger Damm Müll",21129,"Hamburg","Rugenberger Damm 1","Hamburg","1999-02-16","nicht biogener Abfall","nicht biogener Abfall (Hausmüll, Siedlungsabfälle)","Waste","Ja","Kondensationsmaschine mit Entnahme","Waste","Waste",0.33,"OPSD (2020)",28.875,23.875,{"$f":"(1-VLOOKUP(S187,Start!$H$33:$I$40,2,FALSE)/100)*W187","v":20.293749999999999},{"$f":"VLOOKUP(R187,Start!$C$9:$D$15,2,FALSE)+VLOOKUP(R187,Start!$C$23:$D$29,2,FALSE)","v":0},{"$f":"(Y187/T187)+Start!$D$19*(VLOOKUP(R187,Start!$M$33:$N$39,2,FALSE)/T187)+VLOOKUP(S187,Start!$C$33:$D$40,2,FALSE)","v":1}]
[null,null,"Yes","SEE913896693631","BNA0400","Wärme Hamburg GmbH","GuD Tiefstack",22113,"Hamburg","Andreas-Meyer-Straße 8","Hamburg","2009-05-01","Erdgas","Erdgas, Erdölgas","Gas","Ja","Gasturbinen mit nachgeschalteter Dampfturbine","Gas","CCGT",0.58050000000000002,"OPSD (2020)",129.4,127,{"$f":"(1-VLOOKUP(S188,Start!$H$33:$I$40,2,FALSE)/100)*W188","v":110.49},{"$f":"VLOOKUP(R188,Start!$C$9:$D$15,2,FALSE)+VLOOKUP(R188,Start!$C$23:$D$29,2,FALSE)","v":54.56},{"$f":"(Y188/T188)+Start!$D$19*(VLOOKUP(R188,Start!$M$33:$N$39,2,FALSE)/T188)+VLOOKUP(S188,Start!$C$33:$D$40,2,FALSE)","v":113.5242721791559}]
[null,null,"Yes","SEE972598164399","BNA0401","ADM Hamburg Aktiengesellschaft","Dampfturbine",21107,"Hamburg","Nippoldstraße 117","Hamburg","2009-04-02","Erdgas","Erdgas, Erdölgas","Gas","Ja","Gegendruckmaschine ohne Entnahme","Gas","CCGT",0.37730000000000002,"OPSD (2020)",2.06,2.06,{"$f":"(1-VLOOKUP(S189,Start!$H$33:$I$40,2,FALSE)/100)*W189","v":1.7922},{"$f":"VLOOKUP(R189,Start!$C$9:$D$15,2,FALSE)+VLOOKUP(R189,Start!$C$23:$D$29,2,FALSE)","v":54.56},{"$f":"(Y189/T189)+Start!$D$19*(VLOOKUP(R189,Start!$M$33:$N$39,2,FALSE)/T189)+VLOOKUP(S189,Start!$C$33:$D$40,2,FALSE)","v":173.8564537503313}]
[null,null,"Yes","SEE906231810480","BNA0401","ADM Hamburg Aktiengesellschaft","GT1",21107,"Hamburg","Nippoldstraße 117","Hamburg","2013-11-25","Erdgas","Erdgas, Erdölgas","Gas","Ja","Gasturbinen mit Abhitzekessel","Gas","CCGT",0.37730000000000002,"OPSD (2020)",5.6879999999999997,5.6879999999999997,{"$f":"(1-VLOOKUP(S190,Start!$H$33:$I$40,2,FALSE)/100)*W190","v":4.9485599999999996},{"$f":"VLOOKUP(R190,Start!$C$9:$D$15,2,FALSE)+VLOOKUP(R190,Start!$C$23:$D$29,2,FALSE)","v":54.56},{"$f":"(Y190/T190)+Start!$D$19*(VLOOKUP(R190,Start!$M$33:$N$39,2,FALSE)/T190)+VLOOKUP(S190,Start!$C$33:$D$40,2,FALSE)","v":173.8564537503313}]
[null,null,"Yes","SEE991299080678","BNA0401","ADM Hamburg Aktiengesellschaft","GT2",21107,"Hamburg","Nippoldstraße 117","Hamburg","2013-07-10","Erdgas","Erdgas, Erdölgas","Gas","Ja","Gasturbinen mit Abhitzekessel","Gas","CCGT",0.37730000000000002,"OPSD (2020)",5.6879999999999997,5.6879999999999997,{"$f":"(1-VLOOKUP(S191,Start!$H$33:$I$40,2,FALSE)/100)*W191","v":4.9485599999999996},{"$f":"VLOOKUP(R191,Start!$C$9:$D$15,2,FALSE)+VLOOKUP(R191,Start!$C$23:$D$29,2,FALSE)","v":54.56},{"$f":"(Y191/T191)+Start!$D$19*(VLOOKUP(R191,Start!$M$33:$N$39,2,FALSE)/T191)+VLOOKUP(S191,Start!$C$33:$D$40,2,FALSE)","v":173.8564537503313}]
[null,null,"Yes","SEE954367504490","BNA0401","ADM Hamburg Aktiengesellschaft","GT3",21107,"Hamburg","Nippoldstraße 117","Hamburg","2008-10-15","Erdgas","Erdgas, Erdölgas","Gas","Ja","Gasturbinen mit Abhitzekessel","Gas","CCGT",0.37730000000000002,"OPSD (2020)",5.22,5.22,{"$f":"(1-VLOOKUP(S192,Start!$H$33:$I$40,2,FALSE)/100)*W192","v":4.5413999999999994},{"$f":"VLOOKUP(R192,Start!$C$9:$D$15,2,FALSE)+VLOOKUP(R192,Start!$C$23:$D$29,2,FALSE)","v":54.56},{"$f":"(Y192/T192)+Start!$D$19*(VLOOKUP(R192,Start!$M$33:$N$39,2,FALSE)/T192)+VLOOKUP(S192,Start!$C$33:$D$40,2,FALSE)","v":173.8564537503313}]
[null,null,"Yes","SEE975217906967","BNA0401","ADM Hamburg Aktiengesellschaft","GT4",21107,"Hamburg","Nippoldstraße 117","Hamburg","2013-02-05","Erdgas","Erdgas, Erdölgas","Gas","Ja","Gasturbinen mit Abhitzekessel","Gas","CCGT",0.37730000000000002,"OPSD (2020)",5.6879999999999997,5.6879999999999997,{"$f":"(1-VLOOKUP(S193,Start!$H$33:$I$40,2,FALSE)/100)*W193","v":4.9485599999999996},{"$f":"VLOOKUP(R193,Start!$C$9:$D$15,2,FALSE)+VLOOKUP(R193,Start!$C$23:$D$29,2,FALSE)","v":54.56},{"$f":"(Y193/T193)+Start!$D$19*(VLOOKUP(R193,Start!$M$33:$N$39,2,FALSE)/T193)+VLOOKUP(S193,Start!$C$33:$D$40,2,FALSE)","v":173.8564537503313}]
[null,null,"Yes","SEE987197130805","BNA0402","Wärme Hamburg GmbH","HKW Tiefstack",22113,"Hamburg","Andreas-Meyer-Straße 8","Hamburg","1993-04-01","Steinkohle","Steinkohlen","Coal","Ja","Kondensationsmaschine mit Entnahme","Coal","Coal",0.40749999999999997,"OPSD (2020)",210,194,{"$f":"(1-VLOOKUP(S194,Start!$H$33:$I$40,2,FALSE)/100)*W194","v":155.20000000000002},{"$f":"VLOOKUP(R194,Start!$C$9:$D$15,2,FALSE)+VLOOKUP(R194,Start!$C$23:$D$29,2,FALSE)","v":15.81},{"$f":"(Y194/T194)+Start!$D$19*(VLOOKUP(R194,Start!$M$33:$N$39,2,FALSE)/T194)+VLOOKUP(S194,Start!$C$33:$D$40,2,FALSE)","v":83.175656441717805}]
[null,null,"Yes","SEE934530018092","BNA0403","Wärme Hamburg GmbH","HKW Wedel Block 2",22880,"Wedel","Tinsdaler Weg 146","Schleswig-Holstein","1993-11-25","Steinkohle","Steinkohlen","Coal","Ja","Kondensationsmaschine mit Entnahme","Coal","Coal",0.36,"OPSD (2020)",133.6,116,{"$f":"(1-VLOOKUP(S195,Start!$H$33:$I$40,2,FALSE)/100)*W195","v":92.800000000000011},{"$f":"VLOOKUP(R195,Start!$C$9:$D$15,2,FALSE)+VLOOKUP(R195,Start!$C$23:$D$29,2,FALSE)","v":15.81},{"$f":"(Y195/T195)+Start!$D$19*(VLOOKUP(R195,Start!$M$33:$N$39,2,FALSE)/T195)+VLOOKUP(S195,Start!$C$33:$D$40,2,FALSE)","v":93.978694444444457}]
[null,null,"Yes","SEE960100973492","BNA0404","Wärme Hamburg GmbH","HKW Wedel Block 1",22880,"Wedel","Tinsdaler Weg 146","Schleswig-Holstein","1993-11-25","Steinkohle","Steinkohlen","Coal","Ja","Kondensationsmaschine mit Entnahme","Coal","Coal",0.36,"OPSD (2020)",152.80000000000001,137,{"$f":"(1-VLOOKUP(S196,Start!$H$33:$I$40,2,FALSE)/100)*W196","v":109.60000000000001},{"$f":"VLOOKUP(R196,Start!$C$9:$D$15,2,FALSE)+VLOOKUP(R196,Start!$C$23:$D$29,2,FALSE)","v":15.81},{"$f":"(Y196/T196)+Start!$D$19*(VLOOKUP(R196,Start!$M$33:$N$39,2,FALSE)/T196)+VLOOKUP(S196,Start!$C$33:$D$40,2,FALSE)","v":93.978694444444457}]
[null,null,"Yes","SEE987970110314","BNA0410","Trianel Gaskraftwerk Hamm","Trianel Gaskraftwerk Hamm Block 10",59071,"Hamm","Trianelstraße 1","Nordrhein-Westfalen","2007-11-23","Erdgas","Erdgas, Erdölgas","Gas","Nein","Gasturbinen mit nachgeschalteter Dampfturbine","Gas","CCGT",0.57699999999999996,"OPSD (2020)",415,407,{"$f":"(1-VLOOKUP(S197,Start!$H$33:$I$40,2,FALSE)/100)*W197","v":354.09},{"$f":"VLOOKUP(R197,Start!$C$9:$D$15,2,FALSE)+VLOOKUP(R197,Start!$C$23:$D$29,2,FALSE)","v":54.56},{"$f":"(Y197/T197)+Start!$D$19*(VLOOKUP(R197,Start!$M$33:$N$39,2,FALSE)/T197)+VLOOKUP(S197,Start!$C$33:$D$40,2,FALSE)","v":114.20379549393417}]
[null,null,"Yes","SEE900628853036","BNA0411","Trianel Gaskraftwerk Hamm","Trianel Gaskraftwerk Hamm Block 20",59071,"Hamm","Trianelstraße 1","Nordrhein-Westfalen","2007-12-23","Erdgas","Erdgas, Erdölgas","Gas","Nein","Gasturbinen mit nachgeschalteter Dampfturbine","Gas","CCGT",0.57699999999999996,"OPSD (2020)",418,410,{"$f":"(1-VLOOKUP(S198,Start!$H$33:$I$40,2,FALSE)/100)*W198","v":356.7},{"$f":"VLOOKUP(R198,Start!$C$9:$D$15,2,FALSE)+VLOOKUP(R198,Start!$C$23:$D$29,2,FALSE)","v":54.56},{"$f":"(Y198/T198)+Start!$D$19*(VLOOKUP(R198,Start!$M$33:$N$39,2,FALSE)/T198)+VLOOKUP(S198,Start!$C$33:$D$40,2,FALSE)","v":114.20379549393417}]
[null,null,"Yes","SEE927716043575","BNA0417","EEW Energy from Waste Hannover GmbH","MVA EEW Hannover",30659,"Hannover","Moorwaldweg 310","Niedersachsen","2005-06-01","nicht biogener Abfall","nicht biogener Abfall (Hausmüll, Siedlungsabfälle)","Waste","Ja","Kondensationsmaschine mit Entnahme","Waste","Waste",0.33,"OPSD (2020)",29.6,29.6,{"$f":"(1-VLOOKUP(S199,Start!$H$33:$I$40,2,FALSE)/100)*W199","v":25.16},{"$f":"VLOOKUP(R199,Start!$C$9:$D$15,2,FALSE)+VLOOKUP(R199,Start!$C$23:$D$29,2,FALSE)","v":0},{"$f":"(Y199/T199)+Start!$D$19*(VLOOKUP(R199,Start!$M$33:$N$39,2,FALSE)/T199)+VLOOKUP(S199,Start!$C$33:$D$40,2,FALSE)","v":1}]
[null,null,"Yes","SEE983959934148","BNA0418","enercity AG","HKW Linden DT",30449,"Hannover","Spinnereistraße 9","Niedersachsen","1996-06-20","Erdgas","Erdgas, Erdölgas","Gas","Nein","Gasturbinen mit Abhitzekessel","Gas","CCGT",0.55000000000000004,"OPSD (2020)",79.400000000000006,78,{"$f":"(1-VLOOKUP(S200,Start!$H$33:$I$40,2,FALSE)/100)*W200","v":67.86},{"$f":"VLOOKUP(R200,Start!$C$9:$D$15,2,FALSE)+VLOOKUP(R200,Start!$C$23:$D$29,2,FALSE)","v":54.56},{"$f":"(Y200/T200)+Start!$D$19*(VLOOKUP(R200,Start!$M$33:$N$39,2,FALSE)/T200)+VLOOKUP(S200,Start!$C$33:$D$40,2,FALSE)","v":119.73652727272727}]
[null,null,"Yes","SEE999585452499","BNA0418","enercity AG","HKW Linden GT1",30449,"Hannover","Spinnereistraße 9","Niedersachsen","2011-11-02","Erdgas","Erdgas, Erdölgas","Gas","Nein","Gasturbinen mit nachgeschalteter Dampfturbine","Gas","CCGT",0.55000000000000004,"OPSD (2020)",82.35,82,{"$f":"(1-VLOOKUP(S201,Start!$H$33:$I$40,2,FALSE)/100)*W201","v":71.34},{"$f":"VLOOKUP(R201,Start!$C$9:$D$15,2,FALSE)+VLOOKUP(R201,Start!$C$23:$D$29,2,FALSE)","v":54.56},{"$f":"(Y201/T201)+Start!$D$19*(VLOOKUP(R201,Start!$M$33:$N$39,2,FALSE)/T201)+VLOOKUP(S201,Start!$C$33:$D$40,2,FALSE)","v":119.73652727272727}]
[null,null,"Yes","SEE965551192713","BNA0418","enercity AG","HKW Linden GT3",30449,"Hannover","Spinnereistraße 9","Niedersachsen","2009-11-02","Erdgas","Erdgas, Erdölgas","Gas","Ja","Gasturbinen mit nachgeschalteter Dampfturbine","Gas","CCGT",0.55000000000000004,"OPSD (2020)",70.25,70,{"$f":"(1-VLOOKUP(S202,Start!$H$33:$I$40,2,FALSE)/100)*W202","v":60.9},{"$f":"VLOOKUP(R202,Start!$C$9:$D$15,2,FALSE)+VLOOKUP(R202,Start!$C$23:$D$29,2,FALSE)","v":54.56},{"$f":"(Y202/T202)+Start!$D$19*(VLOOKUP(R202,Start!$M$33:$N$39,2,FALSE)/T202)+VLOOKUP(S202,Start!$C$33:$D$40,2,FALSE)","v":119.73652727272727}]
[null,null,"Yes","SEE987633796220","BNA0420","enercity AG","GKH 1",30419,"Hannover","Stelinger Straße 18","Niedersachsen","1989-01-26","Steinkohle","Steinkohlen","Coal","Ja","Gegendruckmaschine mit Entnahme","Coal","Coal",0.39750000000000002,"OPSD (2020)",150,136,{"$f":"(1-VLOOKUP(S203,Start!$H$33:$I$40,2,FALSE)/100)*W203","v":108.80000000000001},{"$f":"VLOOKUP(R203,Start!$C$9:$D$15,2,FALSE)+VLOOKUP(R203,Start!$C$23:$D$29,2,FALSE)","v":15.81},{"$f":"(Y203/T203)+Start!$D$19*(VLOOKUP(R203,Start!$M$33:$N$39,2,FALSE)/T203)+VLOOKUP(S203,Start!$C$33:$D$40,2,FALSE)","v":85.235421383647804}]
[null,null,"Yes","SEE932928232242","BNA0421","enercity AG","GKH 2",30419,"Hannover","Stelinger Straße 18","Niedersachsen","1989-06-21","Steinkohle","Steinkohlen","Coal","Ja","Gegendruckmaschine mit Entnahme","Coal","Coal",0.39750000000000002,"OPSD (2020)",150,136,{"$f":"(1-VLOOKUP(S204,Start!$H$33:$I$40,2,FALSE)/100)*W204","v":108.80000000000001},{"$f":"VLOOKUP(R204,Start!$C$9:$D$15,2,FALSE)+VLOOKUP(R204,Start!$C$23:$D$29,2,FALSE)","v":15.81},{"$f":"(Y204/T204)+Start!$D$19*(VLOOKUP(R204,Start!$M$33:$N$39,2,FALSE)/T204)+VLOOKUP(S204,Start!$C$33:$D$40,2,FALSE)","v":85.235421383647804}]
[null,null,"Yes","SEE960317505882","BNA0427","Peissenberger Kraftwerksgesellschaft","GT 1",83734,"Hausham","Brentenstr. 3","Bayern","1982-11-01","Mineralölprodukte","Heizöl, leicht","Oil","Nein","Gasturbinen ohne Abhitzekessel","Oil","Oil",0.3332,"OPSD (2020)",23.2,23.2,{"$f":"(1-VLOOKUP(S205,Start!$H$33:$I$40,2,FALSE)/100)*W205","v":19.72},{"$f":"VLOOKUP(R205,Start!$C$9:$D$15,2,FALSE)+VLOOKUP(R205,Start!$C$23:$D$29,2,FALSE)","v":35.54},{"$f":"(Y205/T205)+Start!$D$19*(VLOOKUP(R205,Start!$M$33:$N$39,2,FALSE)/T205)+VLOOKUP(S205,Start!$C$33:$D$40,2,FALSE)","v":151.43577430972391}]
[null,null,"Yes","SEE925076352665","BNA0428","Peissenberger Kraftwerksgesellschaft","GT 2",83734,"Hausham","Brentenstraße 3","Bayern","1982-11-01","Mineralölprodukte","Heizöl, leicht","Oil","Nein","Gasturbinen ohne Abhitzekessel","Oil","Oil",0.3332,"OPSD (2020)",23.2,23.2,{"$f":"(1-VLOOKUP(S206,Start!$H$33:$I$40,2,FALSE)/100)*W206","v":19.72},{"$f":"VLOOKUP(R206,Start!$C$9:$D$15,2,FALSE)+VLOOKUP(R206,Start!$C$23:$D$29,2,FALSE)","v":35.54},{"$f":"(Y206/T206)+Start!$D$19*(VLOOKUP(R206,Start!$M$33:$N$39,2,FALSE)/T206)+VLOOKUP(S206,Start!$C$33:$D$40,2,FALSE)","v":151.43577430972391}]
[null,null,"Yes","SEE981924913907","BNA0429","Peissenberger Kraftwerksgesellschaft","GT 3",83734,"Hausham","Brentenstraße 3","Bayern","1982-11-01","Mineralölprodukte","Heizöl, leicht","Oil","Nein","Gasturbinen ohne Abhitzekessel","Oil","Oil",0.3332,"OPSD (2020)",23.2,23.2,{"$f":"(1-VLOOKUP(S207,Start!$H$33:$I$40,2,FALSE)/100)*W207","v":19.72},{"$f":"VLOOKUP(R207,Start!$C$9:$D$15,2,FALSE)+VLOOKUP(R207,Start!$C$23:$D$29,2,FALSE)","v":35.54},{"$f":"(Y207/T207)+Start!$D$19*(VLOOKUP(R207,Start!$M$33:$N$39,2,FALSE)/T207)+VLOOKUP(S207,Start!$C$33:$D$40,2,FALSE)","v":151.43577430972391}]
[null,null,"Yes","SEE905937514456","BNA0430","Peissenberger Kraftwerksgesellschaft","GT 4",83734,"Hausham","Brentenstraße 3","Bayern","1982-11-01","Mineralölprodukte","Heizöl, leicht","Oil","Nein","Gasturbinen ohne Abhitzekessel","Oil","Oil",0.3332,"OPSD (2020)",23.2,23.2,{"$f":"(1-VLOOKUP(S208,Start!$H$33:$I$40,2,FALSE)/100)*W208","v":19.72},{"$f":"VLOOKUP(R208,Start!$C$9:$D$15,2,FALSE)+VLOOKUP(R208,Start!$C$23:$D$29,2,FALSE)","v":35.54},{"$f":"(Y208/T208)+Start!$D$19*(VLOOKUP(R208,Start!$M$33:$N$39,2,FALSE)/T208)+VLOOKUP(S208,Start!$C$33:$D$40,2,FALSE)","v":151.43577430972391}]
[null,null,"Yes","SEE948609940009","BNA0434","EnBW Energie Baden-Württemberg AG","Heizkraftwerk Heilbronn HLB 7",74076,"Heilbronn","Lichtenbergerstraße 23","Baden-Württemberg","1985-12-01","Steinkohle","Steinkohlen","Coal","Ja","Kondensationsmaschine mit Entnahme","Coal","Coal",0.44750000000000001,"OPSD (2020)",822,778,{"$f":"(1-VLOOKUP(S209,Start!$H$33:$I$40,2,FALSE)/100)*W209","v":622.40000000000009},{"$f":"VLOOKUP(R209,Start!$C$9:$D$15,2,FALSE)+VLOOKUP(R209,Start!$C$23:$D$29,2,FALSE)","v":15.81},{"$f":"(Y209/T209)+Start!$D$19*(VLOOKUP(R209,Start!$M$33:$N$39,2,FALSE)/T209)+VLOOKUP(S209,Start!$C$33:$D$40,2,FALSE)","v":75.857162011173187}]
[null,null,"Yes","SEE906215229154","BNA0438","EEW Energy from Waste Helmstedt GmbH","MVA EEW Helmstedt",38372,"Büddenstedt","Am Kraftwerk 2","Niedersachsen","2014-01-01","nicht biogener Abfall","nicht biogener Abfall (Hausmüll, Siedlungsabfälle)","Waste","Nein","Kondensationsmaschine ohne Entnahme","Waste","Waste",0.33,"OPSD (2020)",42.3,37.5,{"$f":"(1-VLOOKUP(S210,Start!$H$33:$I$40,2,FALSE)/100)*W210","v":31.875},{"$f":"VLOOKUP(R210,Start!$C$9:$D$15,2,FALSE)+VLOOKUP(R210,Start!$C$23:$D$29,2,FALSE)","v":0},{"$f":"(Y210/T210)+Start!$D$19*(VLOOKUP(R210,Start!$M$33:$N$39,2,FALSE)/T210)+VLOOKUP(S210,Start!$C$33:$D$40,2,FALSE)","v":1}]
[null,null,"Yes","SEE994968008959","BNA0440","K+S Minerals and Agriculture GmbH","ZI Tr GT3",39326,"Zielitz","Farsleber Straße 1","Sachsen-Anhalt","2005-06-02","Erdgas","Erdgas, Erdölgas","Gas","Ja","Gasturbinen ohne Abhitzekessel","Gas","OCGT",0.39,"Assumption based on DIW (2014)",1.52,1.52,{"$f":"(1-VLOOKUP(S211,Start!$H$33:$I$40,2,FALSE)/100)*W211","v":1.3224},{"$f":"VLOOKUP(R211,Start!$C$9:$D$15,2,FALSE)+VLOOKUP(R211,Start!$C$23:$D$29,2,FALSE)","v":54.56},{"$f":"(Y211/T211)+Start!$D$19*(VLOOKUP(R211,Start!$M$33:$N$39,2,FALSE)/T211)+VLOOKUP(S211,Start!$C$33:$D$40,2,FALSE)","v":167.74382051282052}]
[null,null,"Yes","SEE942982288260","BNA0442","Mark-E Aktiengesellschaft","Cuno Heizkraftwerk Herdecke H6",58313,"Herdecke","Wetterstraße 111","Nordrhein-Westfalen","2007-10-01","Erdgas","Erdgas, Erdölgas","Gas","Nein","Gasturbinen mit nachgeschalteter Dampfturbine","Gas","CCGT",0.59,"OPSD (2020)",432,417,{"$f":"(1-VLOOKUP(S212,Start!$H$33:$I$40,2,FALSE)/100)*W212","v":362.79},{"$f":"VLOOKUP(R212,Start!$C$9:$D$15,2,FALSE)+VLOOKUP(R212,Start!$C$23:$D$29,2,FALSE)","v":54.56},{"$f":"(Y212/T212)+Start!$D$19*(VLOOKUP(R212,Start!$M$33:$N$39,2,FALSE)/T212)+VLOOKUP(S212,Start!$C$33:$D$40,2,FALSE)","v":111.72049152542374}]
[null,null,"Yes","SEE979861364876","BNA0444","K+S Minerals and Agriculture GmbH","Kraftwerk WI DT 2.1",36266,"Heringen","In der Aue 1","Hessen","2009-07-02","Erdgas","Erdgas, Erdölgas","Gas","Ja","Gasturbinen mit Abhitzekessel","Gas","CCGT",0.58050000000000002,"OPSD (2020)",52.7,52.7,{"$f":"(1-VLOOKUP(S213,Start!$H$33:$I$40,2,FALSE)/100)*W213","v":45.849000000000004},{"$f":"VLOOKUP(R213,Start!$C$9:$D$15,2,FALSE)+VLOOKUP(R213,Start!$C$23:$D$29,2,FALSE)","v":54.56},{"$f":"(Y213/T213)+Start!$D$19*(VLOOKUP(R213,Start!$M$33:$N$39,2,FALSE)/T213)+VLOOKUP(S213,Start!$C$33:$D$40,2,FALSE)","v":113.5242721791559}]
[null,null,"Yes","SEE993412996354","BNA0444","K+S Minerals and Agriculture GmbH","Kraftwerk WI DT3",36266,"Heringen","In der Aue 1","Hessen","1967-01-01","Erdgas","Erdgas, Erdölgas","Gas","Ja","Kondensationsmaschine mit Entnahme","Gas","CCGT",0.58050000000000002,"OPSD (2020)",12.07,12.07,{"$f":"(1-VLOOKUP(S214,Start!$H$33:$I$40,2,FALSE)/100)*W214","v":10.5009},{"$f":"VLOOKUP(R214,Start!$C$9:$D$15,2,FALSE)+VLOOKUP(R214,Start!$C$23:$D$29,2,FALSE)","v":54.56},{"$f":"(Y214/T214)+Start!$D$19*(VLOOKUP(R214,Start!$M$33:$N$39,2,FALSE)/T214)+VLOOKUP(S214,Start!$C$33:$D$40,2,FALSE)","v":113.5242721791559}]
[null,null,"Yes","SEE975193004329","BNA0444","K+S Minerals and Agriculture GmbH","Kraftwerk WI DT4",36266,"Heringen","In der Aue 1","Hessen","1982-01-01","Erdgas","Erdgas, Erdölgas","Gas","Ja","Gegendruckmaschine ohne Entnahme","Gas","CCGT",0.58050000000000002,"OPSD (2020)",28,28,{"$f":"(1-VLOOKUP(S215,Start!$H$33:$I$40,2,FALSE)/100)*W215","v":24.36},{"$f":"VLOOKUP(R215,Start!$C$9:$D$15,2,FALSE)+VLOOKUP(R215,Start!$C$23:$D$29,2,FALSE)","v":54.56},{"$f":"(Y215/T215)+Start!$D$19*(VLOOKUP(R215,Start!$M$33:$N$39,2,FALSE)/T215)+VLOOKUP(S215,Start!$C$33:$D$40,2,FALSE)","v":113.5242721791559}]
[null,null,"Yes","SEE925720506642","BNA0444","K+S Minerals and Agriculture GmbH","Kraftwerk WI GT",36266,"Heringen","In der Aue 1","Hessen","1962-01-01","Erdgas","Erdgas, Erdölgas","Gas","Ja","Gasturbinen mit Abhitzekessel","Gas","CCGT",0.58050000000000002,"OPSD (2020)",17.5,17.5,{"$f":"(1-VLOOKUP(S216,Start!$H$33:$I$40,2,FALSE)/100)*W216","v":15.225},{"$f":"VLOOKUP(R216,Start!$C$9:$D$15,2,FALSE)+VLOOKUP(R216,Start!$C$23:$D$29,2,FALSE)","v":54.56},{"$f":"(Y216/T216)+Start!$D$19*(VLOOKUP(R216,Start!$M$33:$N$39,2,FALSE)/T216)+VLOOKUP(S216,Start!$C$33:$D$40,2,FALSE)","v":113.5242721791559}]
[null,null,"Yes","SEE945908806647","BNA0450","STEAG","Herne 4",44653,"Herne","Hertener Straße 16","Nordrhein-Westfalen","1989-07-25","Steinkohle","Steinkohlen","Coal","Ja","Kondensationsmaschine mit Entnahme","Coal","Coal",0.4,"OPSD (2020)",511,460,{"$f":"(1-VLOOKUP(S217,Start!$H$33:$I$40,2,FALSE)/100)*W217","v":368},{"$f":"VLOOKUP(R217,Start!$C$9:$D$15,2,FALSE)+VLOOKUP(R217,Start!$C$23:$D$29,2,FALSE)","v":15.81},{"$f":"(Y217/T217)+Start!$D$19*(VLOOKUP(R217,Start!$M$33:$N$39,2,FALSE)/T217)+VLOOKUP(S217,Start!$C$33:$D$40,2,FALSE)","v":84.710825}]
[null,null,"Yes","SEE904194792843","BNA0464","Kraftwerk Mehrum GmbH","KWM Block 3",31249,"Hohenhameln","Triftstraße 25","Niedersachsen","1979-08-24","Steinkohle","Steinkohlen","Coal","Nein","Sonstige","Coal","Coal",0.4325,"OPSD (2020)",750,690,{"$f":"(1-VLOOKUP(S218,Start!$H$33:$I$40,2,FALSE)/100)*W218","v":552},{"$f":"VLOOKUP(R218,Start!$C$9:$D$15,2,FALSE)+VLOOKUP(R218,Start!$C$23:$D$29,2,FALSE)","v":15.81},{"$f":"(Y218/T218)+Start!$D$19*(VLOOKUP(R218,Start!$M$33:$N$39,2,FALSE)/T218)+VLOOKUP(S218,Start!$C$33:$D$40,2,FALSE)","v":78.442959537572264}]
[null,null,"Yes","SEE939242219362","BNA0485","Hüttenwerke Krupp Mannesmann GmbH","Huckingen A",47259,"Duisburg","Ehinger Str. 200","Nordrhein-Westfalen","1975-09-01","andere Gase","Hochofengas, Konvertergas","Other (nicht erneuerbar)","Ja","Kondensationsmaschine mit Entnahme","Gas","CCGT",0.45,"Assumption based on DIW (2014)",320,303,{"$f":"(1-VLOOKUP(S219,Start!$H$33:$I$40,2,FALSE)/100)*W219","v":263.61},{"$f":"VLOOKUP(R219,Start!$C$9:$D$15,2,FALSE)+VLOOKUP(R219,Start!$C$23:$D$29,2,FALSE)","v":54.56},{"$f":"(Y219/T219)+Start!$D$19*(VLOOKUP(R219,Start!$M$33:$N$39,2,FALSE)/T219)+VLOOKUP(S219,Start!$C$33:$D$40,2,FALSE)","v":146.0113111111111}]
[null,null,"Yes","SEE992213654456","BNA0486","Hüttenwerke Krupp Mannesmann GmbH","Huckingen B",47259,"Duisburg","Ehinger Str. 200","Nordrhein-Westfalen","1976-12-01","andere Gase","Hochofengas, Konvertergas","Other (nicht erneuerbar)","Ja","Kondensationsmaschine mit Entnahme","Gas","CCGT",0.45,"Assumption based on DIW (2014)",320,303,{"$f":"(1-VLOOKUP(S220,Start!$H$33:$I$40,2,FALSE)/100)*W220","v":263.61},{"$f":"VLOOKUP(R220,Start!$C$9:$D$15,2,FALSE)+VLOOKUP(R220,Start!$C$23:$D$29,2,FALSE)","v":54.56},{"$f":"(Y220/T220)+Start!$D$19*(VLOOKUP(R220,Start!$M$33:$N$39,2,FALSE)/T220)+VLOOKUP(S220,Start!$C$33:$D$40,2,FALSE)","v":146.0113111111111}]
[null,null,"Yes","SEE999145467468","BNA0490a","RWE Power AG","GoWerk F",50354,"Hürth","Goldenbergstraße 2","Nordrhein-Westfalen","1992-12-01","Braunkohle","Rohbraunkohlen","Lignite","Ja","Kondensationsmaschine mit Entnahme","Lignite","Lignite",0.38319999999999999,"OPSD (2020)",55,40,{"$f":"(1-VLOOKUP(S221,Start!$H$33:$I$40,2,FALSE)/100)*W221","v":34.799999999999997},{"$f":"VLOOKUP(R221,Start!$C$9:$D$15,2,FALSE)+VLOOKUP(R221,Start!$C$23:$D$29,2,FALSE)","v":3.1},{"$f":"(Y221/T221)+Start!$D$19*(VLOOKUP(R221,Start!$M$33:$N$39,2,FALSE)/T221)+VLOOKUP(S221,Start!$C$33:$D$40,2,FALSE)","v":64.707202505219215}]
[null,null,"Yes","SEE986331287955","BNA0491","RWE Power AG","Fab Berrenrath",50354,"Hürth","Bertrams-Jagdweg 10","Nordrhein-Westfalen","1992-02-28","Braunkohle","Rohbraunkohlen","Lignite","Ja","Gegendruckmaschine mit Entnahme","Lignite","Lignite",0.20080000000000001,"OPSD (2020)",107,98,{"$f":"(1-VLOOKUP(S222,Start!$H$33:$I$40,2,FALSE)/100)*W222","v":85.26},{"$f":"VLOOKUP(R222,Start!$C$9:$D$15,2,FALSE)+VLOOKUP(R222,Start!$C$23:$D$29,2,FALSE)","v":3.1},{"$f":"(Y222/T222)+Start!$D$19*(VLOOKUP(R222,Start!$M$33:$N$39,2,FALSE)/T222)+VLOOKUP(S222,Start!$C$33:$D$40,2,FALSE)","v":121.94083665338646}]
[null,null,"Yes","SEE914989602134","BNA0497","Infraserv GmbH & Co. Höchst KG","IPH Strom GTX2",65929,"Frankfurt","Brüningstraße 50","Hessen","2011-01-06","Erdgas","Erdgas, Erdölgas","Gas","Ja","Gasturbinen mit Abhitzekessel","Gas","CCGT",0.3982,"OPSD (2020)",50,49.8,{"$f":"(1-VLOOKUP(S223,Start!$H$33:$I$40,2,FALSE)/100)*W223","v":43.326000000000001},{"$f":"VLOOKUP(R223,Start!$C$9:$D$15,2,FALSE)+VLOOKUP(R223,Start!$C$23:$D$29,2,FALSE)","v":54.56},{"$f":"(Y223/T223)+Start!$D$19*(VLOOKUP(R223,Start!$M$33:$N$39,2,FALSE)/T223)+VLOOKUP(S223,Start!$C$33:$D$40,2,FALSE)","v":164.81012054244098}]
[null,null,"Yes","SEE969540726491","BNA0497","Infraserv GmbH & Co. Höchst KG","IPH Strom GTX3",65929,"Frankfurt","Brüningstraße 50","Hessen","2011-01-09","Erdgas","Erdgas, Erdölgas","Gas","Ja","Gasturbinen mit Abhitzekessel","Gas","CCGT",0.3982,"OPSD (2020)",50,49.8,{"$f":"(1-VLOOKUP(S224,Start!$H$33:$I$40,2,FALSE)/100)*W224","v":43.326000000000001},{"$f":"VLOOKUP(R224,Start!$C$9:$D$15,2,FALSE)+VLOOKUP(R224,Start!$C$23:$D$29,2,FALSE)","v":54.56},{"$f":"(Y224/T224)+Start!$D$19*(VLOOKUP(R224,Start!$M$33:$N$39,2,FALSE)/T224)+VLOOKUP(S224,Start!$C$33:$D$40,2,FALSE)","v":164.81012054244098}]
[null,null,"Yes","SEE919137629452","BNA0498","Celanese Production Germany","IPH Strom VT1",65929,"Frankfurt","Brüningstraße 50","Hessen","1982-01-01","Erdgas","Erdgas, Erdölgas","Gas","Nein","Gegendruckmaschine ohne Entnahme","Gas","CCGT",0.39750000000000002,"OPSD (2020)",18.559999999999999,17.38,{"$f":"(1-VLOOKUP(S225,Start!$H$33:$I$40,2,FALSE)/100)*W225","v":15.1206},{"$f":"VLOOKUP(R225,Start!$C$9:$D$15,2,FALSE)+VLOOKUP(R225,Start!$C$23:$D$29,2,FALSE)","v":54.56},{"$f":"(Y225/T225)+Start!$D$19*(VLOOKUP(R225,Start!$M$33:$N$39,2,FALSE)/T225)+VLOOKUP(S225,Start!$C$33:$D$40,2,FALSE)","v":165.09771069182392}]
[null,null,"Yes","SEE948546582201","BNA0498","Sanofi-Aventis Deutschland GmbH","IPH Strom VT2",65929,"Frankfurt","Brüningstraße 50","Hessen","1983-08-26","Erdgas","Erdgas, Erdölgas","Gas","Nein","Gegendruckmaschine ohne Entnahme","Gas","CCGT",0.39750000000000002,"OPSD (2020)",18.559999999999999,17.38,{"$f":"(1-VLOOKUP(S226,Start!$H$33:$I$40,2,FALSE)/100)*W226","v":15.1206},{"$f":"VLOOKUP(R226,Start!$C$9:$D$15,2,FALSE)+VLOOKUP(R226,Start!$C$23:$D$29,2,FALSE)","v":54.56},{"$f":"(Y226/T226)+Start!$D$19*(VLOOKUP(R226,Start!$M$33:$N$39,2,FALSE)/T226)+VLOOKUP(S226,Start!$C$33:$D$40,2,FALSE)","v":165.09771069182392}]
[null,null,"Yes","SEE928072880231","BNA0498","Thermal Conversion Compound Industriepark Höchst GmbH","IPH Strom VT5",65929,"Frankfurt","Brüningstraße 50","Hessen","1980-01-01","Erdgas","Erdgas, Erdölgas","Gas","Nein","Gegendruckmaschine ohne Entnahme","Gas","CCGT",0.39750000000000002,"OPSD (2020)",38,37.9,{"$f":"(1-VLOOKUP(S227,Start!$H$33:$I$40,2,FALSE)/100)*W227","v":32.972999999999999},{"$f":"VLOOKUP(R227,Start!$C$9:$D$15,2,FALSE)+VLOOKUP(R227,Start!$C$23:$D$29,2,FALSE)","v":54.56},{"$f":"(Y227/T227)+Start!$D$19*(VLOOKUP(R227,Start!$M$33:$N$39,2,FALSE)/T227)+VLOOKUP(S227,Start!$C$33:$D$40,2,FALSE)","v":165.09771069182392}]
[null,null,"Yes","SEE946744372112","BNA0499","Infraserv GmbH & Co. Höchst KG","IPH Strom GTX1",65929,"Frankfurt","Brüningstraße 50","Hessen","2003-11-26","Erdgas","Erdgas, Erdölgas","Gas","Ja","Gasturbinen mit nachgeschalteter Dampfturbine","Gas","CCGT",0.38829999999999998,"OPSD (2020)",54,53.6,{"$f":"(1-VLOOKUP(S228,Start!$H$33:$I$40,2,FALSE)/100)*W228","v":46.631999999999998},{"$f":"VLOOKUP(R228,Start!$C$9:$D$15,2,FALSE)+VLOOKUP(R228,Start!$C$23:$D$29,2,FALSE)","v":54.56},{"$f":"(Y228/T228)+Start!$D$19*(VLOOKUP(R228,Start!$M$33:$N$39,2,FALSE)/T228)+VLOOKUP(S228,Start!$C$33:$D$40,2,FALSE)","v":168.97383466391966}]
[null,null,"Yes","SEE916437209445","BNA0500","Boehringer Ingelheim Pharma GmbH&Co.KG","Boehringer Ingelheim - 2334 - K7/T6",55218,"Ingelheim","Binger Straße 173","Rheinland-Pfalz","1970-11-03","Erdgas","Erdgas, Erdölgas","Gas","Ja","Gegendruckmaschine mit Entnahme","Gas","CCGT",0.35,"Assumption based on DIW (2014)",10,9.25,{"$f":"(1-VLOOKUP(S229,Start!$H$33:$I$40,2,FALSE)/100)*W229","v":8.0474999999999994},{"$f":"VLOOKUP(R229,Start!$C$9:$D$15,2,FALSE)+VLOOKUP(R229,Start!$C$23:$D$29,2,FALSE)","v":54.56},{"$f":"(Y229/T229)+Start!$D$19*(VLOOKUP(R229,Start!$M$33:$N$39,2,FALSE)/T229)+VLOOKUP(S229,Start!$C$33:$D$40,2,FALSE)","v":187.30025714285716}]
[null,null,"Yes","SEE991087959599","BNA0504","TEAG Thüringer Energie AG","Dampfturbine 1 Jena",7745,"Jena","Rudolstädter Straße 41","Thüringen","1996-09-26","Erdgas","Erdgas, Erdölgas","Gas","Ja","Gegendruckmaschine mit Entnahme","Gas","CCGT",0.52200000000000002,"OPSD (2020)",26,25,{"$f":"(1-VLOOKUP(S230,Start!$H$33:$I$40,2,FALSE)/100)*W230","v":21.75},{"$f":"VLOOKUP(R230,Start!$C$9:$D$15,2,FALSE)+VLOOKUP(R230,Start!$C$23:$D$29,2,FALSE)","v":54.56},{"$f":"(Y230/T230)+Start!$D$19*(VLOOKUP(R230,Start!$M$33:$N$39,2,FALSE)/T230)+VLOOKUP(S230,Start!$C$33:$D$40,2,FALSE)","v":126.07871647509577}]
[null,null,"Yes","SEE963454497492","BNA0504","TEAG Thüringer Energie AG","Dampfturbine 2 Jena",7745,"Jena","Rudolstädter Straße 41","Thüringen","1996-09-26","Erdgas","Erdgas, Erdölgas","Gas","Ja","Kondensationsmaschine mit Entnahme","Gas","CCGT",0.52200000000000002,"OPSD (2020)",40,39,{"$f":"(1-VLOOKUP(S231,Start!$H$33:$I$40,2,FALSE)/100)*W231","v":33.93},{"$f":"VLOOKUP(R231,Start!$C$9:$D$15,2,FALSE)+VLOOKUP(R231,Start!$C$23:$D$29,2,FALSE)","v":54.56},{"$f":"(Y231/T231)+Start!$D$19*(VLOOKUP(R231,Start!$M$33:$N$39,2,FALSE)/T231)+VLOOKUP(S231,Start!$C$33:$D$40,2,FALSE)","v":126.07871647509577}]
[null,null,"Yes","SEE998644964959","BNA0504","TEAG Thüringer Energie AG","Gasturbine 1 Jena",7745,"Jena","Rudolstädter Straße 41","Thüringen","1996-09-26","Erdgas","Erdgas, Erdölgas","Gas","Ja","Gasturbinen mit Abhitzekessel","Gas","CCGT",0.52200000000000002,"OPSD (2020)",40,39,{"$f":"(1-VLOOKUP(S232,Start!$H$33:$I$40,2,FALSE)/100)*W232","v":33.93},{"$f":"VLOOKUP(R232,Start!$C$9:$D$15,2,FALSE)+VLOOKUP(R232,Start!$C$23:$D$29,2,FALSE)","v":54.56},{"$f":"(Y232/T232)+Start!$D$19*(VLOOKUP(R232,Start!$M$33:$N$39,2,FALSE)/T232)+VLOOKUP(S232,Start!$C$33:$D$40,2,FALSE)","v":126.07871647509577}]
[null,null,"Yes","SEE994538470544","BNA0504","TEAG Thüringer Energie AG","Gasturbine 2 Jena",7745,"Jena","Rudolstädter Straße 41","Thüringen","1996-09-26","Erdgas","Erdgas, Erdölgas","Gas","Ja","Gasturbinen mit Abhitzekessel","Gas","CCGT",0.52200000000000002,"OPSD (2020)",40,39,{"$f":"(1-VLOOKUP(S233,Start!$H$33:$I$40,2,FALSE)/100)*W233","v":33.93},{"$f":"VLOOKUP(R233,Start!$C$9:$D$15,2,FALSE)+VLOOKUP(R233,Start!$C$23:$D$29,2,FALSE)","v":54.56},{"$f":"(Y233/T233)+Start!$D$19*(VLOOKUP(R233,Start!$M$33:$N$39,2,FALSE)/T233)+VLOOKUP(S233,Start!$C$33:$D$40,2,FALSE)","v":126.07871647509577}]
[null,null,"Yes","SEE959025997980","BNA0504","TEAG Thüringer Energie AG","Gasturbine 3 Jena",7745,"Jena","Rudolstädter Straße 41","Thüringen","1996-09-26","Erdgas","Erdgas, Erdölgas","Gas","Ja","Gasturbinen mit Abhitzekessel","Gas","CCGT",0.52200000000000002,"OPSD (2020)",40,39,{"$f":"(1-VLOOKUP(S234,Start!$H$33:$I$40,2,FALSE)/100)*W234","v":33.93},{"$f":"VLOOKUP(R234,Start!$C$9:$D$15,2,FALSE)+VLOOKUP(R234,Start!$C$23:$D$29,2,FALSE)","v":54.56},{"$f":"(Y234/T234)+Start!$D$19*(VLOOKUP(R234,Start!$M$33:$N$39,2,FALSE)/T234)+VLOOKUP(S234,Start!$C$33:$D$40,2,FALSE)","v":126.07871647509577}]
[null,null,"Yes","SEE957723162266","BNA0510a","SWK Stadtwerke Kaiserslautern Versorgungs-AG","HKW Karcherstraße",67655,"Kaiserslautern","Karcherstraße 28","Rheinland-Pfalz","1900-01-01","Erdgas","Erdgas, Erdölgas","Gas","Ja","Gegendruckmaschine mit Entnahme","Gas","CCGT",0.37290000000000001,"OPSD (2020)",27.4,25,{"$f":"(1-VLOOKUP(S235,Start!$H$33:$I$40,2,FALSE)/100)*W235","v":21.75},{"$f":"VLOOKUP(R235,Start!$C$9:$D$15,2,FALSE)+VLOOKUP(R235,Start!$C$23:$D$29,2,FALSE)","v":54.56},{"$f":"(Y235/T235)+Start!$D$19*(VLOOKUP(R235,Start!$M$33:$N$39,2,FALSE)/T235)+VLOOKUP(S235,Start!$C$33:$D$40,2,FALSE)","v":175.89015821936175}]
[null,null,"Yes","SEE940039139749","BNA0515","Stadtwerke Karlsruhe GmbH","SW Karlsruhe Heizkraftwerk West Generator 3",76189,"Karlsruhe","Honsellstraße 36","Baden-Württemberg","1984-02-01","Erdgas","Erdgas, Erdölgas","Gas","Ja","Gegendruckmaschine mit Entnahme","Gas","CCGT",0.3674,"OPSD (2020)",42,33,{"$f":"(1-VLOOKUP(S236,Start!$H$33:$I$40,2,FALSE)/100)*W236","v":28.71},{"$f":"VLOOKUP(R236,Start!$C$9:$D$15,2,FALSE)+VLOOKUP(R236,Start!$C$23:$D$29,2,FALSE)","v":54.56},{"$f":"(Y236/T236)+Start!$D$19*(VLOOKUP(R236,Start!$M$33:$N$39,2,FALSE)/T236)+VLOOKUP(S236,Start!$C$33:$D$40,2,FALSE)","v":178.50078933043005}]
[null,null,"Yes","SEE912912423627","BNA0516","Mineraloelraffinerie Oberrhein","Expander",76187,"Karlsruhe","Nördliche Raffineriestraße 1","Baden-Württemberg","1995-06-17","Mineralölprodukte","Andere Mineralölprodukte","Oil","Nein","Sonstige","Oil","Oil",0.3795,"OPSD (2020)",19,18.899999999999999,{"$f":"(1-VLOOKUP(S237,Start!$H$33:$I$40,2,FALSE)/100)*W237","v":16.064999999999998},{"$f":"VLOOKUP(R237,Start!$C$9:$D$15,2,FALSE)+VLOOKUP(R237,Start!$C$23:$D$29,2,FALSE)","v":35.54},{"$f":"(Y237/T237)+Start!$D$19*(VLOOKUP(R237,Start!$M$33:$N$39,2,FALSE)/T237)+VLOOKUP(S237,Start!$C$33:$D$40,2,FALSE)","v":133.08221343873518}]
[null,null,"Yes","SEE902096864651","BNA0516","Mineraloelraffinerie Oberrhein","Maschine 1",76187,"Karlsruhe","Nördliche Raffineriestraße 1","Baden-Württemberg","1995-06-17","Mineralölprodukte","Raffineriegas","Oil","Ja","Kondensationsmaschine mit Entnahme","Oil","Oil",0.3795,"OPSD (2020)",12.5,11.3,{"$f":"(1-VLOOKUP(S238,Start!$H$33:$I$40,2,FALSE)/100)*W238","v":9.6050000000000004},{"$f":"VLOOKUP(R238,Start!$C$9:$D$15,2,FALSE)+VLOOKUP(R238,Start!$C$23:$D$29,2,FALSE)","v":35.54},{"$f":"(Y238/T238)+Start!$D$19*(VLOOKUP(R238,Start!$M$33:$N$39,2,FALSE)/T238)+VLOOKUP(S238,Start!$C$33:$D$40,2,FALSE)","v":133.08221343873518}]
[null,null,"Yes","SEE914187135533","BNA0516","Mineraloelraffinerie Oberrhein","Maschine 2",76187,"Karlsruhe","Nördliche Raffineriestraße 1","Baden-Württemberg","1995-06-17","Mineralölprodukte","Raffineriegas","Oil","Ja","Kondensationsmaschine mit Entnahme","Oil","Oil",0.3795,"OPSD (2020)",12.5,11.3,{"$f":"(1-VLOOKUP(S239,Start!$H$33:$I$40,2,FALSE)/100)*W239","v":9.6050000000000004},{"$f":"VLOOKUP(R239,Start!$C$9:$D$15,2,FALSE)+VLOOKUP(R239,Start!$C$23:$D$29,2,FALSE)","v":35.54},{"$f":"(Y239/T239)+Start!$D$19*(VLOOKUP(R239,Start!$M$33:$N$39,2,FALSE)/T239)+VLOOKUP(S239,Start!$C$33:$D$40,2,FALSE)","v":133.08221343873518}]
[null,null,"Yes","SEE937538401125","BNA0516","Mineraloelraffinerie Oberrhein","Maschine 3",76187,"Karlsruhe","Nördliche Raffineriestraße 1","Baden-Württemberg","1995-06-17","Mineralölprodukte","Raffineriegas","Oil","Ja","Kondensationsmaschine mit Entnahme","Oil","Oil",0.3795,"OPSD (2020)",14,12.7,{"$f":"(1-VLOOKUP(S240,Start!$H$33:$I$40,2,FALSE)/100)*W240","v":10.795},{"$f":"VLOOKUP(R240,Start!$C$9:$D$15,2,FALSE)+VLOOKUP(R240,Start!$C$23:$D$29,2,FALSE)","v":35.54},{"$f":"(Y240/T240)+Start!$D$19*(VLOOKUP(R240,Start!$M$33:$N$39,2,FALSE)/T240)+VLOOKUP(S240,Start!$C$33:$D$40,2,FALSE)","v":133.08221343873518}]
[null,null,"Yes","SEE955482235511","BNA0516","Mineraloelraffinerie Oberrhein","Maschine 4",76187,"Karlsruhe","Nördliche Raffineriestraße 1","Baden-Württemberg","1995-06-17","Mineralölprodukte","Raffineriegas","Oil","Ja","Kondensationsmaschine mit Entnahme","Oil","Oil",0.3795,"OPSD (2020)",14,12.7,{"$f":"(1-VLOOKUP(S241,Start!$H$33:$I$40,2,FALSE)/100)*W241","v":10.795},{"$f":"VLOOKUP(R241,Start!$C$9:$D$15,2,FALSE)+VLOOKUP(R241,Start!$C$23:$D$29,2,FALSE)","v":35.54},{"$f":"(Y241/T241)+Start!$D$19*(VLOOKUP(R241,Start!$M$33:$N$39,2,FALSE)/T241)+VLOOKUP(S241,Start!$C$33:$D$40,2,FALSE)","v":133.08221343873518}]
[null,null,"Yes","SEE974206815730","BNA0517","Mineraloelraffinerie Oberrhein","TG-1901",76187,"Karlsruhe","Nördliche Raffineriestraße 1","Baden-Württemberg","1995-06-17","Mineralölprodukte","Raffineriegas","Oil","Ja","Kondensationsmaschine mit Entnahme","Oil","Oil",0.3795,"OPSD (2020)",8.1,7.3,{"$f":"(1-VLOOKUP(S242,Start!$H$33:$I$40,2,FALSE)/100)*W242","v":6.2050000000000001},{"$f":"VLOOKUP(R242,Start!$C$9:$D$15,2,FALSE)+VLOOKUP(R242,Start!$C$23:$D$29,2,FALSE)","v":35.54},{"$f":"(Y242/T242)+Start!$D$19*(VLOOKUP(R242,Start!$M$33:$N$39,2,FALSE)/T242)+VLOOKUP(S242,Start!$C$33:$D$40,2,FALSE)","v":133.08221343873518}]
[null,null,"Yes","SEE916030519361","BNA0517","Mineraloelraffinerie Oberrhein","TG-1902",76187,"Karlsruhe","Nördliche Raffineriestraße 1","Baden-Württemberg","1995-06-17","Mineralölprodukte","Raffineriegas","Oil","Ja","Kondensationsmaschine mit Entnahme","Oil","Oil",0.3795,"OPSD (2020)",8.1,7.3,{"$f":"(1-VLOOKUP(S243,Start!$H$33:$I$40,2,FALSE)/100)*W243","v":6.2050000000000001},{"$f":"VLOOKUP(R243,Start!$C$9:$D$15,2,FALSE)+VLOOKUP(R243,Start!$C$23:$D$29,2,FALSE)","v":35.54},{"$f":"(Y243/T243)+Start!$D$19*(VLOOKUP(R243,Start!$M$33:$N$39,2,FALSE)/T243)+VLOOKUP(S243,Start!$C$33:$D$40,2,FALSE)","v":133.08221343873518}]
[null,null,"Yes","SEE909106315790","BNA0517","Mineraloelraffinerie Oberrhein","TG-1904",76187,"Karlsruhe","Nördliche Raffineriestraße 1","Baden-Württemberg","1995-06-17","Mineralölprodukte","Raffineriegas","Oil","Ja","Gegendruckmaschine mit Entnahme","Oil","Oil",0.3795,"OPSD (2020)",15,13.5,{"$f":"(1-VLOOKUP(S244,Start!$H$33:$I$40,2,FALSE)/100)*W244","v":11.475},{"$f":"VLOOKUP(R244,Start!$C$9:$D$15,2,FALSE)+VLOOKUP(R244,Start!$C$23:$D$29,2,FALSE)","v":35.54},{"$f":"(Y244/T244)+Start!$D$19*(VLOOKUP(R244,Start!$M$33:$N$39,2,FALSE)/T244)+VLOOKUP(S244,Start!$C$33:$D$40,2,FALSE)","v":133.08221343873518}]
[null,null,"Yes","SEE980016033738","BNA0518a","EnBW Energie Baden-Württemberg AG","Rheinhafen-Dampfkraftwerk RDK 7",76189,"Karlsruhe","Fettweisstraße 42","Baden-Württemberg","1985-06-21","Steinkohle","Steinkohlen","Coal","Ja","Kondensationsmaschine mit Entnahme","Coal","Coal",0.4375,"OPSD (2020)",536,517,{"$f":"(1-VLOOKUP(S245,Start!$H$33:$I$40,2,FALSE)/100)*W245","v":413.6},{"$f":"VLOOKUP(R245,Start!$C$9:$D$15,2,FALSE)+VLOOKUP(R245,Start!$C$23:$D$29,2,FALSE)","v":15.81},{"$f":"(Y245/T245)+Start!$D$19*(VLOOKUP(R245,Start!$M$33:$N$39,2,FALSE)/T245)+VLOOKUP(S245,Start!$C$33:$D$40,2,FALSE)","v":77.561325714285715}]
[null,null,"Yes","SEE980331579218","BNA0518b","EnBW Energie Baden-Württemberg AG","Rheinhafen-Dampfkraftwerk RDK 8",76189,"Karlsruhe","Fettweisstraße 42","Baden-Württemberg","2014-07-01","Steinkohle","Steinkohlen","Coal","Ja","Gegendruckmaschine mit Entnahme","Coal","Coal",0.46,"OPSD (2020)",912,834,{"$f":"(1-VLOOKUP(S246,Start!$H$33:$I$40,2,FALSE)/100)*W246","v":667.2},{"$f":"VLOOKUP(R246,Start!$C$9:$D$15,2,FALSE)+VLOOKUP(R246,Start!$C$23:$D$29,2,FALSE)","v":15.81},{"$f":"(Y246/T246)+Start!$D$19*(VLOOKUP(R246,Start!$M$33:$N$39,2,FALSE)/T246)+VLOOKUP(S246,Start!$C$33:$D$40,2,FALSE)","v":73.83115217391304}]
[null,null,"Yes","SEE904604163027","BNA0519","RWE Generation SE","Karnap B",45329,"Essen","Arenbergstr. 45","Nordrhein-Westfalen","1987-02-14","nicht biogener Abfall","nicht biogener Abfall (Hausmüll, Siedlungsabfälle)","Waste","Nein","Kondensationsmaschine mit Entnahme","Waste","Waste",0.33,"OPSD (2020)",48,38,{"$f":"(1-VLOOKUP(S247,Start!$H$33:$I$40,2,FALSE)/100)*W247","v":32.299999999999997},{"$f":"VLOOKUP(R247,Start!$C$9:$D$15,2,FALSE)+VLOOKUP(R247,Start!$C$23:$D$29,2,FALSE)","v":0},{"$f":"(Y247/T247)+Start!$D$19*(VLOOKUP(R247,Start!$M$33:$N$39,2,FALSE)/T247)+VLOOKUP(S247,Start!$C$33:$D$40,2,FALSE)","v":1}]
[null,null,"Yes","SEE913088869400","BNA0521","Städtische Werke Energie + Wärme GmbH","Kombi-HKW GT1",34134,"Kassel","Dennhäuser Straße 122","Hessen","1988-07-18","Erdgas","Erdgas, Erdölgas","Gas","Ja","Gasturbinen mit nachgeschalteter Dampfturbine","Gas","CCGT",0.37180000000000002,"OPSD (2020)",9.5,9.0069999999999997,{"$f":"(1-VLOOKUP(S248,Start!$H$33:$I$40,2,FALSE)/100)*W248","v":7.8360899999999996},{"$f":"VLOOKUP(R248,Start!$C$9:$D$15,2,FALSE)+VLOOKUP(R248,Start!$C$23:$D$29,2,FALSE)","v":54.56},{"$f":"(Y248/T248)+Start!$D$19*(VLOOKUP(R248,Start!$M$33:$N$39,2,FALSE)/T248)+VLOOKUP(S248,Start!$C$33:$D$40,2,FALSE)","v":176.40610543302853}]
[null,null,"Yes","SEE994210380116","BNA0521","Städtische Werke Energie + Wärme GmbH","Kombi-HKW DT",34134,"Kassel","Dennhäuser Straße 122","Hessen","1988-07-18","Erdgas","Erdgas, Erdölgas","Gas","Ja","Gasturbinen mit nachgeschalteter Dampfturbine","Gas","CCGT",0.37180000000000002,"OPSD (2020)",10.210000000000001,10.148,{"$f":"(1-VLOOKUP(S249,Start!$H$33:$I$40,2,FALSE)/100)*W249","v":8.8287599999999991},{"$f":"VLOOKUP(R249,Start!$C$9:$D$15,2,FALSE)+VLOOKUP(R249,Start!$C$23:$D$29,2,FALSE)","v":54.56},{"$f":"(Y249/T249)+Start!$D$19*(VLOOKUP(R249,Start!$M$33:$N$39,2,FALSE)/T249)+VLOOKUP(S249,Start!$C$33:$D$40,2,FALSE)","v":176.40610543302853}]
[null,null,"Yes","SEE982127973149","BNA0521","Städtische Werke Energie + Wärme GmbH","Kombi-HKW GT2",34134,"Kassel","Dennhäuser Straße 122","Hessen","2005-12-05","Erdgas","Erdgas, Erdölgas","Gas","Ja","Gasturbinen mit nachgeschalteter Dampfturbine","Gas","CCGT",0.37180000000000002,"OPSD (2020)",29.925999999999998,29.155000000000001,{"$f":"(1-VLOOKUP(S250,Start!$H$33:$I$40,2,FALSE)/100)*W250","v":25.364850000000001},{"$f":"VLOOKUP(R250,Start!$C$9:$D$15,2,FALSE)+VLOOKUP(R250,Start!$C$23:$D$29,2,FALSE)","v":54.56},{"$f":"(Y250/T250)+Start!$D$19*(VLOOKUP(R250,Start!$M$33:$N$39,2,FALSE)/T250)+VLOOKUP(S250,Start!$C$33:$D$40,2,FALSE)","v":176.40610543302853}]
[null,null,"Yes","SEE928076311489","BNA0523","Städtische Werke Energie + Wärme GmbH","Fernwärmekraftwerk Kassel",34134,"Kassel","Dennhäuser Straße 122","Hessen","1989-12-21","Braunkohle","Rohbraunkohlen","Lignite","Ja","Gegendruckmaschine ohne Entnahme","Lignite","Lignite",0.37359999999999999,"OPSD (2020)",38,33.5,{"$f":"(1-VLOOKUP(S251,Start!$H$33:$I$40,2,FALSE)/100)*W251","v":29.145},{"$f":"VLOOKUP(R251,Start!$C$9:$D$15,2,FALSE)+VLOOKUP(R251,Start!$C$23:$D$29,2,FALSE)","v":3.1},{"$f":"(Y251/T251)+Start!$D$19*(VLOOKUP(R251,Start!$M$33:$N$39,2,FALSE)/T251)+VLOOKUP(S251,Start!$C$33:$D$40,2,FALSE)","v":66.32623126338332}]
[null,null,"Yes","SEE999181532861","BNA0527","Stadtwerke Kiel AG","HKWH Gasturbine 5",24116,"Kiel","Goethestraße 14","Schleswig-Holstein","2005-04-27","Erdgas","Erdgas, Erdölgas","Gas","Ja","Gasturbinen mit Abhitzekessel","Gas","CCGT",0.39050000000000001,"OPSD (2020)",5.52,5.4240000000000004,{"$f":"(1-VLOOKUP(S252,Start!$H$33:$I$40,2,FALSE)/100)*W252","v":4.7188800000000004},{"$f":"VLOOKUP(R252,Start!$C$9:$D$15,2,FALSE)+VLOOKUP(R252,Start!$C$23:$D$29,2,FALSE)","v":54.56},{"$f":"(Y252/T252)+Start!$D$19*(VLOOKUP(R252,Start!$M$33:$N$39,2,FALSE)/T252)+VLOOKUP(S252,Start!$C$33:$D$40,2,FALSE)","v":168.0303201024328}]
[null,null,"Yes","SEE920193460095","BNA0527","Stadtwerke Kiel AG","HKWH Gasturbine 6",24116,"Kiel","Goethestraße 14","Schleswig-Holstein","2005-04-27","Erdgas","Erdgas, Erdölgas","Gas","Ja","Gasturbinen mit Abhitzekessel","Gas","CCGT",0.39050000000000001,"OPSD (2020)",5.52,5.4240000000000004,{"$f":"(1-VLOOKUP(S253,Start!$H$33:$I$40,2,FALSE)/100)*W253","v":4.7188800000000004},{"$f":"VLOOKUP(R253,Start!$C$9:$D$15,2,FALSE)+VLOOKUP(R253,Start!$C$23:$D$29,2,FALSE)","v":54.56},{"$f":"(Y253/T253)+Start!$D$19*(VLOOKUP(R253,Start!$M$33:$N$39,2,FALSE)/T253)+VLOOKUP(S253,Start!$C$33:$D$40,2,FALSE)","v":168.0303201024328}]
[null,null,"Yes","SEE989392899242","BNA0527","Stadtwerke Kiel AG","HKWH Gasturbine 7",24116,"Kiel","Goethestraße 14","Schleswig-Holstein","2014-10-01","Erdgas","Erdgas, Erdölgas","Gas","Ja","Gasturbinen mit Abhitzekessel","Gas","CCGT",0.39050000000000001,"OPSD (2020)",5.4269999999999996,5.3360000000000003,{"$f":"(1-VLOOKUP(S254,Start!$H$33:$I$40,2,FALSE)/100)*W254","v":4.6423200000000007},{"$f":"VLOOKUP(R254,Start!$C$9:$D$15,2,FALSE)+VLOOKUP(R254,Start!$C$23:$D$29,2,FALSE)","v":54.56},{"$f":"(Y254/T254)+Start!$D$19*(VLOOKUP(R254,Start!$M$33:$N$39,2,FALSE)/T254)+VLOOKUP(S254,Start!$C$33:$D$40,2,FALSE)","v":168.0303201024328}]
[null,null,"Yes","SEE939329445868","BNA0527","Stadtwerke Kiel AG","HKWH Gasturbine 8",24116,"Kiel","Goethestraße 14","Schleswig-Holstein","2014-10-01","Erdgas","Erdgas, Erdölgas","Gas","Ja","Gasturbinen mit Abhitzekessel","Gas","CCGT",0.39050000000000001,"OPSD (2020)",5.4269999999999996,5.3360000000000003,{"$f":"(1-VLOOKUP(S255,Start!$H$33:$I$40,2,FALSE)/100)*W255","v":4.6423200000000007},{"$f":"VLOOKUP(R255,Start!$C$9:$D$15,2,FALSE)+VLOOKUP(R255,Start!$C$23:$D$29,2,FALSE)","v":54.56},{"$f":"(Y255/T255)+Start!$D$19*(VLOOKUP(R255,Start!$M$33:$N$39,2,FALSE)/T255)+VLOOKUP(S255,Start!$C$33:$D$40,2,FALSE)","v":168.0303201024328}]
[null,null,"Yes","SEE959343099212","BNA0531","Energieservice Westfalen Weser GmbH","Kraftwerk Kirchlengern_GT1",32278,"Kirchlengern","Bahnhofstraße 40","Nordrhein-Westfalen","1981-01-16","Erdgas","Erdgas, Erdölgas","Gas","Nein","Gasturbinen mit Abhitzekessel","Gas","CCGT",0.45450000000000002,"OPSD (2020)",128,125,{"$f":"(1-VLOOKUP(S256,Start!$H$33:$I$40,2,FALSE)/100)*W256","v":108.75},{"$f":"VLOOKUP(R256,Start!$C$9:$D$15,2,FALSE)+VLOOKUP(R256,Start!$C$23:$D$29,2,FALSE)","v":54.56},{"$f":"(Y256/T256)+Start!$D$19*(VLOOKUP(R256,Start!$M$33:$N$39,2,FALSE)/T256)+VLOOKUP(S256,Start!$C$33:$D$40,2,FALSE)","v":144.58050605060507}]
[null,null,"Yes","SEE997526539162","BNA0531","Energieservice Westfalen Weser GmbH","Kraftwerk-Kirchlengern_GT2",32278,"Kirchlengern","Bahnhofstraße 40","Nordrhein-Westfalen","1973-06-06","Mineralölprodukte","Heizöl, leicht","Oil","Nein","Gasturbinen ohne Abhitzekessel","Oil","Oil",0.45450000000000002,"OPSD (2020)",19,19,{"$f":"(1-VLOOKUP(S257,Start!$H$33:$I$40,2,FALSE)/100)*W257","v":16.149999999999999},{"$f":"VLOOKUP(R257,Start!$C$9:$D$15,2,FALSE)+VLOOKUP(R257,Start!$C$23:$D$29,2,FALSE)","v":35.54},{"$f":"(Y257/T257)+Start!$D$19*(VLOOKUP(R257,Start!$M$33:$N$39,2,FALSE)/T257)+VLOOKUP(S257,Start!$C$33:$D$40,2,FALSE)","v":111.28646864686468}]
[null,null,"Yes","SEE915426748132","BNA0543","RheinEnergie AG","Block 6 Merkenich RheinEnergie",50769,"Köln","Merkenicher Hauptstr. 2","Nordrhein-Westfalen","2010-12-16","Braunkohle","Wirbelschichtkohle","Lignite","Ja","Gegendruckmaschine mit Entnahme","Lignite","Lignite",0.42399999999999999,"OPSD (2020)",85.2,75.3,{"$f":"(1-VLOOKUP(S258,Start!$H$33:$I$40,2,FALSE)/100)*W258","v":65.510999999999996},{"$f":"VLOOKUP(R258,Start!$C$9:$D$15,2,FALSE)+VLOOKUP(R258,Start!$C$23:$D$29,2,FALSE)","v":3.1},{"$f":"(Y258/T258)+Start!$D$19*(VLOOKUP(R258,Start!$M$33:$N$39,2,FALSE)/T258)+VLOOKUP(S258,Start!$C$33:$D$40,2,FALSE)","v":58.644245283018883}]
[null,null,"Yes","SEE984335626152","BNA0545","RheinEnergie AG","GT Niehl 2 RheinEnergie",50735,"Köln","Am Molenkopf 3","Nordrhein-Westfalen","2005-03-26","Erdgas","Erdgas, Erdölgas","Gas","Ja","Gasturbinen mit Abhitzekessel","Gas","CCGT",0.57999999999999996,"OPSD (2020)",274,266,{"$f":"(1-VLOOKUP(S259,Start!$H$33:$I$40,2,FALSE)/100)*W259","v":231.42},{"$f":"VLOOKUP(R259,Start!$C$9:$D$15,2,FALSE)+VLOOKUP(R259,Start!$C$23:$D$29,2,FALSE)","v":54.56},{"$f":"(Y259/T259)+Start!$D$19*(VLOOKUP(R259,Start!$M$33:$N$39,2,FALSE)/T259)+VLOOKUP(S259,Start!$C$33:$D$40,2,FALSE)","v":113.62084482758623}]
[null,null,"Yes","SEE916609233650","BNA0545","RheinEnergie AG","DT Niehl 2 RheinEnergie",50735,"Köln","Am Molenkopf 3","Nordrhein-Westfalen","2005-03-26","Wärme","Dampf (fremdbezogen)","Gas","Ja","Kondensationsmaschine mit Entnahme","Gas","CCGT",0.57999999999999996,"OPSD (2020)",147,147,{"$f":"(1-VLOOKUP(S260,Start!$H$33:$I$40,2,FALSE)/100)*W260","v":127.89},{"$f":"VLOOKUP(R260,Start!$C$9:$D$15,2,FALSE)+VLOOKUP(R260,Start!$C$23:$D$29,2,FALSE)","v":54.56},{"$f":"(Y260/T260)+Start!$D$19*(VLOOKUP(R260,Start!$M$33:$N$39,2,FALSE)/T260)+VLOOKUP(S260,Start!$C$33:$D$40,2,FALSE)","v":113.62084482758623}]
[null,null,"Yes","SEE978207781308","BNA0546","RheinEnergie AG","GuD Merkenich RheinEnergie",50769,"Köln","Merkenicher Hauptstr. 2","Nordrhein-Westfalen","2004-01-27","Erdgas","Erdgas, Erdölgas","Gas","Ja","Kondensationsmaschine mit Entnahme","Gas","CCGT",0.53,"OPSD (2020)",110.2,108.2,{"$f":"(1-VLOOKUP(S261,Start!$H$33:$I$40,2,FALSE)/100)*W261","v":94.134},{"$f":"VLOOKUP(R261,Start!$C$9:$D$15,2,FALSE)+VLOOKUP(R261,Start!$C$23:$D$29,2,FALSE)","v":54.56},{"$f":"(Y261/T261)+Start!$D$19*(VLOOKUP(R261,Start!$M$33:$N$39,2,FALSE)/T261)+VLOOKUP(S261,Start!$C$33:$D$40,2,FALSE)","v":124.19828301886793}]
[null,null,"Yes","SEE969775213346","BNA0547","Shell Deutschland GmbH","Rheinland Raffinerie, Kraftwerk Godorf",50997,"Köln","Godorfer Hauptstr. 150","Nordrhein-Westfalen","2016-01-01","Mineralölprodukte","Raffineriegas","Oil","Ja","Sonstige","Oil","Oil",0.38,"OPSD (2020)",106.6,97.1,{"$f":"(1-VLOOKUP(S262,Start!$H$33:$I$40,2,FALSE)/100)*W262","v":82.534999999999997},{"$f":"VLOOKUP(R262,Start!$C$9:$D$15,2,FALSE)+VLOOKUP(R262,Start!$C$23:$D$29,2,FALSE)","v":35.54},{"$f":"(Y262/T262)+Start!$D$19*(VLOOKUP(R262,Start!$M$33:$N$39,2,FALSE)/T262)+VLOOKUP(S262,Start!$C$33:$D$40,2,FALSE)","v":132.90842105263158}]
[null,null,"Yes","SEE905192478234","BNA0548a","Knapsack Power GmbH & Co. KG","Knapsack I",50354,"Hürth","Industriestraße 300","Nordrhein-Westfalen","2007-10-17","Erdgas","Erdgas, Erdölgas","Gas","Nein","Gasturbinen mit nachgeschalteter Dampfturbine","Gas","CCGT",0.57150000000000001,"OPSD (2020)",820,800,{"$f":"(1-VLOOKUP(S263,Start!$H$33:$I$40,2,FALSE)/100)*W263","v":696},{"$f":"VLOOKUP(R263,Start!$C$9:$D$15,2,FALSE)+VLOOKUP(R263,Start!$C$23:$D$29,2,FALSE)","v":54.56},{"$f":"(Y263/T263)+Start!$D$19*(VLOOKUP(R263,Start!$M$33:$N$39,2,FALSE)/T263)+VLOOKUP(S263,Start!$C$33:$D$40,2,FALSE)","v":115.28843394575679}]
[null,null,"Yes","SEE903983424590","BNA0548b","Statkraft Markets GmbH","Kraftwerk Knapsack II",50354,"Hürth","Industriestraße 300","Nordrhein-Westfalen","2013-06-01","Erdgas","Erdgas, Erdölgas","Gas","Nein","Gasturbinen mit Abhitzekessel","Gas","CCGT",0.59199999999999997,"OPSD (2020)",450,430,{"$f":"(1-VLOOKUP(S264,Start!$H$33:$I$40,2,FALSE)/100)*W264","v":374.1},{"$f":"VLOOKUP(R264,Start!$C$9:$D$15,2,FALSE)+VLOOKUP(R264,Start!$C$23:$D$29,2,FALSE)","v":54.56},{"$f":"(Y264/T264)+Start!$D$19*(VLOOKUP(R264,Start!$M$33:$N$39,2,FALSE)/T264)+VLOOKUP(S264,Start!$C$33:$D$40,2,FALSE)","v":111.34812500000001}]
[null,null,"Yes","SEE926239714443","BNA0556a","Cargill Deutschland GmbH","DT Kre",47809,"Krefeld","Düsseldorfer Strasse 191","Nordrhein-Westfalen","1964-04-29","Erdgas","Erdgas, Erdölgas","Gas","Ja","Gegendruckmaschine mit Entnahme","Gas","CCGT",0.38390000000000002,"OPSD (2020)",26.774999999999999,25.713999999999999,{"$f":"(1-VLOOKUP(S265,Start!$H$33:$I$40,2,FALSE)/100)*W265","v":22.371179999999999},{"$f":"VLOOKUP(R265,Start!$C$9:$D$15,2,FALSE)+VLOOKUP(R265,Start!$C$23:$D$29,2,FALSE)","v":54.56},{"$f":"(Y265/T265)+Start!$D$19*(VLOOKUP(R265,Start!$M$33:$N$39,2,FALSE)/T265)+VLOOKUP(S265,Start!$C$33:$D$40,2,FALSE)","v":170.89330554831986}]
[null,null,"Yes","SEE976415135319","BNA0556b","Cargill Deutschland GmbH","BHKW Kre",47809,"Krefeld","Düsseldorfer Straße 191","Nordrhein-Westfalen","1996-06-30","Erdgas","Erdgas, Erdölgas","Gas","Ja","Verbrennungsmotor","Gas","CCGT",0.44059999999999999,"OPSD (2020)",14.33,14,{"$f":"(1-VLOOKUP(S266,Start!$H$33:$I$40,2,FALSE)/100)*W266","v":12.18},{"$f":"VLOOKUP(R266,Start!$C$9:$D$15,2,FALSE)+VLOOKUP(R266,Start!$C$23:$D$29,2,FALSE)","v":54.56},{"$f":"(Y266/T266)+Start!$D$19*(VLOOKUP(R266,Start!$M$33:$N$39,2,FALSE)/T266)+VLOOKUP(S266,Start!$C$33:$D$40,2,FALSE)","v":149.0943940081707}]
[null,null,"Yes","SEE910161577337","BNA0557a","Currenta GmbH & Co. OHG","UER L57 M1",47829,"Krefeld","Rheinuferstraße 7","Nordrhein-Westfalen","1993-12-15","Steinkohle","Steinkohlen","Coal","Ja","Gegendruckmaschine mit Entnahme","Coal","Coal",0.3175,"OPSD (2020)",18.2,17.097000000000001,{"$f":"(1-VLOOKUP(S267,Start!$H$33:$I$40,2,FALSE)/100)*W267","v":13.677600000000002},{"$f":"VLOOKUP(R267,Start!$C$9:$D$15,2,FALSE)+VLOOKUP(R267,Start!$C$23:$D$29,2,FALSE)","v":15.81},{"$f":"(Y267/T267)+Start!$D$19*(VLOOKUP(R267,Start!$M$33:$N$39,2,FALSE)/T267)+VLOOKUP(S267,Start!$C$33:$D$40,2,FALSE)","v":106.38450393700789}]
[null,null,"Yes","SEE916683222854","BNA0557a","Currenta GmbH & Co. OHG","UER L57 M3",47829,"Krefeld","Rheinuferstraße 7","Nordrhein-Westfalen","1964-04-07","Steinkohle","Steinkohlen","Coal","Ja","Kondensationsmaschine ohne Entnahme","Coal","Coal",0.3175,"OPSD (2020)",7.6920000000000002,7.2249999999999996,{"$f":"(1-VLOOKUP(S268,Start!$H$33:$I$40,2,FALSE)/100)*W268","v":5.78},{"$f":"VLOOKUP(R268,Start!$C$9:$D$15,2,FALSE)+VLOOKUP(R268,Start!$C$23:$D$29,2,FALSE)","v":15.81},{"$f":"(Y268/T268)+Start!$D$19*(VLOOKUP(R268,Start!$M$33:$N$39,2,FALSE)/T268)+VLOOKUP(S268,Start!$C$33:$D$40,2,FALSE)","v":106.38450393700789}]
[null,null,"Yes","SEE988421065542","BNA0557b","Currenta GmbH & Co. OHG","UER N230 NST2",47829,"Krefeld","Rheinuferstraße 7","Nordrhein-Westfalen","1964-03-02","Steinkohle","Steinkohlen","Coal","Ja","Gegendruckmaschine mit Entnahme","Coal","Coal",0.35249999999999998,"OPSD (2020)",15.91,15.2,{"$f":"(1-VLOOKUP(S269,Start!$H$33:$I$40,2,FALSE)/100)*W269","v":12.16},{"$f":"VLOOKUP(R269,Start!$C$9:$D$15,2,FALSE)+VLOOKUP(R269,Start!$C$23:$D$29,2,FALSE)","v":15.81},{"$f":"(Y269/T269)+Start!$D$19*(VLOOKUP(R269,Start!$M$33:$N$39,2,FALSE)/T269)+VLOOKUP(S269,Start!$C$33:$D$40,2,FALSE)","v":95.950581560283709}]
[null,null,"Yes","SEE980525088564","BNA0557b","Currenta GmbH & Co. OHG","UER N230 NST3",47829,"Krefeld","Rheinuferstraße 7","Nordrhein-Westfalen","1971-01-15","Erdgas","Erdgas, Erdölgas","Gas","Ja","Gegendruckmaschine mit Entnahme","Gas","CCGT",0.35249999999999998,"OPSD (2020)",33,32.200000000000003,{"$f":"(1-VLOOKUP(S270,Start!$H$33:$I$40,2,FALSE)/100)*W270","v":28.014000000000003},{"$f":"VLOOKUP(R270,Start!$C$9:$D$15,2,FALSE)+VLOOKUP(R270,Start!$C$23:$D$29,2,FALSE)","v":54.56},{"$f":"(Y270/T270)+Start!$D$19*(VLOOKUP(R270,Start!$M$33:$N$39,2,FALSE)/T270)+VLOOKUP(S270,Start!$C$33:$D$40,2,FALSE)","v":185.98252482269507}]
[null,null,"Yes","SEE993301547841","BNA0557b","Currenta GmbH & Co. OHG","UER N230 NST4",47829,"Krefeld","Rheinuferstraße 7","Nordrhein-Westfalen","1967-07-03","Erdgas","Erdgas, Erdölgas","Gas","Ja","Gegendruckmaschine mit Entnahme","Gas","CCGT",0.35249999999999998,"OPSD (2020)",29.7,29,{"$f":"(1-VLOOKUP(S271,Start!$H$33:$I$40,2,FALSE)/100)*W271","v":25.23},{"$f":"VLOOKUP(R271,Start!$C$9:$D$15,2,FALSE)+VLOOKUP(R271,Start!$C$23:$D$29,2,FALSE)","v":54.56},{"$f":"(Y271/T271)+Start!$D$19*(VLOOKUP(R271,Start!$M$33:$N$39,2,FALSE)/T271)+VLOOKUP(S271,Start!$C$33:$D$40,2,FALSE)","v":185.98252482269507}]
[null,null,"Yes","SEE911850657996","BNA0557b","Currenta GmbH & Co. OHG","UER N230 VST1",47829,"Krefeld","Rheinuferstraße 7","Nordrhein-Westfalen","1963-01-28","Steinkohle","Steinkohlen","Coal","Ja","Gegendruckmaschine ohne Entnahme","Coal","Coal",0.35249999999999998,"OPSD (2020)",9,6.5,{"$f":"(1-VLOOKUP(S272,Start!$H$33:$I$40,2,FALSE)/100)*W272","v":5.2},{"$f":"VLOOKUP(R272,Start!$C$9:$D$15,2,FALSE)+VLOOKUP(R272,Start!$C$23:$D$29,2,FALSE)","v":15.81},{"$f":"(Y272/T272)+Start!$D$19*(VLOOKUP(R272,Start!$M$33:$N$39,2,FALSE)/T272)+VLOOKUP(S272,Start!$C$33:$D$40,2,FALSE)","v":95.950581560283709}]
[null,null,"Yes","SEE994134561226","BNA0557b","Currenta GmbH & Co. OHG","UER N230 VST2",47829,"Krefeld","Rheinuferstraße 7","Nordrhein-Westfalen","1964-03-02","Steinkohle","Steinkohlen","Coal","Ja","Gegendruckmaschine ohne Entnahme","Coal","Coal",0.35249999999999998,"OPSD (2020)",9,8.1999999999999993,{"$f":"(1-VLOOKUP(S273,Start!$H$33:$I$40,2,FALSE)/100)*W273","v":6.56},{"$f":"VLOOKUP(R273,Start!$C$9:$D$15,2,FALSE)+VLOOKUP(R273,Start!$C$23:$D$29,2,FALSE)","v":15.81},{"$f":"(Y273/T273)+Start!$D$19*(VLOOKUP(R273,Start!$M$33:$N$39,2,FALSE)/T273)+VLOOKUP(S273,Start!$C$33:$D$40,2,FALSE)","v":95.950581560283709}]
[null,null,"Yes","SEE917033307511","BNA0557b","Currenta GmbH & Co. OHG","UER N230 VST4",47829,"Krefeld","Rheinuferstraße 7","Nordrhein-Westfalen","1967-07-03","Erdgas","Erdgas, Erdölgas","Gas","Ja","Gegendruckmaschine ohne Entnahme","Gas","CCGT",0.35249999999999998,"OPSD (2020)",14.9,13.3,{"$f":"(1-VLOOKUP(S274,Start!$H$33:$I$40,2,FALSE)/100)*W274","v":11.571},{"$f":"VLOOKUP(R274,Start!$C$9:$D$15,2,FALSE)+VLOOKUP(R274,Start!$C$23:$D$29,2,FALSE)","v":54.56},{"$f":"(Y274/T274)+Start!$D$19*(VLOOKUP(R274,Start!$M$33:$N$39,2,FALSE)/T274)+VLOOKUP(S274,Start!$C$33:$D$40,2,FALSE)","v":185.98252482269507}]
[null,null,"Yes","SEE976333173899","BNA0574a","Statkraft Markets GmbH","Gaskraftwerk Landesbergen - Gasturbine",31628,"Landesbergen","Hävern 1","Niedersachsen","1972-01-01","Erdgas","Erdgas, Erdölgas","Gas","Nein","Gasturbinen mit nachgeschalteter Dampfturbine","Gas","CCGT",0.30980000000000002,"OPSD (2020)",58,56,{"$f":"(1-VLOOKUP(S275,Start!$H$33:$I$40,2,FALSE)/100)*W275","v":48.72},{"$f":"VLOOKUP(R275,Start!$C$9:$D$15,2,FALSE)+VLOOKUP(R275,Start!$C$23:$D$29,2,FALSE)","v":54.56},{"$f":"(Y275/T275)+Start!$D$19*(VLOOKUP(R275,Start!$M$33:$N$39,2,FALSE)/T275)+VLOOKUP(S275,Start!$C$33:$D$40,2,FALSE)","v":211.4099096191091}]
[null,null,"Yes","SEE976333173899","BNA0574b","Statkraft Markets GmbH","Gaskraftwerk Landesbergen - Gasturbine",31628,"Landesbergen","Hävern 1","Niedersachsen","1972-01-01","Erdgas","Erdgas, Erdölgas","Gas","Nein","Gasturbinen mit nachgeschalteter Dampfturbine","Gas","CCGT",0.3553,"OPSD (2020)",58,56,{"$f":"(1-VLOOKUP(S276,Start!$H$33:$I$40,2,FALSE)/100)*W276","v":48.72},{"$f":"VLOOKUP(R276,Start!$C$9:$D$15,2,FALSE)+VLOOKUP(R276,Start!$C$23:$D$29,2,FALSE)","v":54.56},{"$f":"(Y276/T276)+Start!$D$19*(VLOOKUP(R276,Start!$M$33:$N$39,2,FALSE)/T276)+VLOOKUP(S276,Start!$C$33:$D$40,2,FALSE)","v":184.52867998874191}]
[null,null,"Yes","SEE923244371197","BNA0588","Stadtwerke Leipzig GmbH","Heizkraftwerk Leipzig Nord GT81",4105,"Leipzig","Eutritzscher Straße 14b","Sachsen","1996-12-01","Erdgas","","Gas","Ja","Gasturbinen mit nachgeschalteter Dampfturbine","Gas","CCGT",0.58499999999999996,"OPSD (2020)",65,63.31,{"$f":"(1-VLOOKUP(S277,Start!$H$33:$I$40,2,FALSE)/100)*W277","v":55.079700000000003},{"$f":"VLOOKUP(R277,Start!$C$9:$D$15,2,FALSE)+VLOOKUP(R277,Start!$C$23:$D$29,2,FALSE)","v":54.56},{"$f":"(Y277/T277)+Start!$D$19*(VLOOKUP(R277,Start!$M$33:$N$39,2,FALSE)/T277)+VLOOKUP(S277,Start!$C$33:$D$40,2,FALSE)","v":112.66254700854702}]
[null,null,"Yes","SEE936196276359","BNA0588","Stadtwerke Leipzig GmbH","Heizkraftwerk Leipzig Nord GT82",4105,"Leipzig","Eutritzscher Straße 14b","Sachsen","1996-12-01","Erdgas","","Gas","Ja","Gasturbinen mit nachgeschalteter Dampfturbine","Gas","CCGT",0.58499999999999996,"OPSD (2020)",65.7,63.991999999999997,{"$f":"(1-VLOOKUP(S278,Start!$H$33:$I$40,2,FALSE)/100)*W278","v":55.67304},{"$f":"VLOOKUP(R278,Start!$C$9:$D$15,2,FALSE)+VLOOKUP(R278,Start!$C$23:$D$29,2,FALSE)","v":54.56},{"$f":"(Y278/T278)+Start!$D$19*(VLOOKUP(R278,Start!$M$33:$N$39,2,FALSE)/T278)+VLOOKUP(S278,Start!$C$33:$D$40,2,FALSE)","v":112.66254700854702}]
[null,null,"Yes","SEE981876305560","BNA0590","MVV Umwelt Asset GmbH","TREA Leuna 1",6237,"Leuna","An der B 91 Tor 12","Sachsen-Anhalt","2005-08-26","nicht biogener Abfall","nicht biogener Abfall (Hausmüll, Siedlungsabfälle)","Waste","Nein","Kondensationsmaschine ohne Entnahme","Waste","Waste",0.33,"OPSD (2020)",18.545000000000002,16.245000000000001,{"$f":"(1-VLOOKUP(S279,Start!$H$33:$I$40,2,FALSE)/100)*W279","v":13.808250000000001},{"$f":"VLOOKUP(R279,Start!$C$9:$D$15,2,FALSE)+VLOOKUP(R279,Start!$C$23:$D$29,2,FALSE)","v":0},{"$f":"(Y279/T279)+Start!$D$19*(VLOOKUP(R279,Start!$M$33:$N$39,2,FALSE)/T279)+VLOOKUP(S279,Start!$C$33:$D$40,2,FALSE)","v":1}]
[null,null,"Yes","SEE925794342412","BNA0591","MVV Umwelt Asset GmbH","TREA Leuna 2",6237,"Leuna","An der B 91 Tor 12","Sachsen-Anhalt","2007-06-19","nicht biogener Abfall","nicht biogener Abfall (Hausmüll, Siedlungsabfälle)","Waste","Nein","Kondensationsmaschine ohne Entnahme","Waste","Waste",0.33,"OPSD (2020)",18.545000000000002,16.245000000000001,{"$f":"(1-VLOOKUP(S280,Start!$H$33:$I$40,2,FALSE)/100)*W280","v":13.808250000000001},{"$f":"VLOOKUP(R280,Start!$C$9:$D$15,2,FALSE)+VLOOKUP(R280,Start!$C$23:$D$29,2,FALSE)","v":0},{"$f":"(Y280/T280)+Start!$D$19*(VLOOKUP(R280,Start!$M$33:$N$39,2,FALSE)/T280)+VLOOKUP(S280,Start!$C$33:$D$40,2,FALSE)","v":1}]
[null,null,"Yes","SEE959858570855","BNA0592","InfraLeuna GmbH","GT4",6237,"Leuna"," ","Sachsen-Anhalt","1998-10-01","Erdgas","Erdgas, Erdölgas","Gas","Nein","Gasturbinen ohne Abhitzekessel","Gas","OCGT",0.53100000000000003,"OPSD (2020)",39,38.4,{"$f":"(1-VLOOKUP(S281,Start!$H$33:$I$40,2,FALSE)/100)*W281","v":33.408000000000001},{"$f":"VLOOKUP(R281,Start!$C$9:$D$15,2,FALSE)+VLOOKUP(R281,Start!$C$23:$D$29,2,FALSE)","v":54.56},{"$f":"(Y281/T281)+Start!$D$19*(VLOOKUP(R281,Start!$M$33:$N$39,2,FALSE)/T281)+VLOOKUP(S281,Start!$C$33:$D$40,2,FALSE)","v":123.46721280602637}]
[null,null,"Yes","SEE947225300921","BNA0593","InfraLeuna GmbH","GT1",6237,"Leuna"," ","Sachsen-Anhalt","1994-07-01","Erdgas","Erdgas, Erdölgas","Gas","Ja","Gasturbinen mit Abhitzekessel","Gas","CCGT",0.51300000000000001,"OPSD (2020)",37.6,37,{"$f":"(1-VLOOKUP(S282,Start!$H$33:$I$40,2,FALSE)/100)*W282","v":32.19},{"$f":"VLOOKUP(R282,Start!$C$9:$D$15,2,FALSE)+VLOOKUP(R282,Start!$C$23:$D$29,2,FALSE)","v":54.56},{"$f":"(Y282/T282)+Start!$D$19*(VLOOKUP(R282,Start!$M$33:$N$39,2,FALSE)/T282)+VLOOKUP(S282,Start!$C$33:$D$40,2,FALSE)","v":128.26430799220273}]
[null,null,"Yes","SEE912160334607","BNA0594","TOTAL Raffinerie Mitteldeutschland GmbH","Leuna GT2",6237,"Leuna"," ","Sachsen-Anhalt","1994-07-01","Erdgas","Erdgas, Erdölgas","Gas","Ja","Gasturbinen mit Abhitzekessel","Gas","CCGT",0.51300000000000001,"OPSD (2020)",37.6,37,{"$f":"(1-VLOOKUP(S283,Start!$H$33:$I$40,2,FALSE)/100)*W283","v":32.19},{"$f":"VLOOKUP(R283,Start!$C$9:$D$15,2,FALSE)+VLOOKUP(R283,Start!$C$23:$D$29,2,FALSE)","v":54.56},{"$f":"(Y283/T283)+Start!$D$19*(VLOOKUP(R283,Start!$M$33:$N$39,2,FALSE)/T283)+VLOOKUP(S283,Start!$C$33:$D$40,2,FALSE)","v":128.26430799220273}]
[null,null,"Yes","SEE930522848685","BNA0595","InfraLeuna GmbH","GT3",6237,"Leuna"," ","Sachsen-Anhalt","1994-07-01","Erdgas","Erdgas, Erdölgas","Gas","Ja","Gasturbinen mit Abhitzekessel","Gas","CCGT",0.51300000000000001,"OPSD (2020)",39,38.4,{"$f":"(1-VLOOKUP(S284,Start!$H$33:$I$40,2,FALSE)/100)*W284","v":33.408000000000001},{"$f":"VLOOKUP(R284,Start!$C$9:$D$15,2,FALSE)+VLOOKUP(R284,Start!$C$23:$D$29,2,FALSE)","v":54.56},{"$f":"(Y284/T284)+Start!$D$19*(VLOOKUP(R284,Start!$M$33:$N$39,2,FALSE)/T284)+VLOOKUP(S284,Start!$C$33:$D$40,2,FALSE)","v":128.26430799220273}]
[null,null,"Yes","SEE982556430190","BNA0596","TOTAL Raffinerie Mitteldeutschland GmbH","Raffineriekraftwerk Leuna HDT",6237,"Leuna","Am Haupttor 3691","Sachsen-Anhalt","1997-01-01","Mineralölprodukte","Andere Mineralölprodukte","Oil","Ja","Gegendruckmaschine ohne Entnahme","Oil","Oil",0.38,"OPSD (2020)",33.6,29.3,{"$f":"(1-VLOOKUP(S285,Start!$H$33:$I$40,2,FALSE)/100)*W285","v":24.905000000000001},{"$f":"VLOOKUP(R285,Start!$C$9:$D$15,2,FALSE)+VLOOKUP(R285,Start!$C$23:$D$29,2,FALSE)","v":35.54},{"$f":"(Y285/T285)+Start!$D$19*(VLOOKUP(R285,Start!$M$33:$N$39,2,FALSE)/T285)+VLOOKUP(S285,Start!$C$33:$D$40,2,FALSE)","v":132.90842105263158}]
[null,null,"Yes","SEE912935247576","BNA0596","TOTAL Raffinerie Mitteldeutschland GmbH","Raffineriekraftwerk Leuna MDT",6237,"Leuna","Am Haupttor 3691","Sachsen-Anhalt","1997-01-01","Mineralölprodukte","Andere Mineralölprodukte","Oil","Ja","Gegendruckmaschine mit Entnahme","Oil","Oil",0.38,"OPSD (2020)",38.299999999999997,33.4,{"$f":"(1-VLOOKUP(S286,Start!$H$33:$I$40,2,FALSE)/100)*W286","v":28.389999999999997},{"$f":"VLOOKUP(R286,Start!$C$9:$D$15,2,FALSE)+VLOOKUP(R286,Start!$C$23:$D$29,2,FALSE)","v":35.54},{"$f":"(Y286/T286)+Start!$D$19*(VLOOKUP(R286,Start!$M$33:$N$39,2,FALSE)/T286)+VLOOKUP(S286,Start!$C$33:$D$40,2,FALSE)","v":132.90842105263158}]
[null,null,"Yes","SEE974711013546","BNA0596","TOTAL Raffinerie Mitteldeutschland GmbH","Raffineriekraftwerk Leuna NDT",6237,"Leuna","Am Haupttor 3691","Sachsen-Anhalt","1997-01-01","Mineralölprodukte","Andere Mineralölprodukte","Oil","Nein","Kondensationsmaschine ohne Entnahme","Oil","Oil",0.38,"OPSD (2020)",34.200000000000003,29.8,{"$f":"(1-VLOOKUP(S287,Start!$H$33:$I$40,2,FALSE)/100)*W287","v":25.33},{"$f":"VLOOKUP(R287,Start!$C$9:$D$15,2,FALSE)+VLOOKUP(R287,Start!$C$23:$D$29,2,FALSE)","v":35.54},{"$f":"(Y287/T287)+Start!$D$19*(VLOOKUP(R287,Start!$M$33:$N$39,2,FALSE)/T287)+VLOOKUP(S287,Start!$C$33:$D$40,2,FALSE)","v":132.90842105263158}]
[null,null,"Yes","SEE904887370686","BNA0597","InfraLeuna GmbH","DT1",6237,"Leuna"," ","Sachsen-Anhalt","1994-07-01","Wärme","Prozessdampf","Other (nicht erneuerbar)","Ja","Gegendruckmaschine mit Entnahme","Other","Other",0.374,"Assumption based on DIW (2014)",9.1,8.6999999999999993,{"$f":"(1-VLOOKUP(S288,Start!$H$33:$I$40,2,FALSE)/100)*W288","v":7.3949999999999996},{"$f":"VLOOKUP(R288,Start!$C$9:$D$15,2,FALSE)+VLOOKUP(R288,Start!$C$23:$D$29,2,FALSE)","v":38},{"$f":"(Y288/T288)+Start!$D$19*(VLOOKUP(R288,Start!$M$33:$N$39,2,FALSE)/T288)+VLOOKUP(S288,Start!$C$33:$D$40,2,FALSE)","v":132.40978609625668}]
[null,null,"Yes","SEE991050894971","BNA0598a","InfraLeuna GmbH","EKT",6237,"Leuna"," ","Sachsen-Anhalt","2000-02-14","Wärme","Dampf (fremdbezogen)","Other (nicht erneuerbar)","Nein","Kondensationsmaschine mit Entnahme","Other","Other",0.38500000000000001,"Assumption based on DIW (2014)",14.7,14,{"$f":"(1-VLOOKUP(S289,Start!$H$33:$I$40,2,FALSE)/100)*W289","v":11.9},{"$f":"VLOOKUP(R289,Start!$C$9:$D$15,2,FALSE)+VLOOKUP(R289,Start!$C$23:$D$29,2,FALSE)","v":38},{"$f":"(Y289/T289)+Start!$D$19*(VLOOKUP(R289,Start!$M$33:$N$39,2,FALSE)/T289)+VLOOKUP(S289,Start!$C$33:$D$40,2,FALSE)","v":128.65522077922077}]
[null,null,"Yes","SEE900957573537","BNA0598b","InfraLeuna GmbH","KT1",6237,"Leuna"," ","Sachsen-Anhalt","2010-04-30","Wärme","Dampf (fremdbezogen)","Other (nicht erneuerbar)","Nein","Kondensationsmaschine ohne Entnahme","Other","Other",0.39600000000000002,"Assumption based on DIW (2014)",21.6,20,{"$f":"(1-VLOOKUP(S290,Start!$H$33:$I$40,2,FALSE)/100)*W290","v":17},{"$f":"VLOOKUP(R290,Start!$C$9:$D$15,2,FALSE)+VLOOKUP(R290,Start!$C$23:$D$29,2,FALSE)","v":38},{"$f":"(Y290/T290)+Start!$D$19*(VLOOKUP(R290,Start!$M$33:$N$39,2,FALSE)/T290)+VLOOKUP(S290,Start!$C$33:$D$40,2,FALSE)","v":125.10924242424242}]
[null,null,"Yes","SEE957830042178","BNA0599","AVEA Entsorgungsbetriebe","Turbine 3",51373,"Leverkusen","Im Eisholz 12","Nordrhein-Westfalen","2010-08-09","nicht biogener Abfall","nicht biogener Abfall (Hausmüll, Siedlungsabfälle)","Waste","Ja","Gegendruckmaschine mit Entnahme","Waste","Waste",0.33,"own Assumption",23.65,18.649999999999999,{"$f":"(1-VLOOKUP(S291,Start!$H$33:$I$40,2,FALSE)/100)*W291","v":15.852499999999999},{"$f":"VLOOKUP(R291,Start!$C$9:$D$15,2,FALSE)+VLOOKUP(R291,Start!$C$23:$D$29,2,FALSE)","v":0},{"$f":"(Y291/T291)+Start!$D$19*(VLOOKUP(R291,Start!$M$33:$N$39,2,FALSE)/T291)+VLOOKUP(S291,Start!$C$33:$D$40,2,FALSE)","v":1}]
[null,null,"Yes","SEE968234156613","BNA0600a","Currenta GmbH & Co. OHG","LEV KWX G20",51373,"Leverkusen","Kaiser-Wilhelm-Allee 80","Nordrhein-Westfalen","1981-03-01","Erdgas","Erdgas, Erdölgas","Gas","Ja","Gasturbinen mit Abhitzekessel","Gas","CCGT",0.36409999999999998,"OPSD (2020)",25.6,25,{"$f":"(1-VLOOKUP(S292,Start!$H$33:$I$40,2,FALSE)/100)*W292","v":21.75},{"$f":"VLOOKUP(R292,Start!$C$9:$D$15,2,FALSE)+VLOOKUP(R292,Start!$C$23:$D$29,2,FALSE)","v":54.56},{"$f":"(Y292/T292)+Start!$D$19*(VLOOKUP(R292,Start!$M$33:$N$39,2,FALSE)/T292)+VLOOKUP(S292,Start!$C$33:$D$40,2,FALSE)","v":180.10502609173307}]
[null,null,"Yes","SEE989771083484","BNA0600b","Currenta GmbH & Co. OHG","LEV KWG G02",51373,"Leverkusen","Kaiser-Wilhelm-Allee 80","Nordrhein-Westfalen","1970-11-17","Steinkohle","Steinkohlen","Coal","Ja","Kondensationsmaschine ohne Entnahme","Coal","Coal",0.33,"OPSD (2020)",8.6999999999999993,8.234,{"$f":"(1-VLOOKUP(S293,Start!$H$33:$I$40,2,FALSE)/100)*W293","v":6.5872000000000002},{"$f":"VLOOKUP(R293,Start!$C$9:$D$15,2,FALSE)+VLOOKUP(R293,Start!$C$23:$D$29,2,FALSE)","v":15.81},{"$f":"(Y293/T293)+Start!$D$19*(VLOOKUP(R293,Start!$M$33:$N$39,2,FALSE)/T293)+VLOOKUP(S293,Start!$C$33:$D$40,2,FALSE)","v":102.4040303030303}]
[null,null,"Yes","SEE976489828827","BNA0600b","Currenta GmbH & Co. OHG","LEV KWG G11",51373,"Leverkusen","Kaiser-Wilhelm-Allee 80","Nordrhein-Westfalen","1955-10-25","Steinkohle","Steinkohlen","Coal","Ja","Gegendruckmaschine ohne Entnahme","Coal","Coal",0.33,"OPSD (2020)",20,19.234999999999999,{"$f":"(1-VLOOKUP(S294,Start!$H$33:$I$40,2,FALSE)/100)*W294","v":15.388},{"$f":"VLOOKUP(R294,Start!$C$9:$D$15,2,FALSE)+VLOOKUP(R294,Start!$C$23:$D$29,2,FALSE)","v":15.81},{"$f":"(Y294/T294)+Start!$D$19*(VLOOKUP(R294,Start!$M$33:$N$39,2,FALSE)/T294)+VLOOKUP(S294,Start!$C$33:$D$40,2,FALSE)","v":102.4040303030303}]
[null,null,"Yes","SEE956973616802","BNA0600b","Currenta GmbH & Co. OHG","LEV KWG G12",51373,"Leverkusen","Kaiser-Wilhelm-Allee 80","Nordrhein-Westfalen","1958-01-01","Steinkohle","Steinkohlen","Coal","Ja","Gegendruckmaschine ohne Entnahme","Coal","Coal",0.33,"OPSD (2020)",18,17.234999999999999,{"$f":"(1-VLOOKUP(S295,Start!$H$33:$I$40,2,FALSE)/100)*W295","v":13.788},{"$f":"VLOOKUP(R295,Start!$C$9:$D$15,2,FALSE)+VLOOKUP(R295,Start!$C$23:$D$29,2,FALSE)","v":15.81},{"$f":"(Y295/T295)+Start!$D$19*(VLOOKUP(R295,Start!$M$33:$N$39,2,FALSE)/T295)+VLOOKUP(S295,Start!$C$33:$D$40,2,FALSE)","v":102.4040303030303}]
[null,null,"Yes","SEE945462188876","BNA0600b","Currenta GmbH & Co. OHG","LEV KWG G19",51373,"Leverkusen","Kaiser-Wilhelm-Allee 80","Nordrhein-Westfalen","1971-09-10","Erdgas","Erdgas, Erdölgas","Gas","Ja","Gegendruckmaschine ohne Entnahme","Gas","CCGT",0.33,"OPSD (2020)",29,27.47,{"$f":"(1-VLOOKUP(S296,Start!$H$33:$I$40,2,FALSE)/100)*W296","v":23.898899999999998},{"$f":"VLOOKUP(R296,Start!$C$9:$D$15,2,FALSE)+VLOOKUP(R296,Start!$C$23:$D$29,2,FALSE)","v":54.56},{"$f":"(Y296/T296)+Start!$D$19*(VLOOKUP(R296,Start!$M$33:$N$39,2,FALSE)/T296)+VLOOKUP(S296,Start!$C$33:$D$40,2,FALSE)","v":198.56087878787881}]
[null,null,"Yes","SEE976193474983","BNA0600b","Currenta GmbH & Co. OHG","LEV KWG G21",51373,"Leverkusen","Kaiser-Wilhelm-Allee 80","Nordrhein-Westfalen","1989-07-28","Steinkohle","Steinkohlen","Coal","Ja","Gegendruckmaschine ohne Entnahme","Coal","Coal",0.33,"OPSD (2020)",13.4,12.670999999999999,{"$f":"(1-VLOOKUP(S297,Start!$H$33:$I$40,2,FALSE)/100)*W297","v":10.136800000000001},{"$f":"VLOOKUP(R297,Start!$C$9:$D$15,2,FALSE)+VLOOKUP(R297,Start!$C$23:$D$29,2,FALSE)","v":15.81},{"$f":"(Y297/T297)+Start!$D$19*(VLOOKUP(R297,Start!$M$33:$N$39,2,FALSE)/T297)+VLOOKUP(S297,Start!$C$33:$D$40,2,FALSE)","v":102.4040303030303}]
[null,null,"Yes","SEE941166182769","BNA0600b","Currenta GmbH & Co. OHG","LEV KWG G22",51373,"Leverkusen","Kaiser-Wilhelm-Allee 80","Nordrhein-Westfalen","1991-10-29","Steinkohle","Steinkohlen","Coal","Ja","Gegendruckmaschine ohne Entnahme","Coal","Coal",0.33,"OPSD (2020)",13.4,12.670999999999999,{"$f":"(1-VLOOKUP(S298,Start!$H$33:$I$40,2,FALSE)/100)*W298","v":10.136800000000001},{"$f":"VLOOKUP(R298,Start!$C$9:$D$15,2,FALSE)+VLOOKUP(R298,Start!$C$23:$D$29,2,FALSE)","v":15.81},{"$f":"(Y298/T298)+Start!$D$19*(VLOOKUP(R298,Start!$M$33:$N$39,2,FALSE)/T298)+VLOOKUP(S298,Start!$C$33:$D$40,2,FALSE)","v":102.4040303030303}]
[null,null,"Yes","SEE969707026280","BNA0600b","Currenta GmbH & Co. OHG","LEV KWG G23",51373,"Leverkusen","Kaiser-Wilhelm-Allee 80","Nordrhein-Westfalen","1999-12-16","Steinkohle","Steinkohlen","Coal","Ja","Gegendruckmaschine ohne Entnahme","Coal","Coal",0.33,"OPSD (2020)",5.8,5.484,{"$f":"(1-VLOOKUP(S299,Start!$H$33:$I$40,2,FALSE)/100)*W299","v":4.3872},{"$f":"VLOOKUP(R299,Start!$C$9:$D$15,2,FALSE)+VLOOKUP(R299,Start!$C$23:$D$29,2,FALSE)","v":15.81},{"$f":"(Y299/T299)+Start!$D$19*(VLOOKUP(R299,Start!$M$33:$N$39,2,FALSE)/T299)+VLOOKUP(S299,Start!$C$33:$D$40,2,FALSE)","v":102.4040303030303}]
[null,null,"Yes","SEE921098709050","BNA0602","RWE Generation SE","Emsland C GT1",49808,"Lingen","Schüttorfer Straße 100","Niedersachsen","2011-12-23","Erdgas","Erdgas, Erdölgas","Gas","Nein","Sonstige","Gas","CCGT",0.46,"OPSD (2020)",60,58,{"$f":"(1-VLOOKUP(S300,Start!$H$33:$I$40,2,FALSE)/100)*W300","v":50.46},{"$f":"VLOOKUP(R300,Start!$C$9:$D$15,2,FALSE)+VLOOKUP(R300,Start!$C$23:$D$29,2,FALSE)","v":54.56},{"$f":"(Y300/T300)+Start!$D$19*(VLOOKUP(R300,Start!$M$33:$N$39,2,FALSE)/T300)+VLOOKUP(S300,Start!$C$33:$D$40,2,FALSE)","v":142.86976086956523}]
[null,null,"Yes","SEE925192446583","BNA0602","RWE Generation SE","Emsland C GT2",49808,"Lingen","Schüttorfer Straße 100","Niedersachsen","2011-12-23","Erdgas","Erdgas, Erdölgas","Gas","Nein","Sonstige","Gas","CCGT",0.46,"OPSD (2020)",60,58,{"$f":"(1-VLOOKUP(S301,Start!$H$33:$I$40,2,FALSE)/100)*W301","v":50.46},{"$f":"VLOOKUP(R301,Start!$C$9:$D$15,2,FALSE)+VLOOKUP(R301,Start!$C$23:$D$29,2,FALSE)","v":54.56},{"$f":"(Y301/T301)+Start!$D$19*(VLOOKUP(R301,Start!$M$33:$N$39,2,FALSE)/T301)+VLOOKUP(S301,Start!$C$33:$D$40,2,FALSE)","v":142.86976086956523}]
[null,null,"Yes","SEE933564106935","BNA0603","RWE Generation SE","Emsland B GT1",49808,"Lingen","Schüttorfer Straße 100","Niedersachsen","2011-12-23","Erdgas","Erdgas, Erdölgas","Gas","Nein","Sonstige","Gas","CCGT",0.46,"OPSD (2020)",60,58,{"$f":"(1-VLOOKUP(S302,Start!$H$33:$I$40,2,FALSE)/100)*W302","v":50.46},{"$f":"VLOOKUP(R302,Start!$C$9:$D$15,2,FALSE)+VLOOKUP(R302,Start!$C$23:$D$29,2,FALSE)","v":54.56},{"$f":"(Y302/T302)+Start!$D$19*(VLOOKUP(R302,Start!$M$33:$N$39,2,FALSE)/T302)+VLOOKUP(S302,Start!$C$33:$D$40,2,FALSE)","v":142.86976086956523}]
[null,null,"Yes","SEE951620659119","BNA0603","RWE Generation SE","Emsland B GT2",49808,"Lingen","Schüttorfer Straße 100","Niedersachsen","2011-12-23","Erdgas","Erdgas, Erdölgas","Gas","Nein","Gasturbinen mit nachgeschalteter Dampfturbine","Gas","CCGT",0.46,"OPSD (2020)",60,58,{"$f":"(1-VLOOKUP(S303,Start!$H$33:$I$40,2,FALSE)/100)*W303","v":50.46},{"$f":"VLOOKUP(R303,Start!$C$9:$D$15,2,FALSE)+VLOOKUP(R303,Start!$C$23:$D$29,2,FALSE)","v":54.56},{"$f":"(Y303/T303)+Start!$D$19*(VLOOKUP(R303,Start!$M$33:$N$39,2,FALSE)/T303)+VLOOKUP(S303,Start!$C$33:$D$40,2,FALSE)","v":142.86976086956523}]
[null,null,"Yes","SEE985908351792","BNA0604","RWE Generation SE","Emsland B DT",49808,"Lingen","Schüttorfer Straße 100","Niedersachsen","1974-01-01","Erdgas","Erdgas, Erdölgas","Gas","Nein","Sonstige","Gas","CCGT",0.46,"OPSD (2020)",372.6,359,{"$f":"(1-VLOOKUP(S304,Start!$H$33:$I$40,2,FALSE)/100)*W304","v":312.33},{"$f":"VLOOKUP(R304,Start!$C$9:$D$15,2,FALSE)+VLOOKUP(R304,Start!$C$23:$D$29,2,FALSE)","v":54.56},{"$f":"(Y304/T304)+Start!$D$19*(VLOOKUP(R304,Start!$M$33:$N$39,2,FALSE)/T304)+VLOOKUP(S304,Start!$C$33:$D$40,2,FALSE)","v":142.86976086956523}]
[null,null,"Yes","SEE994418588468","BNA0605","RWE Generation SE","Emsland C DT",49808,"Lingen","Schüttorfer Straße 100","Niedersachsen","1975-01-01","Erdgas","Erdgas, Erdölgas","Gas","Nein","Sonstige","Gas","CCGT",0.46,"OPSD (2020)",372.6,359,{"$f":"(1-VLOOKUP(S305,Start!$H$33:$I$40,2,FALSE)/100)*W305","v":312.33},{"$f":"VLOOKUP(R305,Start!$C$9:$D$15,2,FALSE)+VLOOKUP(R305,Start!$C$23:$D$29,2,FALSE)","v":54.56},{"$f":"(Y305/T305)+Start!$D$19*(VLOOKUP(R305,Start!$M$33:$N$39,2,FALSE)/T305)+VLOOKUP(S305,Start!$C$33:$D$40,2,FALSE)","v":142.86976086956523}]
[null,null,"Yes","SEE979958390276","BNA0606","RWE Generation SE","Emsland D DT",49808,"Lingen","Schüttorfer Straße 100","Niedersachsen","2010-09-08","Erdgas","Erdgas, Erdölgas","Gas","Ja","Kondensationsmaschine mit Entnahme","Gas","CCGT",0.59199999999999997,"OPSD (2020)",345.13499999999999,340,{"$f":"(1-VLOOKUP(S306,Start!$H$33:$I$40,2,FALSE)/100)*W306","v":295.8},{"$f":"VLOOKUP(R306,Start!$C$9:$D$15,2,FALSE)+VLOOKUP(R306,Start!$C$23:$D$29,2,FALSE)","v":54.56},{"$f":"(Y306/T306)+Start!$D$19*(VLOOKUP(R306,Start!$M$33:$N$39,2,FALSE)/T306)+VLOOKUP(S306,Start!$C$33:$D$40,2,FALSE)","v":111.34812500000001}]
[null,null,"Yes","SEE911671792326","BNA0606","RWE Generation SE","Emsland D GT1",49808,"Lingen","Schüttorfer Straße 100","Niedersachsen","2010-09-08","Erdgas","Erdgas, Erdölgas","Gas","Ja","Gasturbinen mit nachgeschalteter Dampfturbine","Gas","CCGT",0.59199999999999997,"OPSD (2020)",297.93,293.5,{"$f":"(1-VLOOKUP(S307,Start!$H$33:$I$40,2,FALSE)/100)*W307","v":255.345},{"$f":"VLOOKUP(R307,Start!$C$9:$D$15,2,FALSE)+VLOOKUP(R307,Start!$C$23:$D$29,2,FALSE)","v":54.56},{"$f":"(Y307/T307)+Start!$D$19*(VLOOKUP(R307,Start!$M$33:$N$39,2,FALSE)/T307)+VLOOKUP(S307,Start!$C$33:$D$40,2,FALSE)","v":111.34812500000001}]
[null,null,"Yes","SEE929022761297","BNA0606","RWE Generation SE","Emsland D GT2",49808,"Lingen","Schüttorfer Straße 100","Niedersachsen","2010-09-08","Erdgas","Erdgas, Erdölgas","Gas","Ja","Gasturbinen mit nachgeschalteter Dampfturbine","Gas","CCGT",0.59199999999999997,"OPSD (2020)",297.93,293.5,{"$f":"(1-VLOOKUP(S308,Start!$H$33:$I$40,2,FALSE)/100)*W308","v":255.345},{"$f":"VLOOKUP(R308,Start!$C$9:$D$15,2,FALSE)+VLOOKUP(R308,Start!$C$23:$D$29,2,FALSE)","v":54.56},{"$f":"(Y308/T308)+Start!$D$19*(VLOOKUP(R308,Start!$M$33:$N$39,2,FALSE)/T308)+VLOOKUP(S308,Start!$C$33:$D$40,2,FALSE)","v":111.34812500000001}]
[null,null,"Yes","SEE944567587799","BNA0607","Kernkraftwerk Lippe-Ems GmbH","Emsland A",49811,"Lingen","Am Hilgenberg 2","Niedersachsen","1988-06-20","Kernenergie","","Nuclear","Nein","","Nuclear","Nuclear",0.34499999999999997,"OPSD (2020)",1406,1336,{"$f":"(1-VLOOKUP(S309,Start!$H$33:$I$40,2,FALSE)/100)*W309","v":1242.48},{"$f":"VLOOKUP(R309,Start!$C$9:$D$15,2,FALSE)+VLOOKUP(R309,Start!$C$23:$D$29,2,FALSE)","v":5.5},{"$f":"(Y309/T309)+Start!$D$19*(VLOOKUP(R309,Start!$M$33:$N$39,2,FALSE)/T309)+VLOOKUP(S309,Start!$C$33:$D$40,2,FALSE)","v":17.142028985507249}]
[null,null,"Yes","SEE923480721565","BNA0614a","BASF SE","A855 GT1",67063,"Ludwigshafen","Carl-Bosch-Straße 38","Rheinland-Pfalz","1992-02-29","Erdgas","Erdgas, Erdölgas","Gas","Nein","Gasturbinen mit Abhitzekessel","Gas","CCGT",0.35920000000000002,"OPSD (2020)",48,47,{"$f":"(1-VLOOKUP(S310,Start!$H$33:$I$40,2,FALSE)/100)*W310","v":40.89},{"$f":"VLOOKUP(R310,Start!$C$9:$D$15,2,FALSE)+VLOOKUP(R310,Start!$C$23:$D$29,2,FALSE)","v":54.56},{"$f":"(Y310/T310)+Start!$D$19*(VLOOKUP(R310,Start!$M$33:$N$39,2,FALSE)/T310)+VLOOKUP(S310,Start!$C$33:$D$40,2,FALSE)","v":182.54145322939866}]
[null,null,"Yes","SEE920494524915","BNA0614b","BASF SE","GuD Mitte GT11",67063,"Ludwigshafen","Carl-Bosch-Straße 38","Rheinland-Pfalz","2005-05-12","Erdgas","Erdgas, Erdölgas","Gas","Ja","Gasturbinen mit nachgeschalteter Dampfturbine","Gas","CCGT",0.43,"OPSD (2020)",206,204,{"$f":"(1-VLOOKUP(S311,Start!$H$33:$I$40,2,FALSE)/100)*W311","v":177.48},{"$f":"VLOOKUP(R311,Start!$C$9:$D$15,2,FALSE)+VLOOKUP(R311,Start!$C$23:$D$29,2,FALSE)","v":54.56},{"$f":"(Y311/T311)+Start!$D$19*(VLOOKUP(R311,Start!$M$33:$N$39,2,FALSE)/T311)+VLOOKUP(S311,Start!$C$33:$D$40,2,FALSE)","v":152.73276744186049}]
[null,null,"Yes","SEE914414538991","BNA0614b","BASF SE","GuD Mitte GT12",67063,"Ludwigshafen","Carl-Bosch-Straße 38","Rheinland-Pfalz","2005-05-12","Erdgas","Erdgas, Erdölgas","Gas","Ja","Gasturbinen mit nachgeschalteter Dampfturbine","Gas","CCGT",0.43,"OPSD (2020)",206,204,{"$f":"(1-VLOOKUP(S312,Start!$H$33:$I$40,2,FALSE)/100)*W312","v":177.48},{"$f":"VLOOKUP(R312,Start!$C$9:$D$15,2,FALSE)+VLOOKUP(R312,Start!$C$23:$D$29,2,FALSE)","v":54.56},{"$f":"(Y312/T312)+Start!$D$19*(VLOOKUP(R312,Start!$M$33:$N$39,2,FALSE)/T312)+VLOOKUP(S312,Start!$C$33:$D$40,2,FALSE)","v":152.73276744186049}]
[null,null,"Yes","SEE976850689781","BNA0614b","BASF SE","GuD Mitte DT10",67063,"Ludwigshafen","Carl-Bosch-Straße 38","Rheinland-Pfalz","2005-05-12","Wärme","Prozessdampf","Gas","Ja","Gasturbinen mit nachgeschalteter Dampfturbine","Gas","CCGT",0.43,"OPSD (2020)",90.5,89.5,{"$f":"(1-VLOOKUP(S313,Start!$H$33:$I$40,2,FALSE)/100)*W313","v":77.864999999999995},{"$f":"VLOOKUP(R313,Start!$C$9:$D$15,2,FALSE)+VLOOKUP(R313,Start!$C$23:$D$29,2,FALSE)","v":54.56},{"$f":"(Y313/T313)+Start!$D$19*(VLOOKUP(R313,Start!$M$33:$N$39,2,FALSE)/T313)+VLOOKUP(S313,Start!$C$33:$D$40,2,FALSE)","v":152.73276744186049}]
[null,null,"Yes","SEE956943312185","BNA0614c","BASF SE","A718 KT9",67063,"Ludwigshafen","Carl-Bosch-Straße 38","Rheinland-Pfalz","2008-04-30","Wärme","Prozessdampf","Other (nicht erneuerbar)","Nein","Kondensationsmaschine ohne Entnahme","Other","Other",0.39600000000000002,"Assumption based on DIW (2014)",45.75,45.5,{"$f":"(1-VLOOKUP(S314,Start!$H$33:$I$40,2,FALSE)/100)*W314","v":38.674999999999997},{"$f":"VLOOKUP(R314,Start!$C$9:$D$15,2,FALSE)+VLOOKUP(R314,Start!$C$23:$D$29,2,FALSE)","v":38},{"$f":"(Y314/T314)+Start!$D$19*(VLOOKUP(R314,Start!$M$33:$N$39,2,FALSE)/T314)+VLOOKUP(S314,Start!$C$33:$D$40,2,FALSE)","v":125.10924242424242}]
[null,null,"Yes","SEE944122961347","BNA0615","BASF SE","GuD Süd GT1",67063,"Ludwigshafen","Carl-Bosch-Straße 38","Rheinland-Pfalz","1997-07-14","Erdgas","Erdgas, Erdölgas","Gas","Ja","Gasturbinen mit nachgeschalteter Dampfturbine","Gas","CCGT",0.52649999999999997,"OPSD (2020)",175,173,{"$f":"(1-VLOOKUP(S315,Start!$H$33:$I$40,2,FALSE)/100)*W315","v":150.51},{"$f":"VLOOKUP(R315,Start!$C$9:$D$15,2,FALSE)+VLOOKUP(R315,Start!$C$23:$D$29,2,FALSE)","v":54.56},{"$f":"(Y315/T315)+Start!$D$19*(VLOOKUP(R315,Start!$M$33:$N$39,2,FALSE)/T315)+VLOOKUP(S315,Start!$C$33:$D$40,2,FALSE)","v":125.0139411206078}]
[null,null,"Yes","SEE923421872301","BNA0615","BASF SE","GuD Süd GT2",67063,"Ludwigshafen","Carl-Bosch-Straße 38","Rheinland-Pfalz","1997-07-14","Erdgas","Erdgas, Erdölgas","Gas","Ja","Gasturbinen mit nachgeschalteter Dampfturbine","Gas","CCGT",0.52649999999999997,"OPSD (2020)",167.5,165.5,{"$f":"(1-VLOOKUP(S316,Start!$H$33:$I$40,2,FALSE)/100)*W316","v":143.98499999999999},{"$f":"VLOOKUP(R316,Start!$C$9:$D$15,2,FALSE)+VLOOKUP(R316,Start!$C$23:$D$29,2,FALSE)","v":54.56},{"$f":"(Y316/T316)+Start!$D$19*(VLOOKUP(R316,Start!$M$33:$N$39,2,FALSE)/T316)+VLOOKUP(S316,Start!$C$33:$D$40,2,FALSE)","v":125.0139411206078}]
[null,null,"Yes","SEE943309807898","BNA0615","BASF SE","GuD Süd DT",67063,"Ludwigshafen","Carl-Bosch-Straße 38","Rheinland-Pfalz","1997-07-14","Wärme","Prozessdampf","Gas","Ja","Gasturbinen mit nachgeschalteter Dampfturbine","Gas","CCGT",0.52649999999999997,"OPSD (2020)",72,71.5,{"$f":"(1-VLOOKUP(S317,Start!$H$33:$I$40,2,FALSE)/100)*W317","v":62.204999999999998},{"$f":"VLOOKUP(R317,Start!$C$9:$D$15,2,FALSE)+VLOOKUP(R317,Start!$C$23:$D$29,2,FALSE)","v":54.56},{"$f":"(Y317/T317)+Start!$D$19*(VLOOKUP(R317,Start!$M$33:$N$39,2,FALSE)/T317)+VLOOKUP(S317,Start!$C$33:$D$40,2,FALSE)","v":125.0139411206078}]
[null,null,"Yes","SEE940474859066","BNA0616a","BASF SE","Z564 VT1",67063,"Ludwigshafen","Carl-Bosch-Straße 38","Rheinland-Pfalz","1992-04-30","Wärme","Prozessdampf","Waste","Nein","Gegendruckmaschine ohne Entnahme","Waste","Waste",0.33,"OPSD (2020)",12.5,12,{"$f":"(1-VLOOKUP(S318,Start!$H$33:$I$40,2,FALSE)/100)*W318","v":10.199999999999999},{"$f":"VLOOKUP(R318,Start!$C$9:$D$15,2,FALSE)+VLOOKUP(R318,Start!$C$23:$D$29,2,FALSE)","v":0},{"$f":"(Y318/T318)+Start!$D$19*(VLOOKUP(R318,Start!$M$33:$N$39,2,FALSE)/T318)+VLOOKUP(S318,Start!$C$33:$D$40,2,FALSE)","v":1}]
[null,null,"Yes","SEE902840312209","BNA0616b","BASF SE","S300 NKT",67063,"Ludwigshafen","Carl-Bosch-Straße 38","Rheinland-Pfalz","1964-05-11","Wärme","Prozessdampf","Other (nicht erneuerbar)","Ja","Kondensationsmaschine mit Entnahme","Other","Other",0.34499999999999997,"Assumption based on DIW (2014)",40,39,{"$f":"(1-VLOOKUP(S319,Start!$H$33:$I$40,2,FALSE)/100)*W319","v":33.15},{"$f":"VLOOKUP(R319,Start!$C$9:$D$15,2,FALSE)+VLOOKUP(R319,Start!$C$23:$D$29,2,FALSE)","v":38},{"$f":"(Y319/T319)+Start!$D$19*(VLOOKUP(R319,Start!$M$33:$N$39,2,FALSE)/T319)+VLOOKUP(S319,Start!$C$33:$D$40,2,FALSE)","v":143.45582608695653}]
[null,null,"Yes","SEE906899424722","BNA0616b","BASF SE","S300 NT7",67063,"Ludwigshafen","Carl-Bosch-Straße 38","Rheinland-Pfalz","2001-11-21","Wärme","Prozessdampf","Other (nicht erneuerbar)","Ja","Gegendruckmaschine mit Entnahme","Other","Other",0.38500000000000001,"Assumption based on DIW (2014)",24.5,24,{"$f":"(1-VLOOKUP(S320,Start!$H$33:$I$40,2,FALSE)/100)*W320","v":20.399999999999999},{"$f":"VLOOKUP(R320,Start!$C$9:$D$15,2,FALSE)+VLOOKUP(R320,Start!$C$23:$D$29,2,FALSE)","v":38},{"$f":"(Y320/T320)+Start!$D$19*(VLOOKUP(R320,Start!$M$33:$N$39,2,FALSE)/T320)+VLOOKUP(S320,Start!$C$33:$D$40,2,FALSE)","v":128.65522077922077}]
[null,null,"Yes","SEE976459856379","BNA0616b","BASF SE","S300 VT1",67063,"Ludwigshafen","Carl-Bosch-Straße 38","Rheinland-Pfalz","1964-05-11","Wärme","Prozessdampf","Other (nicht erneuerbar)","Ja","Gegendruckmaschine ohne Entnahme","Other","Other",0.34499999999999997,"Assumption based on DIW (2014)",28.5,28,{"$f":"(1-VLOOKUP(S321,Start!$H$33:$I$40,2,FALSE)/100)*W321","v":23.8},{"$f":"VLOOKUP(R321,Start!$C$9:$D$15,2,FALSE)+VLOOKUP(R321,Start!$C$23:$D$29,2,FALSE)","v":38},{"$f":"(Y321/T321)+Start!$D$19*(VLOOKUP(R321,Start!$M$33:$N$39,2,FALSE)/T321)+VLOOKUP(S321,Start!$C$33:$D$40,2,FALSE)","v":143.45582608695653}]
[null,null,"Yes","SEE959837176825","BNA0616b","BASF SE","S300 VT2",67063,"Ludwigshafen","Carl-Bosch-Straße 38","Rheinland-Pfalz","1964-05-11","Wärme","Prozessdampf","Other (nicht erneuerbar)","Ja","Gegendruckmaschine ohne Entnahme","Other","Other",0.34499999999999997,"Assumption based on DIW (2014)",29,28.5,{"$f":"(1-VLOOKUP(S322,Start!$H$33:$I$40,2,FALSE)/100)*W322","v":24.224999999999998},{"$f":"VLOOKUP(R322,Start!$C$9:$D$15,2,FALSE)+VLOOKUP(R322,Start!$C$23:$D$29,2,FALSE)","v":38},{"$f":"(Y322/T322)+Start!$D$19*(VLOOKUP(R322,Start!$M$33:$N$39,2,FALSE)/T322)+VLOOKUP(S322,Start!$C$33:$D$40,2,FALSE)","v":143.45582608695653}]
[null,null,"Yes","SEE962737235608","BNA0622","Müllheizkraftwerk Rothensee GmbH","Block 1",39126,"Magdeburg","Kraftwerk-Privatweg 7","Sachsen-Anhalt","2005-07-17","nicht biogener Abfall","nicht biogener Abfall (Hausmüll, Siedlungsabfälle)","Waste","Ja","Gegendruckmaschine mit Entnahme","Waste","Waste",0.33,"OPSD (2020)",33.6,29.2,{"$f":"(1-VLOOKUP(S323,Start!$H$33:$I$40,2,FALSE)/100)*W323","v":24.82},{"$f":"VLOOKUP(R323,Start!$C$9:$D$15,2,FALSE)+VLOOKUP(R323,Start!$C$23:$D$29,2,FALSE)","v":0},{"$f":"(Y323/T323)+Start!$D$19*(VLOOKUP(R323,Start!$M$33:$N$39,2,FALSE)/T323)+VLOOKUP(S323,Start!$C$33:$D$40,2,FALSE)","v":1}]
[null,null,"Yes","SEE999819576335","BNA0623","Müllheizkraftwerk Rothensee GmbH","Block 2",39126,"Magdeburg","Kraftwerk-Privatweg 7","Sachsen-Anhalt","2006-09-08","nicht biogener Abfall","nicht biogener Abfall (Hausmüll, Siedlungsabfälle)","Waste","Ja","Gegendruckmaschine mit Entnahme","Waste","Waste",0.33,"OPSD (2020)",33.6,33.6,{"$f":"(1-VLOOKUP(S324,Start!$H$33:$I$40,2,FALSE)/100)*W324","v":28.56},{"$f":"VLOOKUP(R324,Start!$C$9:$D$15,2,FALSE)+VLOOKUP(R324,Start!$C$23:$D$29,2,FALSE)","v":0},{"$f":"(Y324/T324)+Start!$D$19*(VLOOKUP(R324,Start!$M$33:$N$39,2,FALSE)/T324)+VLOOKUP(S324,Start!$C$33:$D$40,2,FALSE)","v":1}]
[null,null,"Yes","SEE996285049943","BNA0626","Kraftwerke Mainz-Wiesbaden AG","KW3 DT32",55120,"Mainz","Kraftwerkallee 1","Rheinland-Pfalz","2001-07-05","Erdgas","Erdgas, Erdölgas","Gas","Ja","Kondensationsmaschine mit Entnahme","Gas","CCGT",0.57999999999999996,"OPSD (2020)",139.69999999999999,139.69999999999999,{"$f":"(1-VLOOKUP(S325,Start!$H$33:$I$40,2,FALSE)/100)*W325","v":121.53899999999999},{"$f":"VLOOKUP(R325,Start!$C$9:$D$15,2,FALSE)+VLOOKUP(R325,Start!$C$23:$D$29,2,FALSE)","v":54.56},{"$f":"(Y325/T325)+Start!$D$19*(VLOOKUP(R325,Start!$M$33:$N$39,2,FALSE)/T325)+VLOOKUP(S325,Start!$C$33:$D$40,2,FALSE)","v":113.62084482758623}]
[null,null,"Yes","SEE909927513559","BNA0626","Kraftwerke Mainz-Wiesbaden AG","KW3 GT31",55120,"Mainz","Kraftwerkallee 1","Rheinland-Pfalz","2001-07-05","Erdgas","Erdgas, Erdölgas","Gas","Ja","Gasturbinen mit Abhitzekessel","Gas","CCGT",0.57999999999999996,"OPSD (2020)",296.3,291.3,{"$f":"(1-VLOOKUP(S326,Start!$H$33:$I$40,2,FALSE)/100)*W326","v":253.43100000000001},{"$f":"VLOOKUP(R326,Start!$C$9:$D$15,2,FALSE)+VLOOKUP(R326,Start!$C$23:$D$29,2,FALSE)","v":54.56},{"$f":"(Y326/T326)+Start!$D$19*(VLOOKUP(R326,Start!$M$33:$N$39,2,FALSE)/T326)+VLOOKUP(S326,Start!$C$33:$D$40,2,FALSE)","v":113.62084482758623}]
[null,null,"Yes","SEE982563254987","BNA0627","Kraftwerke Mainz-Wiesbaden AG","KW2 GT26",55120,"Mainz","Kraftwerkallee 1","Rheinland-Pfalz","1977-01-01","Erdgas","Erdgas, Erdölgas","Gas","Nein","Gasturbinen ohne Abhitzekessel","Gas","CCGT",0.432,"OPSD (2020)",95,90,{"$f":"(1-VLOOKUP(S327,Start!$H$33:$I$40,2,FALSE)/100)*W327","v":78.3},{"$f":"VLOOKUP(R327,Start!$C$9:$D$15,2,FALSE)+VLOOKUP(R327,Start!$C$23:$D$29,2,FALSE)","v":54.56},{"$f":"(Y327/T327)+Start!$D$19*(VLOOKUP(R327,Start!$M$33:$N$39,2,FALSE)/T327)+VLOOKUP(S327,Start!$C$33:$D$40,2,FALSE)","v":152.03261574074077}]
[null,null,"Yes","SEE906120609386","BNA0637","Essity Operations Mannheim GmbH","DTS 2",68305,"Mannheim","Sandhofer Straße 176","Baden-Württemberg","1969-11-21","Erdgas","Erdgas, Erdölgas","Gas","Ja","Gegendruckmaschine mit Entnahme","Gas","CCGT",0.38,"OPSD (2020)",28.5,28.448,{"$f":"(1-VLOOKUP(S328,Start!$H$33:$I$40,2,FALSE)/100)*W328","v":24.749760000000002},{"$f":"VLOOKUP(R328,Start!$C$9:$D$15,2,FALSE)+VLOOKUP(R328,Start!$C$23:$D$29,2,FALSE)","v":54.56},{"$f":"(Y328/T328)+Start!$D$19*(VLOOKUP(R328,Start!$M$33:$N$39,2,FALSE)/T328)+VLOOKUP(S328,Start!$C$33:$D$40,2,FALSE)","v":172.63181578947371}]
[null,null,"Yes","SEE919366422664","BNA0637","Essity Operations Mannheim GmbH","DTS 3",68305,"Mannheim","Sandhofer Straße 176","Baden-Württemberg","2012-11-21","Erdgas","Erdgas, Erdölgas","Gas","Ja","Gegendruckmaschine mit Entnahme","Gas","CCGT",0.38,"OPSD (2020)",17.04,17.009,{"$f":"(1-VLOOKUP(S329,Start!$H$33:$I$40,2,FALSE)/100)*W329","v":14.797829999999999},{"$f":"VLOOKUP(R329,Start!$C$9:$D$15,2,FALSE)+VLOOKUP(R329,Start!$C$23:$D$29,2,FALSE)","v":54.56},{"$f":"(Y329/T329)+Start!$D$19*(VLOOKUP(R329,Start!$M$33:$N$39,2,FALSE)/T329)+VLOOKUP(S329,Start!$C$33:$D$40,2,FALSE)","v":172.63181578947371}]
[null,null,"Yes","SEE923959807806","BNA0640","BASF SE","Turbine 3",68169,"Mannheim","Otto-Hahn-Straße 1","Baden-Württemberg","2006-11-10","nicht biogener Abfall","nicht biogener Abfall (Hausmüll, Siedlungsabfälle)","Waste","Nein","Kondensationsmaschine mit Entnahme","Waste","Waste",0.33,"OPSD (2020)",12.96,12.8,{"$f":"(1-VLOOKUP(S330,Start!$H$33:$I$40,2,FALSE)/100)*W330","v":10.88},{"$f":"VLOOKUP(R330,Start!$C$9:$D$15,2,FALSE)+VLOOKUP(R330,Start!$C$23:$D$29,2,FALSE)","v":0},{"$f":"(Y330/T330)+Start!$D$19*(VLOOKUP(R330,Start!$M$33:$N$39,2,FALSE)/T330)+VLOOKUP(S330,Start!$C$33:$D$40,2,FALSE)","v":1}]
[null,null,"Yes","SEE904983741502","BNA0641a","MVV Umwelt Asset GmbH","MHKW Mannheim Generator T60",68169,"Mannheim","Otto-Hahn-Straße 1","Baden-Württemberg","2010-01-07","nicht biogener Abfall","nicht biogener Abfall (Hausmüll, Siedlungsabfälle)","Waste","Ja","Kondensationsmaschine mit Entnahme","Waste","Waste",0.33,"OPSD (2020)",27.6,25.6,{"$f":"(1-VLOOKUP(S331,Start!$H$33:$I$40,2,FALSE)/100)*W331","v":21.76},{"$f":"VLOOKUP(R331,Start!$C$9:$D$15,2,FALSE)+VLOOKUP(R331,Start!$C$23:$D$29,2,FALSE)","v":0},{"$f":"(Y331/T331)+Start!$D$19*(VLOOKUP(R331,Start!$M$33:$N$39,2,FALSE)/T331)+VLOOKUP(S331,Start!$C$33:$D$40,2,FALSE)","v":1}]
[null,null,"Yes","SEE953730197888","BNA0641b","MVV Umwelt Asset GmbH","MHKW Mannheim Generator TD0",68169,"Mannheim","Otto-Hahn-Straße 1","Baden-Württemberg","2012-08-13","nicht biogener Abfall","nicht biogener Abfall (Hausmüll, Siedlungsabfälle)","Waste","Ja","Gegendruckmaschine mit Entnahme","Waste","Waste",0.33,"OPSD (2020)",8.85,4.26,{"$f":"(1-VLOOKUP(S332,Start!$H$33:$I$40,2,FALSE)/100)*W332","v":3.6209999999999996},{"$f":"VLOOKUP(R332,Start!$C$9:$D$15,2,FALSE)+VLOOKUP(R332,Start!$C$23:$D$29,2,FALSE)","v":0},{"$f":"(Y332/T332)+Start!$D$19*(VLOOKUP(R332,Start!$M$33:$N$39,2,FALSE)/T332)+VLOOKUP(S332,Start!$C$33:$D$40,2,FALSE)","v":1}]
[null,null,"Yes","SEE948093740512","BNA0641c","MVV Umwelt Asset GmbH","MHKW Mannheim Generator TE0",68169,"Mannheim","Otto-Hahn-Straße 1","Baden-Württemberg","2012-06-14","nicht biogener Abfall","nicht biogener Abfall (Hausmüll, Siedlungsabfälle)","Waste","Ja","Gegendruckmaschine mit Entnahme","Waste","Waste",0.33,"OPSD (2020)",8.85,4.26,{"$f":"(1-VLOOKUP(S333,Start!$H$33:$I$40,2,FALSE)/100)*W333","v":3.6209999999999996},{"$f":"VLOOKUP(R333,Start!$C$9:$D$15,2,FALSE)+VLOOKUP(R333,Start!$C$23:$D$29,2,FALSE)","v":0},{"$f":"(Y333/T333)+Start!$D$19*(VLOOKUP(R333,Start!$M$33:$N$39,2,FALSE)/T333)+VLOOKUP(S333,Start!$C$33:$D$40,2,FALSE)","v":1}]
[null,null,"Yes","SEE909002940690","BNA0644","Grosskraftwerk Mannheim","GKM Block 6",68199,"Mannheim","Marguerrestraße 1","Baden-Württemberg","2005-12-26","Steinkohle","","Coal","Ja","Gegendruckmaschine mit Entnahme","Coal","Coal",0.4375,"OPSD (2020)",280,255,{"$f":"(1-VLOOKUP(S334,Start!$H$33:$I$40,2,FALSE)/100)*W334","v":204},{"$f":"VLOOKUP(R334,Start!$C$9:$D$15,2,FALSE)+VLOOKUP(R334,Start!$C$23:$D$29,2,FALSE)","v":15.81},{"$f":"(Y334/T334)+Start!$D$19*(VLOOKUP(R334,Start!$M$33:$N$39,2,FALSE)/T334)+VLOOKUP(S334,Start!$C$33:$D$40,2,FALSE)","v":77.561325714285715}]
[null,null,"Yes","SEE975507584615","BNA0646a","Grosskraftwerk Mannheim","GKM Block 8",68199,"Mannheim","Marguerrestraße 1","Baden-Württemberg","1993-04-05","Steinkohle","","Coal","Ja","Gegendruckmaschine mit Entnahme","Coal","Coal",0.40749999999999997,"OPSD (2020)",480,435,{"$f":"(1-VLOOKUP(S335,Start!$H$33:$I$40,2,FALSE)/100)*W335","v":348},{"$f":"VLOOKUP(R335,Start!$C$9:$D$15,2,FALSE)+VLOOKUP(R335,Start!$C$23:$D$29,2,FALSE)","v":15.81},{"$f":"(Y335/T335)+Start!$D$19*(VLOOKUP(R335,Start!$M$33:$N$39,2,FALSE)/T335)+VLOOKUP(S335,Start!$C$33:$D$40,2,FALSE)","v":83.175656441717805}]
[null,null,"Yes","SEE988477355802","BNA0646b","Grosskraftwerk Mannheim","GKM Block 9",68199,"Mannheim","Marguerrestraße 1","Baden-Württemberg","2015-05-02","Steinkohle","Steinkohlen","Coal","Ja","Kondensationsmaschine mit Entnahme","Coal","Coal",0.46400000000000002,"OPSD (2020)",911,843,{"$f":"(1-VLOOKUP(S336,Start!$H$33:$I$40,2,FALSE)/100)*W336","v":674.40000000000009},{"$f":"VLOOKUP(R336,Start!$C$9:$D$15,2,FALSE)+VLOOKUP(R336,Start!$C$23:$D$29,2,FALSE)","v":15.81},{"$f":"(Y336/T336)+Start!$D$19*(VLOOKUP(R336,Start!$M$33:$N$39,2,FALSE)/T336)+VLOOKUP(S336,Start!$C$33:$D$40,2,FALSE)","v":73.205883620689661}]
[null,null,"Yes","SEE984037976906","BNA0658","Evonik Operations GmbH","Kraftwerk III, GT311",45772,"Marl","Paul-Baumann-Straße 1","Nordrhein-Westfalen","1973-11-22","Erdgas","Erdgas, Erdölgas","Gas","Ja","Gasturbinen mit nachgeschalteter Dampfturbine","Gas","CCGT",0.55349999999999999,"OPSD (2020)",62.56,61.127000000000002,{"$f":"(1-VLOOKUP(S337,Start!$H$33:$I$40,2,FALSE)/100)*W337","v":53.180489999999999},{"$f":"VLOOKUP(R337,Start!$C$9:$D$15,2,FALSE)+VLOOKUP(R337,Start!$C$23:$D$29,2,FALSE)","v":54.56},{"$f":"(Y337/T337)+Start!$D$19*(VLOOKUP(R337,Start!$M$33:$N$39,2,FALSE)/T337)+VLOOKUP(S337,Start!$C$33:$D$40,2,FALSE)","v":118.98887082204155}]
[null,null,"Yes","SEE934361309352","BNA0659","Evonik Operations GmbH","Kraftwerk III, GT312",45772,"Marl","Paul-Baumann-Straße 1","Nordrhein-Westfalen","1974-01-01","Erdgas","Erdgas, Erdölgas","Gas","Ja","Gasturbinen mit nachgeschalteter Dampfturbine","Gas","CCGT",0.55349999999999999,"OPSD (2020)",79,77.566999999999993,{"$f":"(1-VLOOKUP(S338,Start!$H$33:$I$40,2,FALSE)/100)*W338","v":67.483289999999997},{"$f":"VLOOKUP(R338,Start!$C$9:$D$15,2,FALSE)+VLOOKUP(R338,Start!$C$23:$D$29,2,FALSE)","v":54.56},{"$f":"(Y338/T338)+Start!$D$19*(VLOOKUP(R338,Start!$M$33:$N$39,2,FALSE)/T338)+VLOOKUP(S338,Start!$C$33:$D$40,2,FALSE)","v":118.98887082204155}]
[null,null,"Yes","SEE938923083674","BNA0660","Evonik Operations GmbH","Kraftwerk I, T14",45772,"Marl","Paul-Baumann-Straße 1","Nordrhein-Westfalen","1971-06-01","Steinkohle","Steinkohlen","Coal","Ja","Gegendruckmaschine ohne Entnahme","Coal","Coal",0.40949999999999998,"OPSD (2020)",63.2,55.56,{"$f":"(1-VLOOKUP(S339,Start!$H$33:$I$40,2,FALSE)/100)*W339","v":44.448000000000008},{"$f":"VLOOKUP(R339,Start!$C$9:$D$15,2,FALSE)+VLOOKUP(R339,Start!$C$23:$D$29,2,FALSE)","v":15.81},{"$f":"(Y339/T339)+Start!$D$19*(VLOOKUP(R339,Start!$M$33:$N$39,2,FALSE)/T339)+VLOOKUP(S339,Start!$C$33:$D$40,2,FALSE)","v":82.77577533577535}]
[null,null,"Yes","SEE923577153439","BNA0662a","Evonik Operations GmbH","Kraftwerk I,  T15",45772,"Marl","Paul-Baumann-Straße 1","Nordrhein-Westfalen","1983-10-15","Steinkohle","Steinkohlen","Coal","Ja","Gegendruckmaschine ohne Entnahme","Coal","Coal",0.46350000000000002,"OPSD (2020)",76.099999999999994,68.400000000000006,{"$f":"(1-VLOOKUP(S340,Start!$H$33:$I$40,2,FALSE)/100)*W340","v":54.720000000000006},{"$f":"VLOOKUP(R340,Start!$C$9:$D$15,2,FALSE)+VLOOKUP(R340,Start!$C$23:$D$29,2,FALSE)","v":15.81},{"$f":"(Y340/T340)+Start!$D$19*(VLOOKUP(R340,Start!$M$33:$N$39,2,FALSE)/T340)+VLOOKUP(S340,Start!$C$33:$D$40,2,FALSE)","v":73.283451995685013}]
[null,null,"Yes","SEE993408840296","BNA0662b","Evonik Operations GmbH","Kraftwerk I, EKT16",45772,"Marl","Paul-Baumann-Straße 1","Nordrhein-Westfalen","1972-12-15","Steinkohle","Steinkohlen","Coal","Ja","Kondensationsmaschine mit Entnahme","Coal","Coal",0.27,"OPSD (2020)",46.795999999999999,45.99,{"$f":"(1-VLOOKUP(S341,Start!$H$33:$I$40,2,FALSE)/100)*W341","v":36.792000000000002},{"$f":"VLOOKUP(R341,Start!$C$9:$D$15,2,FALSE)+VLOOKUP(R341,Start!$C$23:$D$29,2,FALSE)","v":15.81},{"$f":"(Y341/T341)+Start!$D$19*(VLOOKUP(R341,Start!$M$33:$N$39,2,FALSE)/T341)+VLOOKUP(S341,Start!$C$33:$D$40,2,FALSE)","v":124.87159259259259}]
[null,null,"Yes","SEE901120268069","BNA0662b","Evonik Operations GmbH","Kraftwerk I, GT11",45772,"Marl","Paul-Baumann-Straße 1","Nordrhein-Westfalen","1942-02-22","Steinkohle","Steinkohlen","Coal","Ja","Gegendruckmaschine ohne Entnahme","Coal","Coal",0.27,"OPSD (2020)",18.399999999999999,18.399999999999999,{"$f":"(1-VLOOKUP(S342,Start!$H$33:$I$40,2,FALSE)/100)*W342","v":14.719999999999999},{"$f":"VLOOKUP(R342,Start!$C$9:$D$15,2,FALSE)+VLOOKUP(R342,Start!$C$23:$D$29,2,FALSE)","v":15.81},{"$f":"(Y342/T342)+Start!$D$19*(VLOOKUP(R342,Start!$M$33:$N$39,2,FALSE)/T342)+VLOOKUP(S342,Start!$C$33:$D$40,2,FALSE)","v":124.87159259259259}]
[null,null,"Yes","SEE953373967701","BNA0662b","Evonik Operations GmbH","Kraftwerk I, GT9",45772,"Marl","Paul-Baumann-Straße 1","Nordrhein-Westfalen","1941-06-13","Steinkohle","Steinkohlen","Coal","Ja","Gegendruckmaschine ohne Entnahme","Coal","Coal",0.27,"OPSD (2020)",15.75,15.75,{"$f":"(1-VLOOKUP(S343,Start!$H$33:$I$40,2,FALSE)/100)*W343","v":12.600000000000001},{"$f":"VLOOKUP(R343,Start!$C$9:$D$15,2,FALSE)+VLOOKUP(R343,Start!$C$23:$D$29,2,FALSE)","v":15.81},{"$f":"(Y343/T343)+Start!$D$19*(VLOOKUP(R343,Start!$M$33:$N$39,2,FALSE)/T343)+VLOOKUP(S343,Start!$C$33:$D$40,2,FALSE)","v":124.87159259259259}]
[null,null,"Yes","SEE952266131625","BNA0662b","Evonik Operations GmbH","Kraftwerk I, KT13",45772,"Marl","Paul-Baumann-Straße 1","Nordrhein-Westfalen","1949-12-16","Steinkohle","Steinkohlen","Coal","Ja","Kondensationsmaschine ohne Entnahme","Coal","Coal",0.27,"OPSD (2020)",21,20.513999999999999,{"$f":"(1-VLOOKUP(S344,Start!$H$33:$I$40,2,FALSE)/100)*W344","v":16.411200000000001},{"$f":"VLOOKUP(R344,Start!$C$9:$D$15,2,FALSE)+VLOOKUP(R344,Start!$C$23:$D$29,2,FALSE)","v":15.81},{"$f":"(Y344/T344)+Start!$D$19*(VLOOKUP(R344,Start!$M$33:$N$39,2,FALSE)/T344)+VLOOKUP(S344,Start!$C$33:$D$40,2,FALSE)","v":124.87159259259259}]
[null,null,"Yes","SEE991559435767","BNA0662b","Evonik Operations GmbH","Kraftwerk I, KT5",45772,"Marl","Paul-Baumann-Straße 1","Nordrhein-Westfalen","1940-08-12","Steinkohle","Steinkohlen","Coal","Ja","Kondensationsmaschine ohne Entnahme","Coal","Coal",0.27,"OPSD (2020)",16,15.638,{"$f":"(1-VLOOKUP(S345,Start!$H$33:$I$40,2,FALSE)/100)*W345","v":12.510400000000001},{"$f":"VLOOKUP(R345,Start!$C$9:$D$15,2,FALSE)+VLOOKUP(R345,Start!$C$23:$D$29,2,FALSE)","v":15.81},{"$f":"(Y345/T345)+Start!$D$19*(VLOOKUP(R345,Start!$M$33:$N$39,2,FALSE)/T345)+VLOOKUP(S345,Start!$C$33:$D$40,2,FALSE)","v":124.87159259259259}]
[null,null,"Yes","SEE993836152862","BNA0662b","Evonik Operations GmbH","Kraftwerk I, KT7",45772,"Marl","Paul-Baumann-Straße 1","Nordrhein-Westfalen","1941-11-04","Steinkohle","Steinkohlen","Coal","Ja","Kondensationsmaschine ohne Entnahme","Coal","Coal",0.27,"OPSD (2020)",18,17.571999999999999,{"$f":"(1-VLOOKUP(S346,Start!$H$33:$I$40,2,FALSE)/100)*W346","v":14.057600000000001},{"$f":"VLOOKUP(R346,Start!$C$9:$D$15,2,FALSE)+VLOOKUP(R346,Start!$C$23:$D$29,2,FALSE)","v":15.81},{"$f":"(Y346/T346)+Start!$D$19*(VLOOKUP(R346,Start!$M$33:$N$39,2,FALSE)/T346)+VLOOKUP(S346,Start!$C$33:$D$40,2,FALSE)","v":124.87159259259259}]
[null,null,"Yes","SEE918056935682","BNA0662b","Evonik Operations GmbH","Kraftwerk III, DT310",45772,"Marl","Paul-Baumann-Straße 1","Nordrhein-Westfalen","1973-08-01","Erdgas","Erdgas, Erdölgas","Gas","Ja","Gegendruckmaschine ohne Entnahme","Gas","CCGT",0.27,"OPSD (2020)",35.450000000000003,35.450000000000003,{"$f":"(1-VLOOKUP(S347,Start!$H$33:$I$40,2,FALSE)/100)*W347","v":30.841500000000003},{"$f":"VLOOKUP(R347,Start!$C$9:$D$15,2,FALSE)+VLOOKUP(R347,Start!$C$23:$D$29,2,FALSE)","v":54.56},{"$f":"(Y347/T347)+Start!$D$19*(VLOOKUP(R347,Start!$M$33:$N$39,2,FALSE)/T347)+VLOOKUP(S347,Start!$C$33:$D$40,2,FALSE)","v":242.35218518518519}]
[null,null,"Yes","SEE907223904750","BNA0683a","SWM Services GmbH","SWM HKW Sued GuD1 DT1",81371,"München","Schäftlarnstraße 15","Bayern","1980-10-01","Erdgas","Erdgas, Erdölgas","Gas","Ja","Kondensationsmaschine mit Entnahme","Gas","CCGT",0.45,"OPSD (2020)",82.7,79.7,{"$f":"(1-VLOOKUP(S348,Start!$H$33:$I$40,2,FALSE)/100)*W348","v":69.338999999999999},{"$f":"VLOOKUP(R348,Start!$C$9:$D$15,2,FALSE)+VLOOKUP(R348,Start!$C$23:$D$29,2,FALSE)","v":54.56},{"$f":"(Y348/T348)+Start!$D$19*(VLOOKUP(R348,Start!$M$33:$N$39,2,FALSE)/T348)+VLOOKUP(S348,Start!$C$33:$D$40,2,FALSE)","v":146.0113111111111}]
[null,null,"Yes","SEE985585573104","BNA0683b","SWM Services GmbH","SWM HKW Sued GuD1 GT3",81371,"München","Schäftlarnstraße 15","Bayern","1980-10-01","Erdgas","Erdgas, Erdölgas","Gas","Ja","Gasturbinen mit Abhitzekessel","Gas","CCGT",0.45,"OPSD (2020)",98.9,97.9,{"$f":"(1-VLOOKUP(S349,Start!$H$33:$I$40,2,FALSE)/100)*W349","v":85.173000000000002},{"$f":"VLOOKUP(R349,Start!$C$9:$D$15,2,FALSE)+VLOOKUP(R349,Start!$C$23:$D$29,2,FALSE)","v":54.56},{"$f":"(Y349/T349)+Start!$D$19*(VLOOKUP(R349,Start!$M$33:$N$39,2,FALSE)/T349)+VLOOKUP(S349,Start!$C$33:$D$40,2,FALSE)","v":146.0113111111111}]
[null,null,"Yes","SEE901789931854","BNA0683c","SWM Services GmbH","SWM HKW Sued GuD1 GT2",81371,"München","Schäftlarnstraße 15","Bayern","1980-10-01","Erdgas","Erdgas, Erdölgas","Gas","Ja","Gasturbinen mit Abhitzekessel","Gas","CCGT",0.45,"OPSD (2020)",98.9,97.9,{"$f":"(1-VLOOKUP(S350,Start!$H$33:$I$40,2,FALSE)/100)*W350","v":85.173000000000002},{"$f":"VLOOKUP(R350,Start!$C$9:$D$15,2,FALSE)+VLOOKUP(R350,Start!$C$23:$D$29,2,FALSE)","v":54.56},{"$f":"(Y350/T350)+Start!$D$19*(VLOOKUP(R350,Start!$M$33:$N$39,2,FALSE)/T350)+VLOOKUP(S350,Start!$C$33:$D$40,2,FALSE)","v":146.0113111111111}]
[null,null,"Yes","SEE980327120226","BNA0684a","SWM Services GmbH","SWM HKW Sued GuD2 GT61",81371,"München","Schäftlarnstraße 15","Bayern","2004-11-17","Erdgas","Erdgas, Erdölgas","Gas","Ja","Gasturbinen mit nachgeschalteter Dampfturbine","Gas","CCGT",0.55800000000000005,"OPSD (2020)",127.883,124.9,{"$f":"(1-VLOOKUP(S351,Start!$H$33:$I$40,2,FALSE)/100)*W351","v":108.66300000000001},{"$f":"VLOOKUP(R351,Start!$C$9:$D$15,2,FALSE)+VLOOKUP(R351,Start!$C$23:$D$29,2,FALSE)","v":54.56},{"$f":"(Y351/T351)+Start!$D$19*(VLOOKUP(R351,Start!$M$33:$N$39,2,FALSE)/T351)+VLOOKUP(S351,Start!$C$33:$D$40,2,FALSE)","v":118.04137992831541}]
[null,null,"Yes","SEE976219797843","BNA0684b","SWM Services GmbH","SWM HKW Sued GuD2 GT62",81371,"München","Schäftlarnstraße 15","Bayern","2004-11-17","Erdgas","Erdgas, Erdölgas","Gas","Ja","Gasturbinen mit nachgeschalteter Dampfturbine","Gas","CCGT",0.55800000000000005,"OPSD (2020)",126.949,123.9,{"$f":"(1-VLOOKUP(S352,Start!$H$33:$I$40,2,FALSE)/100)*W352","v":107.79300000000001},{"$f":"VLOOKUP(R352,Start!$C$9:$D$15,2,FALSE)+VLOOKUP(R352,Start!$C$23:$D$29,2,FALSE)","v":54.56},{"$f":"(Y352/T352)+Start!$D$19*(VLOOKUP(R352,Start!$M$33:$N$39,2,FALSE)/T352)+VLOOKUP(S352,Start!$C$33:$D$40,2,FALSE)","v":118.04137992831541}]
[null,null,"Yes","SEE996720450723","BNA0684c","SWM Services GmbH","SWM HKW Sued GuD2 DT60",81371,"München","Schäftlarnstraße 15","Bayern","2004-11-17","Erdgas","Erdgas, Erdölgas","Gas","Ja","Gegendruckmaschine mit Entnahme","Gas","CCGT",0.55800000000000005,"OPSD (2020)",131.58500000000001,127.6,{"$f":"(1-VLOOKUP(S353,Start!$H$33:$I$40,2,FALSE)/100)*W353","v":111.012},{"$f":"VLOOKUP(R353,Start!$C$9:$D$15,2,FALSE)+VLOOKUP(R353,Start!$C$23:$D$29,2,FALSE)","v":54.56},{"$f":"(Y353/T353)+Start!$D$19*(VLOOKUP(R353,Start!$M$33:$N$39,2,FALSE)/T353)+VLOOKUP(S353,Start!$C$33:$D$40,2,FALSE)","v":118.04137992831541}]
[null,null,"Yes","SEE991633857065","BNA0685","Stadtwerke Münster GmbH","Gasturbine 1",48155,"Münster","Am Mittelhafen 11","Nordrhein-Westfalen","2005-12-30","Erdgas","Erdgas, Erdölgas","Gas","Ja","Gasturbinen mit Abhitzekessel","Gas","CCGT",0.5625,"OPSD (2020)",32,32,{"$f":"(1-VLOOKUP(S354,Start!$H$33:$I$40,2,FALSE)/100)*W354","v":27.84},{"$f":"VLOOKUP(R354,Start!$C$9:$D$15,2,FALSE)+VLOOKUP(R354,Start!$C$23:$D$29,2,FALSE)","v":54.56},{"$f":"(Y354/T354)+Start!$D$19*(VLOOKUP(R354,Start!$M$33:$N$39,2,FALSE)/T354)+VLOOKUP(S354,Start!$C$33:$D$40,2,FALSE)","v":117.10904888888889}]
[null,null,"Yes","SEE924909675933","BNA0685","Stadtwerke Münster GmbH","Gasturbine 2",48155,"Münster","Am Mittelhafen 11","Nordrhein-Westfalen","2005-12-30","Erdgas","Erdgas, Erdölgas","Gas","Ja","Gasturbinen mit Abhitzekessel","Gas","CCGT",0.5625,"OPSD (2020)",32,32,{"$f":"(1-VLOOKUP(S355,Start!$H$33:$I$40,2,FALSE)/100)*W355","v":27.84},{"$f":"VLOOKUP(R355,Start!$C$9:$D$15,2,FALSE)+VLOOKUP(R355,Start!$C$23:$D$29,2,FALSE)","v":54.56},{"$f":"(Y355/T355)+Start!$D$19*(VLOOKUP(R355,Start!$M$33:$N$39,2,FALSE)/T355)+VLOOKUP(S355,Start!$C$33:$D$40,2,FALSE)","v":117.10904888888889}]
[null,null,"Yes","SEE953872640426","BNA0685","Stadtwerke Münster GmbH","Dampfturbine",48155,"Münster","Am Mittelhafen 11","Nordrhein-Westfalen","2005-12-14","Wärme","Prozessdampf","Gas","Ja","Gegendruckmaschine mit Entnahme","Gas","CCGT",0.5625,"OPSD (2020)",38,38,{"$f":"(1-VLOOKUP(S356,Start!$H$33:$I$40,2,FALSE)/100)*W356","v":33.06},{"$f":"VLOOKUP(R356,Start!$C$9:$D$15,2,FALSE)+VLOOKUP(R356,Start!$C$23:$D$29,2,FALSE)","v":54.56},{"$f":"(Y356/T356)+Start!$D$19*(VLOOKUP(R356,Start!$M$33:$N$39,2,FALSE)/T356)+VLOOKUP(S356,Start!$C$33:$D$40,2,FALSE)","v":117.10904888888889}]
[null,null,"Yes","SEE985577062814","BNA0686","EnBW Energie Baden-Württemberg AG","GKN II",74382,"Neckarwestheim","Im Steinbruch ","Baden-Württemberg","1989-04-15","Kernenergie","","Nuclear","Nein","Druckwasserreaktor","Nuclear","Nuclear",0.33,"OPSD (2020)",1400,1310,{"$f":"(1-VLOOKUP(S357,Start!$H$33:$I$40,2,FALSE)/100)*W357","v":1218.3},{"$f":"VLOOKUP(R357,Start!$C$9:$D$15,2,FALSE)+VLOOKUP(R357,Start!$C$23:$D$29,2,FALSE)","v":5.5},{"$f":"(Y357/T357)+Start!$D$19*(VLOOKUP(R357,Start!$M$33:$N$39,2,FALSE)/T357)+VLOOKUP(S357,Start!$C$33:$D$40,2,FALSE)","v":17.866666666666664}]
[null,null,"Yes","SEE964935453853","BNA0688","Neubrandenburger Stadtwerke GmbH","DT",17034,"Neubrandenburg","Warliner Straße 22","Mecklenburg-Vorpommern","1997-05-16","Erdgas","Erdgas, Erdölgas","Gas","Ja","Dampfmotor","Gas","CCGT",0.52649999999999997,"OPSD (2020)",27.5,26.459,{"$f":"(1-VLOOKUP(S358,Start!$H$33:$I$40,2,FALSE)/100)*W358","v":23.01933},{"$f":"VLOOKUP(R358,Start!$C$9:$D$15,2,FALSE)+VLOOKUP(R358,Start!$C$23:$D$29,2,FALSE)","v":54.56},{"$f":"(Y358/T358)+Start!$D$19*(VLOOKUP(R358,Start!$M$33:$N$39,2,FALSE)/T358)+VLOOKUP(S358,Start!$C$33:$D$40,2,FALSE)","v":125.0139411206078}]
[null,null,"Yes","SEE975464070619","BNA0688","Neubrandenburger Stadtwerke GmbH","GT1",17034,"Neubrandenburg","Warliner Straße 22","Mecklenburg-Vorpommern","1997-05-16","Erdgas","Erdgas, Erdölgas","Gas","Ja","Gasturbinen mit nachgeschalteter Dampfturbine","Gas","CCGT",0.52649999999999997,"OPSD (2020)",24.77,23.760999999999999,{"$f":"(1-VLOOKUP(S359,Start!$H$33:$I$40,2,FALSE)/100)*W359","v":20.672069999999998},{"$f":"VLOOKUP(R359,Start!$C$9:$D$15,2,FALSE)+VLOOKUP(R359,Start!$C$23:$D$29,2,FALSE)","v":54.56},{"$f":"(Y359/T359)+Start!$D$19*(VLOOKUP(R359,Start!$M$33:$N$39,2,FALSE)/T359)+VLOOKUP(S359,Start!$C$33:$D$40,2,FALSE)","v":125.0139411206078}]
[null,null,"Yes","SEE932265704129","BNA0688","Neubrandenburger Stadtwerke GmbH","GT2",17034,"Neubrandenburg","Warliner Straße 22","Mecklenburg-Vorpommern","1997-05-16","Erdgas","Erdgas, Erdölgas","Gas","Ja","Gasturbinen mit nachgeschalteter Dampfturbine","Gas","CCGT",0.52649999999999997,"OPSD (2020)",24.219000000000001,23.125,{"$f":"(1-VLOOKUP(S360,Start!$H$33:$I$40,2,FALSE)/100)*W360","v":20.118749999999999},{"$f":"VLOOKUP(R360,Start!$C$9:$D$15,2,FALSE)+VLOOKUP(R360,Start!$C$23:$D$29,2,FALSE)","v":54.56},{"$f":"(Y360/T360)+Start!$D$19*(VLOOKUP(R360,Start!$M$33:$N$39,2,FALSE)/T360)+VLOOKUP(S360,Start!$C$33:$D$40,2,FALSE)","v":125.0139411206078}]
[null,null,"Yes","SEE953266686481","BNA0693","SWN Stadtwerke Neumünster GmbH","T2",24534,"Neumünster","Bismarckstraße 51","Schleswig-Holstein","1982-11-20","Steinkohle","Steinkohlen","Coal","Ja","Gegendruckmaschine mit Entnahme","Coal","Coal",0.33,"own Assumption",12.8,9.5449999999999999,{"$f":"(1-VLOOKUP(S361,Start!$H$33:$I$40,2,FALSE)/100)*W361","v":7.6360000000000001},{"$f":"VLOOKUP(R361,Start!$C$9:$D$15,2,FALSE)+VLOOKUP(R361,Start!$C$23:$D$29,2,FALSE)","v":15.81},{"$f":"(Y361/T361)+Start!$D$19*(VLOOKUP(R361,Start!$M$33:$N$39,2,FALSE)/T361)+VLOOKUP(S361,Start!$C$33:$D$40,2,FALSE)","v":102.4040303030303}]
[null,null,"Yes","SEE977770417713","BNA0693","SWN Stadtwerke Neumünster GmbH","T3",24534,"Neumünster","Bismarckstraße 51","Schleswig-Holstein","1979-07-06","nicht biogener Abfall","nicht biogener Abfall (Hausmüll, Siedlungsabfälle)","Waste","Ja","Gegendruckmaschine mit Entnahme","Waste","Waste",0.33,"own Assumption",15.52,12.522,{"$f":"(1-VLOOKUP(S362,Start!$H$33:$I$40,2,FALSE)/100)*W362","v":10.643699999999999},{"$f":"VLOOKUP(R362,Start!$C$9:$D$15,2,FALSE)+VLOOKUP(R362,Start!$C$23:$D$29,2,FALSE)","v":0},{"$f":"(Y362/T362)+Start!$D$19*(VLOOKUP(R362,Start!$M$33:$N$39,2,FALSE)/T362)+VLOOKUP(S362,Start!$C$33:$D$40,2,FALSE)","v":1}]
[null,null,"Yes","SEE934591835126","BNA0693","SWN Stadtwerke Neumünster GmbH","T4",24534,"Neumünster","Bismarckstraße 51","Schleswig-Holstein","1974-11-07","Steinkohle","Steinkohlen","Coal","Ja","Gegendruckmaschine mit Entnahme","Coal","Coal",0.33,"own Assumption",17.36,14.105,{"$f":"(1-VLOOKUP(S363,Start!$H$33:$I$40,2,FALSE)/100)*W363","v":11.284000000000001},{"$f":"VLOOKUP(R363,Start!$C$9:$D$15,2,FALSE)+VLOOKUP(R363,Start!$C$23:$D$29,2,FALSE)","v":15.81},{"$f":"(Y363/T363)+Start!$D$19*(VLOOKUP(R363,Start!$M$33:$N$39,2,FALSE)/T363)+VLOOKUP(S363,Start!$C$33:$D$40,2,FALSE)","v":102.4040303030303}]
[null,null,"Yes","SEE981003349412","BNA0693","SWN Stadtwerke Neumünster GmbH","T6",24534,"Neumünster","Bismarckstraße 51","Schleswig-Holstein","2014-09-16","nicht biogener Abfall","nicht biogener Abfall (Hausmüll, Siedlungsabfälle)","Waste","Ja","Kondensationsmaschine mit Entnahme","Waste","Waste",0.33,"own Assumption",24.86,21.861999999999998,{"$f":"(1-VLOOKUP(S364,Start!$H$33:$I$40,2,FALSE)/100)*W364","v":18.582699999999999},{"$f":"VLOOKUP(R364,Start!$C$9:$D$15,2,FALSE)+VLOOKUP(R364,Start!$C$23:$D$29,2,FALSE)","v":0},{"$f":"(Y364/T364)+Start!$D$19*(VLOOKUP(R364,Start!$M$33:$N$39,2,FALSE)/T364)+VLOOKUP(S364,Start!$C$33:$D$40,2,FALSE)","v":1}]
[null,null,"Yes","SEE907150117643","BNA0696","RWE Power AG","Neurath A",41517,"Grevenbroich","Energiestraße 101","Nordrhein-Westfalen","1972-10-14","Braunkohle","Rohbraunkohlen","Lignite","Nein","Kondensationsmaschine mit Entnahme","Lignite","Lignite",0.33,"OPSD (2020)",319,294,{"$f":"(1-VLOOKUP(S365,Start!$H$33:$I$40,2,FALSE)/100)*W365","v":255.78},{"$f":"VLOOKUP(R365,Start!$C$9:$D$15,2,FALSE)+VLOOKUP(R365,Start!$C$23:$D$29,2,FALSE)","v":3.1},{"$f":"(Y365/T365)+Start!$D$19*(VLOOKUP(R365,Start!$M$33:$N$39,2,FALSE)/T365)+VLOOKUP(S365,Start!$C$33:$D$40,2,FALSE)","v":74.864727272727279}]
[null,null,"Yes","SEE979012663285","BNA0697","RWE Power AG","Neurath B",41517,"Grevenbroich","Energiestraße 101","Nordrhein-Westfalen","1972-06-30","Braunkohle","Rohbraunkohlen","Lignite","Nein","Kondensationsmaschine mit Entnahme","Lignite","Lignite",0.33,"OPSD (2020)",318,294,{"$f":"(1-VLOOKUP(S366,Start!$H$33:$I$40,2,FALSE)/100)*W366","v":255.78},{"$f":"VLOOKUP(R366,Start!$C$9:$D$15,2,FALSE)+VLOOKUP(R366,Start!$C$23:$D$29,2,FALSE)","v":3.1},{"$f":"(Y366/T366)+Start!$D$19*(VLOOKUP(R366,Start!$M$33:$N$39,2,FALSE)/T366)+VLOOKUP(S366,Start!$C$33:$D$40,2,FALSE)","v":74.864727272727279}]
[null,null,"Yes","SEE931736847297","BNA0699","RWE Power AG","Neurath D",41517,"Grevenbroich","Energiestraße 101","Nordrhein-Westfalen","1975-06-24","Braunkohle","Rohbraunkohlen","Lignite","Ja","Kondensationsmaschine mit Entnahme","Lignite","Lignite",0.36599999999999999,"OPSD (2020)",647,607,{"$f":"(1-VLOOKUP(S367,Start!$H$33:$I$40,2,FALSE)/100)*W367","v":528.09},{"$f":"VLOOKUP(R367,Start!$C$9:$D$15,2,FALSE)+VLOOKUP(R367,Start!$C$23:$D$29,2,FALSE)","v":3.1},{"$f":"(Y367/T367)+Start!$D$19*(VLOOKUP(R367,Start!$M$33:$N$39,2,FALSE)/T367)+VLOOKUP(S367,Start!$C$33:$D$40,2,FALSE)","v":67.668196721311489}]
[null,null,"Yes","SEE976414005279","BNA0700","RWE Power AG","Neurath E",41517,"Grevenbroich","Energiestraße 101","Nordrhein-Westfalen","1976-02-22","Braunkohle","Rohbraunkohlen","Lignite","Ja","Kondensationsmaschine mit Entnahme","Lignite","Lignite",0.36599999999999999,"OPSD (2020)",645,604,{"$f":"(1-VLOOKUP(S368,Start!$H$33:$I$40,2,FALSE)/100)*W368","v":525.48},{"$f":"VLOOKUP(R368,Start!$C$9:$D$15,2,FALSE)+VLOOKUP(R368,Start!$C$23:$D$29,2,FALSE)","v":3.1},{"$f":"(Y368/T368)+Start!$D$19*(VLOOKUP(R368,Start!$M$33:$N$39,2,FALSE)/T368)+VLOOKUP(S368,Start!$C$33:$D$40,2,FALSE)","v":67.668196721311489}]
[null,null,"Yes","SEE957229968300","BNA0707","RWE Power AG","Niederaußem H",50129,"Bergheim","Werkstr. ","Nordrhein-Westfalen","1974-09-16","Braunkohle","Rohbraunkohlen","Lignite","Ja","Kondensationsmaschine mit Entnahme","Lignite","Lignite",0.42159999999999997,"OPSD (2020)",690,648,{"$f":"(1-VLOOKUP(S369,Start!$H$33:$I$40,2,FALSE)/100)*W369","v":563.76},{"$f":"VLOOKUP(R369,Start!$C$9:$D$15,2,FALSE)+VLOOKUP(R369,Start!$C$23:$D$29,2,FALSE)","v":3.1},{"$f":"(Y369/T369)+Start!$D$19*(VLOOKUP(R369,Start!$M$33:$N$39,2,FALSE)/T369)+VLOOKUP(S369,Start!$C$33:$D$40,2,FALSE)","v":58.968406072106269}]
[null,null,"Yes","SEE921905907730","BNA0708","RWE Power AG","Niederaußem G",50129,"Bergheim","Werkstr. ","Nordrhein-Westfalen","1974-10-23","Braunkohle","Rohbraunkohlen","Lignite","Ja","Kondensationsmaschine mit Entnahme","Lignite","Lignite",0.41920000000000002,"OPSD (2020)",668,628,{"$f":"(1-VLOOKUP(S370,Start!$H$33:$I$40,2,FALSE)/100)*W370","v":546.36},{"$f":"VLOOKUP(R370,Start!$C$9:$D$15,2,FALSE)+VLOOKUP(R370,Start!$C$23:$D$29,2,FALSE)","v":3.1},{"$f":"(Y370/T370)+Start!$D$19*(VLOOKUP(R370,Start!$M$33:$N$39,2,FALSE)/T370)+VLOOKUP(S370,Start!$C$33:$D$40,2,FALSE)","v":59.296278625954201}]
[null,null,"Yes","SEE983252937631","BNA0709","RWE Power AG","Niederaußem K",50129,"Bergheim","Werkstr. ","Nordrhein-Westfalen","2003-01-28","Braunkohle","Rohbraunkohlen","Lignite","Ja","Kondensationsmaschine mit Entnahme","Lignite","Lignite",0.43,"OPSD (2020)",998,944,{"$f":"(1-VLOOKUP(S371,Start!$H$33:$I$40,2,FALSE)/100)*W371","v":821.28},{"$f":"VLOOKUP(R371,Start!$C$9:$D$15,2,FALSE)+VLOOKUP(R371,Start!$C$23:$D$29,2,FALSE)","v":3.1},{"$f":"(Y371/T371)+Start!$D$19*(VLOOKUP(R371,Start!$M$33:$N$39,2,FALSE)/T371)+VLOOKUP(S371,Start!$C$33:$D$40,2,FALSE)","v":57.849674418604664}]
[null,null,"Yes","SEE967605837250","BNA0712","RWE Power AG","Niederaußem C",50129,"Bergheim","Werkstr. ","Nordrhein-Westfalen","1965-06-27","Braunkohle","Rohbraunkohlen","Lignite","Ja","Kondensationsmaschine mit Entnahme","Lignite","Lignite",0.316,"OPSD (2020)",333,295,{"$f":"(1-VLOOKUP(S372,Start!$H$33:$I$40,2,FALSE)/100)*W372","v":256.64999999999998},{"$f":"VLOOKUP(R372,Start!$C$9:$D$15,2,FALSE)+VLOOKUP(R372,Start!$C$23:$D$29,2,FALSE)","v":3.1},{"$f":"(Y372/T372)+Start!$D$19*(VLOOKUP(R372,Start!$M$33:$N$39,2,FALSE)/T372)+VLOOKUP(S372,Start!$C$33:$D$40,2,FALSE)","v":78.106202531645593}]
[null,null,"Yes","SEE906830618081","BNA0714","RWE Power AG","Fab Fortuna",50129,"Bergheim","Auenheimer Straße ","Nordrhein-Westfalen","1948-06-01","Braunkohle","Rohbraunkohlen","Lignite","Ja","Kondensationsmaschine mit Entnahme","Lignite","Lignite",0.25359999999999999,"OPSD (2020)",30,15,{"$f":"(1-VLOOKUP(S373,Start!$H$33:$I$40,2,FALSE)/100)*W373","v":13.05},{"$f":"VLOOKUP(R373,Start!$C$9:$D$15,2,FALSE)+VLOOKUP(R373,Start!$C$23:$D$29,2,FALSE)","v":3.1},{"$f":"(Y373/T373)+Start!$D$19*(VLOOKUP(R373,Start!$M$33:$N$39,2,FALSE)/T373)+VLOOKUP(S373,Start!$C$33:$D$40,2,FALSE)","v":96.906466876971621}]
[null,null,"Yes","SEE976880282228","BNA0742","N-ERGIE Kraftwerke GmbH","HKW Sandreuth (DT2)",90441,"Nürnberg","Sandreuthstraße 55a","Bayern","1981-01-06","Erdgas","Erdgas, Erdölgas","Gas","Ja","Gegendruckmaschine mit Entnahme","Gas","CCGT",0.5625,"OPSD (2020)",44.45,39.5,{"$f":"(1-VLOOKUP(S374,Start!$H$33:$I$40,2,FALSE)/100)*W374","v":34.365000000000002},{"$f":"VLOOKUP(R374,Start!$C$9:$D$15,2,FALSE)+VLOOKUP(R374,Start!$C$23:$D$29,2,FALSE)","v":54.56},{"$f":"(Y374/T374)+Start!$D$19*(VLOOKUP(R374,Start!$M$33:$N$39,2,FALSE)/T374)+VLOOKUP(S374,Start!$C$33:$D$40,2,FALSE)","v":117.10904888888889}]
[null,null,"Yes","SEE923769915258","BNA0742","N-ERGIE Kraftwerke GmbH","HKW Sandreuth (GT1)",90441,"Nürnberg","Sandreuthstraße 55 a","Bayern","2005-05-03","Erdgas","Erdgas, Erdölgas","Gas","Ja","Gasturbinen mit nachgeschalteter Dampfturbine","Gas","CCGT",0.5625,"OPSD (2020)",45,43,{"$f":"(1-VLOOKUP(S375,Start!$H$33:$I$40,2,FALSE)/100)*W375","v":37.409999999999997},{"$f":"VLOOKUP(R375,Start!$C$9:$D$15,2,FALSE)+VLOOKUP(R375,Start!$C$23:$D$29,2,FALSE)","v":54.56},{"$f":"(Y375/T375)+Start!$D$19*(VLOOKUP(R375,Start!$M$33:$N$39,2,FALSE)/T375)+VLOOKUP(S375,Start!$C$33:$D$40,2,FALSE)","v":117.10904888888889}]
[null,null,"Yes","SEE949895584069","BNA0743","N-ERGIE Kraftwerke GmbH","HKW Sandreuth (DT3)",90441,"Nürnberg","Sandreuthstraße 55a","Bayern","1981-01-06","Erdgas","Erdgas, Erdölgas","Gas","Ja","Gegendruckmaschine mit Entnahme","Gas","CCGT",0.5625,"OPSD (2020)",44.45,38.774000000000001,{"$f":"(1-VLOOKUP(S376,Start!$H$33:$I$40,2,FALSE)/100)*W376","v":33.733380000000004},{"$f":"VLOOKUP(R376,Start!$C$9:$D$15,2,FALSE)+VLOOKUP(R376,Start!$C$23:$D$29,2,FALSE)","v":54.56},{"$f":"(Y376/T376)+Start!$D$19*(VLOOKUP(R376,Start!$M$33:$N$39,2,FALSE)/T376)+VLOOKUP(S376,Start!$C$33:$D$40,2,FALSE)","v":117.10904888888889}]
[null,null,"Yes","SEE942019110397","BNA0743","N-ERGIE Kraftwerke GmbH","HKW Sandreuth (GT2)",90441,"Nürnberg","Sandreuthstraße 55a","Bayern","2005-05-03","Erdgas","Erdgas, Erdölgas","Gas","Ja","Gasturbinen mit nachgeschalteter Dampfturbine","Gas","CCGT",0.5625,"OPSD (2020)",45,43,{"$f":"(1-VLOOKUP(S377,Start!$H$33:$I$40,2,FALSE)/100)*W377","v":37.409999999999997},{"$f":"VLOOKUP(R377,Start!$C$9:$D$15,2,FALSE)+VLOOKUP(R377,Start!$C$23:$D$29,2,FALSE)","v":54.56},{"$f":"(Y377/T377)+Start!$D$19*(VLOOKUP(R377,Start!$M$33:$N$39,2,FALSE)/T377)+VLOOKUP(S377,Start!$C$33:$D$40,2,FALSE)","v":117.10904888888889}]
[null,null,"Yes","SEE911764038249","BNA0744","Uniper Kraftwerke GmbH","Franken DT1",90449,"Nürnberg","Felsenstraße 14","Bayern","1973-01-01","Erdgas","Erdgas, Erdölgas","Gas","Nein","Kondensationsmaschine mit Entnahme","Gas","CCGT",0.41849999999999998,"OPSD (2020)",395,383,{"$f":"(1-VLOOKUP(S378,Start!$H$33:$I$40,2,FALSE)/100)*W378","v":333.21},{"$f":"VLOOKUP(R378,Start!$C$9:$D$15,2,FALSE)+VLOOKUP(R378,Start!$C$23:$D$29,2,FALSE)","v":54.56},{"$f":"(Y378/T378)+Start!$D$19*(VLOOKUP(R378,Start!$M$33:$N$39,2,FALSE)/T378)+VLOOKUP(S378,Start!$C$33:$D$40,2,FALSE)","v":156.88850657108722}]
[null,null,"Yes","SEE922477386435","BNA0745","Uniper Kraftwerke GmbH","Franken DT2",90449,"Nürnberg","Felsenstraße 14","Bayern","1975-01-01","Erdgas","Erdgas, Erdölgas","Gas","Ja","Kondensationsmaschine mit Entnahme","Gas","CCGT",0.432,"OPSD (2020)",395,387,{"$f":"(1-VLOOKUP(S379,Start!$H$33:$I$40,2,FALSE)/100)*W379","v":336.69},{"$f":"VLOOKUP(R379,Start!$C$9:$D$15,2,FALSE)+VLOOKUP(R379,Start!$C$23:$D$29,2,FALSE)","v":54.56},{"$f":"(Y379/T379)+Start!$D$19*(VLOOKUP(R379,Start!$M$33:$N$39,2,FALSE)/T379)+VLOOKUP(S379,Start!$C$33:$D$40,2,FALSE)","v":152.03261574074077}]
[null,null,"Yes","SEE982367992610","BNA0745","Uniper Kraftwerke GmbH","Franken GT2",90449,"Nürnberg","Felsenstraße 14","Bayern","1975-01-01","Erdgas","Erdgas, Erdölgas","Gas","Nein","Gasturbinen mit nachgeschalteter Dampfturbine","Gas","CCGT",0.432,"OPSD (2020)",58,58,{"$f":"(1-VLOOKUP(S380,Start!$H$33:$I$40,2,FALSE)/100)*W380","v":50.46},{"$f":"VLOOKUP(R380,Start!$C$9:$D$15,2,FALSE)+VLOOKUP(R380,Start!$C$23:$D$29,2,FALSE)","v":54.56},{"$f":"(Y380/T380)+Start!$D$19*(VLOOKUP(R380,Start!$M$33:$N$39,2,FALSE)/T380)+VLOOKUP(S380,Start!$C$33:$D$40,2,FALSE)","v":152.03261574074077}]
[null,null,"Yes","SEE900128586359","BNA0746","N-ERGIE Kraftwerke GmbH","HKW-Sandreuth (Müll)",90441,"Nürnberg","Sandreuthstraße 55","Bayern","1992-07-17","Wärme","Dampf (fremdbezogen)","Waste","Ja","Kondensationsmaschine mit Entnahme","Waste","Waste",0.33,"OPSD (2020)",23.7,18.8,{"$f":"(1-VLOOKUP(S381,Start!$H$33:$I$40,2,FALSE)/100)*W381","v":15.98},{"$f":"VLOOKUP(R381,Start!$C$9:$D$15,2,FALSE)+VLOOKUP(R381,Start!$C$23:$D$29,2,FALSE)","v":0},{"$f":"(Y381/T381)+Start!$D$19*(VLOOKUP(R381,Start!$M$33:$N$39,2,FALSE)/T381)+VLOOKUP(S381,Start!$C$33:$D$40,2,FALSE)","v":1}]
[null,null,"Yes","SEE993054223955","BNA0750","GMVA Gemeinschafts-Müll-Verbrennungsanlage Niederrhein GmbH","„Turbosatz 2“",46049,"Oberhausen","Liricher Str. 121","Nordrhein-Westfalen","1991-10-17","nicht biogener Abfall","nicht biogener Abfall (Hausmüll, Siedlungsabfälle)","Waste","Ja","Kondensationsmaschine mit Entnahme","Waste","Waste",0.33,"OPSD (2020)",49.5,40.4,{"$f":"(1-VLOOKUP(S382,Start!$H$33:$I$40,2,FALSE)/100)*W382","v":34.339999999999996},{"$f":"VLOOKUP(R382,Start!$C$9:$D$15,2,FALSE)+VLOOKUP(R382,Start!$C$23:$D$29,2,FALSE)","v":0},{"$f":"(Y382/T382)+Start!$D$19*(VLOOKUP(R382,Start!$M$33:$N$39,2,FALSE)/T382)+VLOOKUP(S382,Start!$C$33:$D$40,2,FALSE)","v":1}]
[null,null,"Yes","SEE955937262338","BNA0751","GMVA Gemeinschafts-Müll-Verbrennungsanlage Niederrhein GmbH","„Turbosatz 1“",46049,"Oberhausen","Liricher Str. 121","Nordrhein-Westfalen","2006-04-06","nicht biogener Abfall","nicht biogener Abfall (Hausmüll, Siedlungsabfälle)","Waste","Ja","Kondensationsmaschine mit Entnahme","Waste","Waste",0.33,"OPSD (2020)",25.6,21.1,{"$f":"(1-VLOOKUP(S383,Start!$H$33:$I$40,2,FALSE)/100)*W383","v":17.935000000000002},{"$f":"VLOOKUP(R383,Start!$C$9:$D$15,2,FALSE)+VLOOKUP(R383,Start!$C$23:$D$29,2,FALSE)","v":0},{"$f":"(Y383/T383)+Start!$D$19*(VLOOKUP(R383,Start!$M$33:$N$39,2,FALSE)/T383)+VLOOKUP(S383,Start!$C$33:$D$40,2,FALSE)","v":1}]
[null,null,"Yes","SEE922153723905","BNA0752","Energieversorgung Oberhausen","Heizkraftwerk I",46045,"Oberhausen","Danziger Str. 31","Nordrhein-Westfalen","1971-01-20","Erdgas","Erdgas, Erdölgas","Gas","Ja","Verbrennungsmotor","Gas","CCGT",0.35310000000000002,"OPSD (2020)",24.1,21.45,{"$f":"(1-VLOOKUP(S384,Start!$H$33:$I$40,2,FALSE)/100)*W384","v":18.6615},{"$f":"VLOOKUP(R384,Start!$C$9:$D$15,2,FALSE)+VLOOKUP(R384,Start!$C$23:$D$29,2,FALSE)","v":54.56},{"$f":"(Y384/T384)+Start!$D$19*(VLOOKUP(R384,Start!$M$33:$N$39,2,FALSE)/T384)+VLOOKUP(S384,Start!$C$33:$D$40,2,FALSE)","v":185.66904559614841}]
[null,null,"Yes","SEE919296928137","BNA0755a, BNA0755b","Kraftwerk Obernburg","Sammelschienen-Kraftwerk Gas- und Dampfturbinen",63906,"Erlenbach","Glanzstoffstr. 1","Bayern","1956-06-01","Erdgas","Erdgas, Erdölgas","Gas","Ja","Gasturbinen mit nachgeschalteter Dampfturbine","Gas","CCGT",0.51749999999999996,"OPSD (2020)",108.123,106.685,{"$f":"(1-VLOOKUP(S385,Start!$H$33:$I$40,2,FALSE)/100)*W385","v":92.815950000000001},{"$f":"VLOOKUP(R385,Start!$C$9:$D$15,2,FALSE)+VLOOKUP(R385,Start!$C$23:$D$29,2,FALSE)","v":54.56},{"$f":"(Y385/T385)+Start!$D$19*(VLOOKUP(R385,Start!$M$33:$N$39,2,FALSE)/T385)+VLOOKUP(S385,Start!$C$33:$D$40,2,FALSE)","v":127.16200966183577}]
[null,null,"Yes","SEE954169155876","BNA0758","Energieversorgung Offenbach AG","Heizkraftwerk-Offenbach-EVO",63067,"Offenbach","Andréstraße 71","Hessen","1988-10-18","Steinkohle","Steinkohlen","Coal","Ja","Kondensationsmaschine mit Entnahme","Coal","Coal",0.4,"OPSD (2020)",59.7,54,{"$f":"(1-VLOOKUP(S386,Start!$H$33:$I$40,2,FALSE)/100)*W386","v":43.2},{"$f":"VLOOKUP(R386,Start!$C$9:$D$15,2,FALSE)+VLOOKUP(R386,Start!$C$23:$D$29,2,FALSE)","v":15.81},{"$f":"(Y386/T386)+Start!$D$19*(VLOOKUP(R386,Start!$M$33:$N$39,2,FALSE)/T386)+VLOOKUP(S386,Start!$C$33:$D$40,2,FALSE)","v":84.710825}]
[null,null,"Yes","SEE911567250299","BNA0759","Uniper Kraftwerke GmbH","Itzehoe GT",25588,"Oldendorf","Straße nach Huje 1","Schleswig-Holstein","1972-01-01","Mineralölprodukte","Heizöl, leicht","Oil","Nein","Gasturbinen ohne Abhitzekessel","Oil","Oil",0.35420000000000001,"OPSD (2020)",88,87,{"$f":"(1-VLOOKUP(S387,Start!$H$33:$I$40,2,FALSE)/100)*W387","v":73.95},{"$f":"VLOOKUP(R387,Start!$C$9:$D$15,2,FALSE)+VLOOKUP(R387,Start!$C$23:$D$29,2,FALSE)","v":35.54},{"$f":"(Y387/T387)+Start!$D$19*(VLOOKUP(R387,Start!$M$33:$N$39,2,FALSE)/T387)+VLOOKUP(S387,Start!$C$33:$D$40,2,FALSE)","v":142.51665725578769}]
[null,null,"Yes","SEE987807988154","BNA0766","Uniper Kraftwerke GmbH","Audorf GT",24783,"Osterrönfeld","Schäferkatenweg 1","Schleswig-Holstein","1973-01-01","Mineralölprodukte","Heizöl, leicht","Oil","Nein","Gasturbinen ohne Abhitzekessel","Oil","Oil",0.3553,"OPSD (2020)",88,87,{"$f":"(1-VLOOKUP(S388,Start!$H$33:$I$40,2,FALSE)/100)*W388","v":73.95},{"$f":"VLOOKUP(R388,Start!$C$9:$D$15,2,FALSE)+VLOOKUP(R388,Start!$C$23:$D$29,2,FALSE)","v":35.54},{"$f":"(Y388/T388)+Start!$D$19*(VLOOKUP(R388,Start!$M$33:$N$39,2,FALSE)/T388)+VLOOKUP(S388,Start!$C$33:$D$40,2,FALSE)","v":142.0785251899803}]
[null,null,"Yes","SEE991817093418","BNA0785","Lausitz Energie Kraftwerke AG","Kraftwerk Jänschwalde Block A",3185,"Teichland","Am Kraftwerk ","Brandenburg","1981-10-01","Braunkohle","Rohbraunkohlen","Lignite","Ja","Kondensationsmaschine mit Entnahme","Lignite","Lignite",0.375,"OPSD (2020)",535,500,{"$f":"(1-VLOOKUP(S389,Start!$H$33:$I$40,2,FALSE)/100)*W389","v":435},{"$f":"VLOOKUP(R389,Start!$C$9:$D$15,2,FALSE)+VLOOKUP(R389,Start!$C$23:$D$29,2,FALSE)","v":3.1},{"$f":"(Y389/T389)+Start!$D$19*(VLOOKUP(R389,Start!$M$33:$N$39,2,FALSE)/T389)+VLOOKUP(S389,Start!$C$33:$D$40,2,FALSE)","v":66.084960000000009}]
[null,null,"Yes","SEE938669585906","BNA0786","Lausitz Energie Kraftwerke AG","Kraftwerk Jänschwalde Block B",3185,"Teichland","Am Kraftwerk ","Brandenburg","1982-11-29","Braunkohle","Rohbraunkohlen","Lignite","Ja","Kondensationsmaschine mit Entnahme","Lignite","Lignite",0.375,"OPSD (2020)",535,500,{"$f":"(1-VLOOKUP(S390,Start!$H$33:$I$40,2,FALSE)/100)*W390","v":435},{"$f":"VLOOKUP(R390,Start!$C$9:$D$15,2,FALSE)+VLOOKUP(R390,Start!$C$23:$D$29,2,FALSE)","v":3.1},{"$f":"(Y390/T390)+Start!$D$19*(VLOOKUP(R390,Start!$M$33:$N$39,2,FALSE)/T390)+VLOOKUP(S390,Start!$C$33:$D$40,2,FALSE)","v":66.084960000000009}]
[null,null,"Yes","SEE989591633753","BNA0787","Lausitz Energie Kraftwerke AG","Kraftwerk Jänschwalde Block C",3185,"Teichland","Am Kraftwerk ","Brandenburg","1984-02-01","Braunkohle","Rohbraunkohlen","Lignite","Ja","Kondensationsmaschine mit Entnahme","Lignite","Lignite",0.375,"OPSD (2020)",535,500,{"$f":"(1-VLOOKUP(S391,Start!$H$33:$I$40,2,FALSE)/100)*W391","v":435},{"$f":"VLOOKUP(R391,Start!$C$9:$D$15,2,FALSE)+VLOOKUP(R391,Start!$C$23:$D$29,2,FALSE)","v":3.1},{"$f":"(Y391/T391)+Start!$D$19*(VLOOKUP(R391,Start!$M$33:$N$39,2,FALSE)/T391)+VLOOKUP(S391,Start!$C$33:$D$40,2,FALSE)","v":66.084960000000009}]
[null,null,"Yes","SEE923943268279","BNA0788","Lausitz Energie Kraftwerke AG","Kraftwerk Jänschwalde Block D",3185,"Teichland","Am Kraftwerk ","Brandenburg","1985-10-06","Braunkohle","Rohbraunkohlen","Lignite","Ja","Kondensationsmaschine mit Entnahme","Lignite","Lignite",0.375,"OPSD (2020)",535,500,{"$f":"(1-VLOOKUP(S392,Start!$H$33:$I$40,2,FALSE)/100)*W392","v":435},{"$f":"VLOOKUP(R392,Start!$C$9:$D$15,2,FALSE)+VLOOKUP(R392,Start!$C$23:$D$29,2,FALSE)","v":3.1},{"$f":"(Y392/T392)+Start!$D$19*(VLOOKUP(R392,Start!$M$33:$N$39,2,FALSE)/T392)+VLOOKUP(S392,Start!$C$33:$D$40,2,FALSE)","v":66.084960000000009}]
[null,null,"Yes","SEE950005518836","BNA0800","SWP Stadtwerke Pforzheim","Gasturbine",75175,"Pforzheim","Hohwiesenweg 15","Baden-Württemberg","1980-11-14","Erdgas","Erdgas, Erdölgas","Gas","Ja","Gasturbinen mit Abhitzekessel","Gas","CCGT",0.45,"OPSD (2020)",25.2,25.2,{"$f":"(1-VLOOKUP(S393,Start!$H$33:$I$40,2,FALSE)/100)*W393","v":21.923999999999999},{"$f":"VLOOKUP(R393,Start!$C$9:$D$15,2,FALSE)+VLOOKUP(R393,Start!$C$23:$D$29,2,FALSE)","v":54.56},{"$f":"(Y393/T393)+Start!$D$19*(VLOOKUP(R393,Start!$M$33:$N$39,2,FALSE)/T393)+VLOOKUP(S393,Start!$C$33:$D$40,2,FALSE)","v":146.0113111111111}]
[null,null,"Yes","SEE963177319026","BNA0800","SWP Stadtwerke Pforzheim","Turbine 4",75175,"Pforzheim","Hohwiesenweg 15","Baden-Württemberg","1980-11-14","Erdgas","Erdgas, Erdölgas","Gas","Ja","Kondensationsmaschine mit Entnahme","Gas","CCGT",0.45,"OPSD (2020)",16.7,16,{"$f":"(1-VLOOKUP(S394,Start!$H$33:$I$40,2,FALSE)/100)*W394","v":13.92},{"$f":"VLOOKUP(R394,Start!$C$9:$D$15,2,FALSE)+VLOOKUP(R394,Start!$C$23:$D$29,2,FALSE)","v":54.56},{"$f":"(Y394/T394)+Start!$D$19*(VLOOKUP(R394,Start!$M$33:$N$39,2,FALSE)/T394)+VLOOKUP(S394,Start!$C$33:$D$40,2,FALSE)","v":146.0113111111111}]
[null,null,"Yes","SEE974753539035","BNA0801","SWP Stadtwerke Pforzheim","Turbine 6",75175,"Pforzheim","Hohwiesenweg 15","Baden-Württemberg","1990-01-18","Steinkohle","Steinkohlen","Coal","Ja","Kondensationsmaschine mit Entnahme","Coal","Coal",0.4,"OPSD (2020)",29.7,26.9,{"$f":"(1-VLOOKUP(S395,Start!$H$33:$I$40,2,FALSE)/100)*W395","v":21.52},{"$f":"VLOOKUP(R395,Start!$C$9:$D$15,2,FALSE)+VLOOKUP(R395,Start!$C$23:$D$29,2,FALSE)","v":15.81},{"$f":"(Y395/T395)+Start!$D$19*(VLOOKUP(R395,Start!$M$33:$N$39,2,FALSE)/T395)+VLOOKUP(S395,Start!$C$33:$D$40,2,FALSE)","v":84.710825}]
[null,null,"Yes","SEE916865356940","BNA0804","K+S Minerals and Agriculture GmbH","Kraftwerk HA GT4",36269,"Philippsthal","Hattorfer Straße 1","Hessen","2012-02-01","Erdgas","Erdgas, Erdölgas","Gas","Ja","Gasturbinen mit Abhitzekessel","Gas","CCGT",0.39929999999999999,"OPSD (2020)",32,32,{"$f":"(1-VLOOKUP(S396,Start!$H$33:$I$40,2,FALSE)/100)*W396","v":27.84},{"$f":"VLOOKUP(R396,Start!$C$9:$D$15,2,FALSE)+VLOOKUP(R396,Start!$C$23:$D$29,2,FALSE)","v":54.56},{"$f":"(Y396/T396)+Start!$D$19*(VLOOKUP(R396,Start!$M$33:$N$39,2,FALSE)/T396)+VLOOKUP(S396,Start!$C$33:$D$40,2,FALSE)","v":164.36023040320563}]
[null,null,"Yes","SEE952488583202","BNA0804","K+S Minerals and Agriculture GmbH","Kraftwerk HA DT1",36269,"Philippsthal","Hattorfer Straße 1","Hessen","1967-03-02","Wärme","Prozessdampf","Gas","Ja","Gegendruckmaschine mit Entnahme","Gas","CCGT",0.39929999999999999,"OPSD (2020)",28,28,{"$f":"(1-VLOOKUP(S397,Start!$H$33:$I$40,2,FALSE)/100)*W397","v":24.36},{"$f":"VLOOKUP(R397,Start!$C$9:$D$15,2,FALSE)+VLOOKUP(R397,Start!$C$23:$D$29,2,FALSE)","v":54.56},{"$f":"(Y397/T397)+Start!$D$19*(VLOOKUP(R397,Start!$M$33:$N$39,2,FALSE)/T397)+VLOOKUP(S397,Start!$C$33:$D$40,2,FALSE)","v":164.36023040320563}]
[null,null,"Yes","SEE970554561831","BNA0804","K+S Minerals and Agriculture GmbH","Kraftwerk HA DT2",36269,"Philippsthal","Hattorfer Straße 1","Hessen","2017-12-14","Wärme","Prozessdampf","Gas","Ja","Gegendruckmaschine mit Entnahme","Gas","CCGT",0.39929999999999999,"OPSD (2020)",22.5,22.5,{"$f":"(1-VLOOKUP(S398,Start!$H$33:$I$40,2,FALSE)/100)*W398","v":19.574999999999999},{"$f":"VLOOKUP(R398,Start!$C$9:$D$15,2,FALSE)+VLOOKUP(R398,Start!$C$23:$D$29,2,FALSE)","v":54.56},{"$f":"(Y398/T398)+Start!$D$19*(VLOOKUP(R398,Start!$M$33:$N$39,2,FALSE)/T398)+VLOOKUP(S398,Start!$C$33:$D$40,2,FALSE)","v":164.36023040320563}]
[null,null,"Yes","SEE913280112274","BNA0804","K+S Minerals and Agriculture GmbH","Kraftwerk HA DT4",36269,"Philippsthal","Hattorfer Straße 1","Hessen","1962-07-02","Wärme","Prozessdampf","Gas","Ja","Gegendruckmaschine mit Entnahme","Gas","CCGT",0.39929999999999999,"OPSD (2020)",21,21,{"$f":"(1-VLOOKUP(S399,Start!$H$33:$I$40,2,FALSE)/100)*W399","v":18.27},{"$f":"VLOOKUP(R399,Start!$C$9:$D$15,2,FALSE)+VLOOKUP(R399,Start!$C$23:$D$29,2,FALSE)","v":54.56},{"$f":"(Y399/T399)+Start!$D$19*(VLOOKUP(R399,Start!$M$33:$N$39,2,FALSE)/T399)+VLOOKUP(S399,Start!$C$33:$D$40,2,FALSE)","v":164.36023040320563}]
[null,null,"Yes","SEE973101826070","BNA0805","Kraftwerk Plattling GmbH","Kraftwerk Plattling GT",94447,"Plattling","Gottlieb-Daimler-Straße 7","Bayern","2010-04-24","Erdgas","Erdgas, Erdölgas","Gas","Ja","Gasturbinen mit nachgeschalteter Dampfturbine","Gas","CCGT",0.58499999999999996,"OPSD (2020)",82,81,{"$f":"(1-VLOOKUP(S400,Start!$H$33:$I$40,2,FALSE)/100)*W400","v":70.47},{"$f":"VLOOKUP(R400,Start!$C$9:$D$15,2,FALSE)+VLOOKUP(R400,Start!$C$23:$D$29,2,FALSE)","v":54.56},{"$f":"(Y400/T400)+Start!$D$19*(VLOOKUP(R400,Start!$M$33:$N$39,2,FALSE)/T400)+VLOOKUP(S400,Start!$C$33:$D$40,2,FALSE)","v":112.66254700854702}]
[null,null,"Yes","SEE931001040675","BNA0805","Kraftwerk Plattling GmbH","KW Plattling DT",94447,"Plattling","Gottlieb-Daimler-Straße 7","Bayern","2010-04-24","Erdgas","Erdgas, Erdölgas","Gas","Ja","Gasturbinen mit nachgeschalteter Dampfturbine","Gas","CCGT",0.58499999999999996,"OPSD (2020)",40,39.5,{"$f":"(1-VLOOKUP(S401,Start!$H$33:$I$40,2,FALSE)/100)*W401","v":34.365000000000002},{"$f":"VLOOKUP(R401,Start!$C$9:$D$15,2,FALSE)+VLOOKUP(R401,Start!$C$23:$D$29,2,FALSE)","v":54.56},{"$f":"(Y401/T401)+Start!$D$19*(VLOOKUP(R401,Start!$M$33:$N$39,2,FALSE)/T401)+VLOOKUP(S401,Start!$C$33:$D$40,2,FALSE)","v":112.66254700854702}]
[null,null,"Yes","SEE999966551940","BNA0814","Energie und Wasser Potsdam GmbH","HKW Potsdam-Süd Block1",14478,"Potsdam","Zum Heizwerk 20","Brandenburg","1996-01-01","Erdgas","Erdgas, Erdölgas","Gas","Ja","Gasturbinen mit nachgeschalteter Dampfturbine","Gas","CCGT",0.38059999999999999,"OPSD (2020)",42,40.9,{"$f":"(1-VLOOKUP(S402,Start!$H$33:$I$40,2,FALSE)/100)*W402","v":35.582999999999998},{"$f":"VLOOKUP(R402,Start!$C$9:$D$15,2,FALSE)+VLOOKUP(R402,Start!$C$23:$D$29,2,FALSE)","v":54.56},{"$f":"(Y402/T402)+Start!$D$19*(VLOOKUP(R402,Start!$M$33:$N$39,2,FALSE)/T402)+VLOOKUP(S402,Start!$C$33:$D$40,2,FALSE)","v":172.36203363110877}]
[null,null,"Yes","SEE914878135613","BNA0814","Energie und Wasser Potsdam GmbH","HKW Potsdam-Süd Block2",14478,"Potsdam","Zum Heizwerk 20","Brandenburg","1996-01-01","Erdgas","Erdgas, Erdölgas","Gas","Ja","Gasturbinen mit nachgeschalteter Dampfturbine","Gas","CCGT",0.38059999999999999,"OPSD (2020)",42,40.9,{"$f":"(1-VLOOKUP(S403,Start!$H$33:$I$40,2,FALSE)/100)*W403","v":35.582999999999998},{"$f":"VLOOKUP(R403,Start!$C$9:$D$15,2,FALSE)+VLOOKUP(R403,Start!$C$23:$D$29,2,FALSE)","v":54.56},{"$f":"(Y403/T403)+Start!$D$19*(VLOOKUP(R403,Start!$M$33:$N$39,2,FALSE)/T403)+VLOOKUP(S403,Start!$C$33:$D$40,2,FALSE)","v":172.36203363110877}]
[null,null,"Yes","SEE939597247393","BNA0832","FairEnergie GmbH","BHKW Hauffstraße",72762,"Reutlingen","Hauffstraße 89","Baden-Württemberg","2011-02-21","Erdgas","Erdgas, Erdölgas","Gas","Ja","Verbrennungsmotor","Gas","CCGT",0.45739999999999997,"OPSD (2020)",2.016,1.968,{"$f":"(1-VLOOKUP(S404,Start!$H$33:$I$40,2,FALSE)/100)*W404","v":1.7121599999999999},{"$f":"VLOOKUP(R404,Start!$C$9:$D$15,2,FALSE)+VLOOKUP(R404,Start!$C$23:$D$29,2,FALSE)","v":54.56},{"$f":"(Y404/T404)+Start!$D$19*(VLOOKUP(R404,Start!$M$33:$N$39,2,FALSE)/T404)+VLOOKUP(S404,Start!$C$33:$D$40,2,FALSE)","v":143.67334936598166}]
[null,null,"Yes","SEE921888721163","BNA0832","FairEnergie GmbH","BHKW Hauffstraße",72762,"Reutlingen","Hauffstraße 89","Baden-Württemberg","2011-02-21","Erdgas","Erdgas, Erdölgas","Gas","Ja","Verbrennungsmotor","Gas","CCGT",0.45739999999999997,"OPSD (2020)",2.016,1.968,{"$f":"(1-VLOOKUP(S405,Start!$H$33:$I$40,2,FALSE)/100)*W405","v":1.7121599999999999},{"$f":"VLOOKUP(R405,Start!$C$9:$D$15,2,FALSE)+VLOOKUP(R405,Start!$C$23:$D$29,2,FALSE)","v":54.56},{"$f":"(Y405/T405)+Start!$D$19*(VLOOKUP(R405,Start!$M$33:$N$39,2,FALSE)/T405)+VLOOKUP(S405,Start!$C$33:$D$40,2,FALSE)","v":143.67334936598166}]
[null,null,"Yes","SEE903508467828","BNA0832","FairEnergie GmbH","BHKW Hauffstraße",72762,"Reutlingen","Hauffstraße 89","Baden-Württemberg","2011-02-21","Erdgas","Erdgas, Erdölgas","Gas","Ja","Verbrennungsmotor","Gas","CCGT",0.45739999999999997,"OPSD (2020)",2.016,1.968,{"$f":"(1-VLOOKUP(S406,Start!$H$33:$I$40,2,FALSE)/100)*W406","v":1.7121599999999999},{"$f":"VLOOKUP(R406,Start!$C$9:$D$15,2,FALSE)+VLOOKUP(R406,Start!$C$23:$D$29,2,FALSE)","v":54.56},{"$f":"(Y406/T406)+Start!$D$19*(VLOOKUP(R406,Start!$M$33:$N$39,2,FALSE)/T406)+VLOOKUP(S406,Start!$C$33:$D$40,2,FALSE)","v":143.67334936598166}]
[null,null,"Yes","SEE932929596862","BNA0832","FairEnergie GmbH","BHKW Hauffstraße",72762,"Reutlingen","Hauffstraße 89","Baden-Württemberg","2011-02-21","Erdgas","Erdgas, Erdölgas","Gas","Ja","Verbrennungsmotor","Gas","CCGT",0.45739999999999997,"OPSD (2020)",2.016,1.968,{"$f":"(1-VLOOKUP(S407,Start!$H$33:$I$40,2,FALSE)/100)*W407","v":1.7121599999999999},{"$f":"VLOOKUP(R407,Start!$C$9:$D$15,2,FALSE)+VLOOKUP(R407,Start!$C$23:$D$29,2,FALSE)","v":54.56},{"$f":"(Y407/T407)+Start!$D$19*(VLOOKUP(R407,Start!$M$33:$N$39,2,FALSE)/T407)+VLOOKUP(S407,Start!$C$33:$D$40,2,FALSE)","v":143.67334936598166}]
[null,null,"Yes","SEE951279779923","BNA0832","FairEnergie GmbH","BHKW Hauffstraße",72762,"Reutlingen","Hauffstraße 89","Baden-Württemberg","2011-02-21","Erdgas","Erdgas, Erdölgas","Gas","Ja","Verbrennungsmotor","Gas","CCGT",0.45739999999999997,"OPSD (2020)",2.016,1.968,{"$f":"(1-VLOOKUP(S408,Start!$H$33:$I$40,2,FALSE)/100)*W408","v":1.7121599999999999},{"$f":"VLOOKUP(R408,Start!$C$9:$D$15,2,FALSE)+VLOOKUP(R408,Start!$C$23:$D$29,2,FALSE)","v":54.56},{"$f":"(Y408/T408)+Start!$D$19*(VLOOKUP(R408,Start!$M$33:$N$39,2,FALSE)/T408)+VLOOKUP(S408,Start!$C$33:$D$40,2,FALSE)","v":143.67334936598166}]
[null,null,"Yes","SEE952058615067","BNA0834","Solvay Chemicals GmbH","Solvay Rb TA1",47495,"Rheinberg","Xantener Straße 237","Nordrhein-Westfalen","1996-12-31","Erdgas","Erdgas, Erdölgas","Gas","Ja","Gasturbinen mit Abhitzekessel","Gas","CCGT",0.34210000000000002,"OPSD (2020)",54,54,{"$f":"(1-VLOOKUP(S409,Start!$H$33:$I$40,2,FALSE)/100)*W409","v":46.98},{"$f":"VLOOKUP(R409,Start!$C$9:$D$15,2,FALSE)+VLOOKUP(R409,Start!$C$23:$D$29,2,FALSE)","v":54.56},{"$f":"(Y409/T409)+Start!$D$19*(VLOOKUP(R409,Start!$M$33:$N$39,2,FALSE)/T409)+VLOOKUP(S409,Start!$C$33:$D$40,2,FALSE)","v":191.59087985969018}]
[null,null,"Yes","SEE970931306376","BNA0834","Solvay Chemicals GmbH","Solvay Rb TA10",47495,"Rheinberg","Xantener Straße 237","Nordrhein-Westfalen","1983-01-01","Wärme","Prozessdampf","Coal","Ja","Gegendruckmaschine ohne Entnahme","Coal","Coal",0.34210000000000002,"OPSD (2020)",27.2,27.2,{"$f":"(1-VLOOKUP(S410,Start!$H$33:$I$40,2,FALSE)/100)*W410","v":21.76},{"$f":"VLOOKUP(R410,Start!$C$9:$D$15,2,FALSE)+VLOOKUP(R410,Start!$C$23:$D$29,2,FALSE)","v":15.81},{"$f":"(Y410/T410)+Start!$D$19*(VLOOKUP(R410,Start!$M$33:$N$39,2,FALSE)/T410)+VLOOKUP(S410,Start!$C$33:$D$40,2,FALSE)","v":98.828003507746288}]
[null,null,"Yes","SEE986520256656","BNA0834","Solvay Chemicals GmbH","Solvay Rb TA7",47495,"Rheinberg","Xantener Straße 237","Nordrhein-Westfalen","1989-01-01","Wärme","Prozessdampf","Coal","Ja","Gegendruckmaschine mit Entnahme","Coal","Coal",0.34210000000000002,"OPSD (2020)",12.8,12.8,{"$f":"(1-VLOOKUP(S411,Start!$H$33:$I$40,2,FALSE)/100)*W411","v":10.240000000000002},{"$f":"VLOOKUP(R411,Start!$C$9:$D$15,2,FALSE)+VLOOKUP(R411,Start!$C$23:$D$29,2,FALSE)","v":15.81},{"$f":"(Y411/T411)+Start!$D$19*(VLOOKUP(R411,Start!$M$33:$N$39,2,FALSE)/T411)+VLOOKUP(S411,Start!$C$33:$D$40,2,FALSE)","v":98.828003507746288}]
[null,null,"Yes","SEE964450365167","BNA0834","Solvay Chemicals GmbH","Solvay Rb TA9",47495,"Rheinberg","Xantener Straße 237","Nordrhein-Westfalen","1976-01-01","Wärme","Prozessdampf","Coal","Ja","Gegendruckmaschine ohne Entnahme","Coal","Coal",0.34210000000000002,"OPSD (2020)",27.2,27.2,{"$f":"(1-VLOOKUP(S412,Start!$H$33:$I$40,2,FALSE)/100)*W412","v":21.76},{"$f":"VLOOKUP(R412,Start!$C$9:$D$15,2,FALSE)+VLOOKUP(R412,Start!$C$23:$D$29,2,FALSE)","v":15.81},{"$f":"(Y412/T412)+Start!$D$19*(VLOOKUP(R412,Start!$M$33:$N$39,2,FALSE)/T412)+VLOOKUP(S412,Start!$C$33:$D$40,2,FALSE)","v":98.828003507746288}]
[null,null,"Yes","SEE919390074075","BNA0842a","Stadtwerke Rosenheim GmbH & Co. KG","GM1",83022,"Rosenheim","Färberstraße 47","Bayern","2011-08-01","Erdgas","Erdgas, Erdölgas","Gas","Ja","Verbrennungsmotor","Gas","CCGT",0.45739999999999997,"OPSD (2020)",3.3519999999999999,3.2850000000000001,{"$f":"(1-VLOOKUP(S413,Start!$H$33:$I$40,2,FALSE)/100)*W413","v":2.8579500000000002},{"$f":"VLOOKUP(R413,Start!$C$9:$D$15,2,FALSE)+VLOOKUP(R413,Start!$C$23:$D$29,2,FALSE)","v":54.56},{"$f":"(Y413/T413)+Start!$D$19*(VLOOKUP(R413,Start!$M$33:$N$39,2,FALSE)/T413)+VLOOKUP(S413,Start!$C$33:$D$40,2,FALSE)","v":143.67334936598166}]
[null,null,"Yes","SEE921399860047","BNA0842a","Stadtwerke Rosenheim GmbH & Co. KG","GM2",83022,"Rosenheim","Färberstraße 47","Bayern","2011-08-01","Erdgas","Erdgas, Erdölgas","Gas","Ja","Verbrennungsmotor","Gas","CCGT",0.45739999999999997,"OPSD (2020)",3.3519999999999999,3.2850000000000001,{"$f":"(1-VLOOKUP(S414,Start!$H$33:$I$40,2,FALSE)/100)*W414","v":2.8579500000000002},{"$f":"VLOOKUP(R414,Start!$C$9:$D$15,2,FALSE)+VLOOKUP(R414,Start!$C$23:$D$29,2,FALSE)","v":54.56},{"$f":"(Y414/T414)+Start!$D$19*(VLOOKUP(R414,Start!$M$33:$N$39,2,FALSE)/T414)+VLOOKUP(S414,Start!$C$33:$D$40,2,FALSE)","v":143.67334936598166}]
[null,null,"Yes","SEE945563004310","BNA0842a","Stadtwerke Rosenheim GmbH & Co. KG","GM3",83022,"Rosenheim","Färberstraße 47","Bayern","2011-08-01","Erdgas","Erdgas, Erdölgas","Gas","Ja","Verbrennungsmotor","Gas","CCGT",0.45739999999999997,"OPSD (2020)",3.3519999999999999,3.2850000000000001,{"$f":"(1-VLOOKUP(S415,Start!$H$33:$I$40,2,FALSE)/100)*W415","v":2.8579500000000002},{"$f":"VLOOKUP(R415,Start!$C$9:$D$15,2,FALSE)+VLOOKUP(R415,Start!$C$23:$D$29,2,FALSE)","v":54.56},{"$f":"(Y415/T415)+Start!$D$19*(VLOOKUP(R415,Start!$M$33:$N$39,2,FALSE)/T415)+VLOOKUP(S415,Start!$C$33:$D$40,2,FALSE)","v":143.67334936598166}]
[null,null,"Yes","SEE975793104498","BNA0842b","Stadtwerke Rosenheim GmbH & Co. KG","GM4",83022,"Rosenheim","Schönfeldstraße 15","Bayern","2013-04-10","Erdgas","Erdgas, Erdölgas","Gas","Ja","Verbrennungsmotor","Gas","CCGT",0.48699999999999999,"OPSD (2018)",10.387,10.282999999999999,{"$f":"(1-VLOOKUP(S416,Start!$H$33:$I$40,2,FALSE)/100)*W416","v":8.9462099999999989},{"$f":"VLOOKUP(R416,Start!$C$9:$D$15,2,FALSE)+VLOOKUP(R416,Start!$C$23:$D$29,2,FALSE)","v":54.56},{"$f":"(Y416/T416)+Start!$D$19*(VLOOKUP(R416,Start!$M$33:$N$39,2,FALSE)/T416)+VLOOKUP(S416,Start!$C$33:$D$40,2,FALSE)","v":135.03201232032853}]
[null,null,"Yes","SEE905415023425","BNA0843","Stadtwerke Rosenheim GmbH & Co. KG","GM5",83026,"Rosenheim","Oberaustraße 12","Bayern","2012-12-20","Erdgas","Erdgas, Erdölgas","Gas","Ja","Verbrennungsmotor","Gas","CCGT",0.45879999999999999,"OPSD (2020)",4.399,4.3109999999999999,{"$f":"(1-VLOOKUP(S417,Start!$H$33:$I$40,2,FALSE)/100)*W417","v":3.7505699999999997},{"$f":"VLOOKUP(R417,Start!$C$9:$D$15,2,FALSE)+VLOOKUP(R417,Start!$C$23:$D$29,2,FALSE)","v":54.56},{"$f":"(Y417/T417)+Start!$D$19*(VLOOKUP(R417,Start!$M$33:$N$39,2,FALSE)/T417)+VLOOKUP(S417,Start!$C$33:$D$40,2,FALSE)","v":143.23951612903227}]
[null,null,"Yes","SEE955718847075","BNA0845","Stadtwerke Rosenheim GmbH & Co. KG","DT1",83022,"Rosenheim","Färberstraße 49","Bayern","1988-01-01","nicht biogener Abfall","nicht biogener Abfall (Hausmüll, Siedlungsabfälle)","Waste","Ja","Kondensationsmaschine mit Entnahme","Waste","Waste",0.33,"OPSD (2020)",7.2,6.9,{"$f":"(1-VLOOKUP(S418,Start!$H$33:$I$40,2,FALSE)/100)*W418","v":5.8650000000000002},{"$f":"VLOOKUP(R418,Start!$C$9:$D$15,2,FALSE)+VLOOKUP(R418,Start!$C$23:$D$29,2,FALSE)","v":0},{"$f":"(Y418/T418)+Start!$D$19*(VLOOKUP(R418,Start!$M$33:$N$39,2,FALSE)/T418)+VLOOKUP(S418,Start!$C$33:$D$40,2,FALSE)","v":1}]
[null,null,"Yes","SEE955718847075","BNA0845","Stadtwerke Rosenheim GmbH & Co. KG","DT1",83022,"Rosenheim","Färberstraße 49","Bayern","1988-01-01","nicht biogener Abfall","nicht biogener Abfall (Hausmüll, Siedlungsabfälle)","Waste","Ja","Kondensationsmaschine mit Entnahme","Waste","Waste",0.33,"OPSD (2020)",7.2,6.9,{"$f":"(1-VLOOKUP(S419,Start!$H$33:$I$40,2,FALSE)/100)*W419","v":5.8650000000000002},{"$f":"VLOOKUP(R419,Start!$C$9:$D$15,2,FALSE)+VLOOKUP(R419,Start!$C$23:$D$29,2,FALSE)","v":0},{"$f":"(Y419/T419)+Start!$D$19*(VLOOKUP(R419,Start!$M$33:$N$39,2,FALSE)/T419)+VLOOKUP(S419,Start!$C$33:$D$40,2,FALSE)","v":1}]
[null,null,"Yes","SEE916662059105","BNA0848","Stadtwerke Rostock Aktiengesellschaft","GuD-Block 1",18069,"Rostock","Schmarler Damm 5","Mecklenburg-Vorpommern","1996-06-13","Erdgas","Erdgas, Erdölgas","Gas","Ja","Gasturbinen mit nachgeschalteter Dampfturbine","Gas","CCGT",0.52200000000000002,"OPSD (2020)",37,36,{"$f":"(1-VLOOKUP(S420,Start!$H$33:$I$40,2,FALSE)/100)*W420","v":31.32},{"$f":"VLOOKUP(R420,Start!$C$9:$D$15,2,FALSE)+VLOOKUP(R420,Start!$C$23:$D$29,2,FALSE)","v":54.56},{"$f":"(Y420/T420)+Start!$D$19*(VLOOKUP(R420,Start!$M$33:$N$39,2,FALSE)/T420)+VLOOKUP(S420,Start!$C$33:$D$40,2,FALSE)","v":126.07871647509577}]
[null,null,"Yes","SEE942226311273","BNA0848","Stadtwerke Rostock Aktiengesellschaft","GuD-Block 2",18069,"Rostock","Schmarler Damm 5","Mecklenburg-Vorpommern","1996-08-15","Erdgas","Erdgas, Erdölgas","Gas","Ja","Gasturbinen mit nachgeschalteter Dampfturbine","Gas","CCGT",0.52200000000000002,"OPSD (2020)",37,36,{"$f":"(1-VLOOKUP(S421,Start!$H$33:$I$40,2,FALSE)/100)*W421","v":31.32},{"$f":"VLOOKUP(R421,Start!$C$9:$D$15,2,FALSE)+VLOOKUP(R421,Start!$C$23:$D$29,2,FALSE)","v":54.56},{"$f":"(Y421/T421)+Start!$D$19*(VLOOKUP(R421,Start!$M$33:$N$39,2,FALSE)/T421)+VLOOKUP(S421,Start!$C$33:$D$40,2,FALSE)","v":126.07871647509577}]
[null,null,"Yes","SEE908746529123","BNA0848","Stadtwerke Rostock Aktiengesellschaft","GuD-Block 3",18069,"Rostock","Schmarler Damm 5","Mecklenburg-Vorpommern","1996-10-01","Erdgas","Erdgas, Erdölgas","Gas","Ja","Gasturbinen mit nachgeschalteter Dampfturbine","Gas","CCGT",0.52200000000000002,"OPSD (2020)",37,36,{"$f":"(1-VLOOKUP(S422,Start!$H$33:$I$40,2,FALSE)/100)*W422","v":31.32},{"$f":"VLOOKUP(R422,Start!$C$9:$D$15,2,FALSE)+VLOOKUP(R422,Start!$C$23:$D$29,2,FALSE)","v":54.56},{"$f":"(Y422/T422)+Start!$D$19*(VLOOKUP(R422,Start!$M$33:$N$39,2,FALSE)/T422)+VLOOKUP(S422,Start!$C$33:$D$40,2,FALSE)","v":126.07871647509577}]
[null,null,"Yes","SEE943427876363","BNA0849","KNG Kraftwerks- und Netzgesellschaft mbH","Kraftwerk Rostock Block A",18147,"Rostock","Am Kühlturm 1","Mecklenburg-Vorpommern","1994-10-01","Steinkohle","Steinkohlen","Coal","Ja","Kondensationsmaschine mit Entnahme","Coal","Coal",0.432,"OPSD (2020)",553,514,{"$f":"(1-VLOOKUP(S423,Start!$H$33:$I$40,2,FALSE)/100)*W423","v":411.20000000000005},{"$f":"VLOOKUP(R423,Start!$C$9:$D$15,2,FALSE)+VLOOKUP(R423,Start!$C$23:$D$29,2,FALSE)","v":15.81},{"$f":"(Y423/T423)+Start!$D$19*(VLOOKUP(R423,Start!$M$33:$N$39,2,FALSE)/T423)+VLOOKUP(S423,Start!$C$33:$D$40,2,FALSE)","v":78.532245370370376}]
[null,null,"Yes","SEE924286409503","BNA0855","IKW Rüdersdorf","IKW Rüdersdorf",15562,"Rüdersdorf","Siedlerweg 11","Brandenburg","2007-12-12","nicht biogener Abfall","nicht biogener Industrieabfall","Waste","Ja","Kondensationsmaschine mit Entnahme","Waste","Waste",0.33,"OPSD (2020)",35.54,30,{"$f":"(1-VLOOKUP(S424,Start!$H$33:$I$40,2,FALSE)/100)*W424","v":25.5},{"$f":"VLOOKUP(R424,Start!$C$9:$D$15,2,FALSE)+VLOOKUP(R424,Start!$C$23:$D$29,2,FALSE)","v":0},{"$f":"(Y424/T424)+Start!$D$19*(VLOOKUP(R424,Start!$M$33:$N$39,2,FALSE)/T424)+VLOOKUP(S424,Start!$C$33:$D$40,2,FALSE)","v":1}]
[null,null,"Yes","SEE928580946900","BNA0857","Opel Automobile GmbH","GuD-Heizkraftwerk M120",65428,"Rüsselsheim","Bahnhofsplatz 1","Hessen","1999-08-02","Erdgas","Erdgas, Erdölgas","Gas","Ja","Gasturbinen mit nachgeschalteter Dampfturbine","Gas","CCGT",0.53549999999999998,"OPSD (2020)",113.9,112.5,{"$f":"(1-VLOOKUP(S425,Start!$H$33:$I$40,2,FALSE)/100)*W425","v":97.875},{"$f":"VLOOKUP(R425,Start!$C$9:$D$15,2,FALSE)+VLOOKUP(R425,Start!$C$23:$D$29,2,FALSE)","v":54.56},{"$f":"(Y425/T425)+Start!$D$19*(VLOOKUP(R425,Start!$M$33:$N$39,2,FALSE)/T425)+VLOOKUP(S425,Start!$C$33:$D$40,2,FALSE)","v":122.93807656395893}]
[null,null,"Yes","SEE975188536989","BNA0861a","Energie SaarLorLux AG","HKW-Römerbrücke GuD-Anlage",66121,"Saarbrücken","Bismarckstraße 143","Saarland","2005-01-01","Erdgas","Erdgas, Erdölgas","Gas","Ja","Gasturbinen mit Abhitzekessel","Gas","CCGT",0.5625,"OPSD (2020)",41,40,{"$f":"(1-VLOOKUP(S426,Start!$H$33:$I$40,2,FALSE)/100)*W426","v":34.799999999999997},{"$f":"VLOOKUP(R426,Start!$C$9:$D$15,2,FALSE)+VLOOKUP(R426,Start!$C$23:$D$29,2,FALSE)","v":54.56},{"$f":"(Y426/T426)+Start!$D$19*(VLOOKUP(R426,Start!$M$33:$N$39,2,FALSE)/T426)+VLOOKUP(S426,Start!$C$33:$D$40,2,FALSE)","v":117.10904888888889}]
[null,null,"Yes","SEE979779484642","BNA0861b","Energie SaarLorLux AG","HKW-Römerbrücke Dampfturbinenanlage DT2",66121,"Saarbrücken","Bismarckstraße 143","Saarland","1988-06-27","Steinkohle","Steinkohlen","Coal","Ja","Kondensationsmaschine mit Entnahme","Coal","Coal",0.42,"OPSD (2020)",56,53,{"$f":"(1-VLOOKUP(S427,Start!$H$33:$I$40,2,FALSE)/100)*W427","v":42.400000000000006},{"$f":"VLOOKUP(R427,Start!$C$9:$D$15,2,FALSE)+VLOOKUP(R427,Start!$C$23:$D$29,2,FALSE)","v":15.81},{"$f":"(Y427/T427)+Start!$D$19*(VLOOKUP(R427,Start!$M$33:$N$39,2,FALSE)/T427)+VLOOKUP(S427,Start!$C$33:$D$40,2,FALSE)","v":80.738880952380967}]
[null,null,"Yes","SEE941875842596","BNA0863","Salzgitter Flachstahl GmbH","Ma 1",38239,"Salzgitter","Eisenhüttenstraße 99","Niedersachsen","1941-03-01","andere Gase","Hochofengas, Konvertergas","Other (nicht erneuerbar)","Nein","Kondensationsmaschine ohne Entnahme","Gas","CCGT",0.4,"https://www.salzgitter-flachstahl.de/de/news/artikel-der-salzgitter-flachstahl-gmbh/2018-06-27/energie-der-zukunft.html",40,35,{"$f":"(1-VLOOKUP(S428,Start!$H$33:$I$40,2,FALSE)/100)*W428","v":30.45},{"$f":"VLOOKUP(R428,Start!$C$9:$D$15,2,FALSE)+VLOOKUP(R428,Start!$C$23:$D$29,2,FALSE)","v":54.56},{"$f":"(Y428/T428)+Start!$D$19*(VLOOKUP(R428,Start!$M$33:$N$39,2,FALSE)/T428)+VLOOKUP(S428,Start!$C$33:$D$40,2,FALSE)","v":164.07522499999999}]
[null,null,"Yes","SEE979791664664","BNA0863","Salzgitter Flachstahl GmbH","Ma 2",38239,"Salzgitter","Eisenhüttenstraße 99","Niedersachsen","2006-07-15","andere Gase","Hochofengas, Konvertergas","Other (nicht erneuerbar)","Ja","Kondensationsmaschine mit Entnahme","Gas","CCGT",0.4,"https://www.salzgitter-flachstahl.de/de/news/artikel-der-salzgitter-flachstahl-gmbh/2018-06-27/energie-der-zukunft.html",55,49.5,{"$f":"(1-VLOOKUP(S429,Start!$H$33:$I$40,2,FALSE)/100)*W429","v":43.064999999999998},{"$f":"VLOOKUP(R429,Start!$C$9:$D$15,2,FALSE)+VLOOKUP(R429,Start!$C$23:$D$29,2,FALSE)","v":54.56},{"$f":"(Y429/T429)+Start!$D$19*(VLOOKUP(R429,Start!$M$33:$N$39,2,FALSE)/T429)+VLOOKUP(S429,Start!$C$33:$D$40,2,FALSE)","v":164.07522499999999}]
[null,null,"Yes","SEE969074173341","BNA0863","Salzgitter Flachstahl GmbH","Ma 3",38239,"Salzgitter","Eisenhüttenstraße 99","Niedersachsen","1941-02-01","andere Gase","Hochofengas, Konvertergas","Other (nicht erneuerbar)","Nein","Kondensationsmaschine ohne Entnahme","Gas","CCGT",0.4,"https://www.salzgitter-flachstahl.de/de/news/artikel-der-salzgitter-flachstahl-gmbh/2018-06-27/energie-der-zukunft.html",40,35,{"$f":"(1-VLOOKUP(S430,Start!$H$33:$I$40,2,FALSE)/100)*W430","v":30.45},{"$f":"VLOOKUP(R430,Start!$C$9:$D$15,2,FALSE)+VLOOKUP(R430,Start!$C$23:$D$29,2,FALSE)","v":54.56},{"$f":"(Y430/T430)+Start!$D$19*(VLOOKUP(R430,Start!$M$33:$N$39,2,FALSE)/T430)+VLOOKUP(S430,Start!$C$33:$D$40,2,FALSE)","v":164.07522499999999}]
[null,null,"Yes","SEE957844983702","BNA0863","Salzgitter Flachstahl GmbH","Ma A",38239,"Salzgitter","Eisenhüttenstraße 99","Niedersachsen","1941-01-01","andere Gase","Hochofengas, Konvertergas","Other (nicht erneuerbar)","Ja","Gegendruckmaschine ohne Entnahme","Gas","CCGT",0.4,"https://www.salzgitter-flachstahl.de/de/news/artikel-der-salzgitter-flachstahl-gmbh/2018-06-27/energie-der-zukunft.html",10,9,{"$f":"(1-VLOOKUP(S431,Start!$H$33:$I$40,2,FALSE)/100)*W431","v":7.83},{"$f":"VLOOKUP(R431,Start!$C$9:$D$15,2,FALSE)+VLOOKUP(R431,Start!$C$23:$D$29,2,FALSE)","v":54.56},{"$f":"(Y431/T431)+Start!$D$19*(VLOOKUP(R431,Start!$M$33:$N$39,2,FALSE)/T431)+VLOOKUP(S431,Start!$C$33:$D$40,2,FALSE)","v":164.07522499999999}]
[null,null,"Yes","SEE922395631839","BNA0864","Salzgitter Flachstahl GmbH","Block1",38239,"Salzgitter","Eisenhüttenstraße 99","Niedersachsen","2010-06-15","andere Gase","Hochofengas, Konvertergas","Other (nicht erneuerbar)","Ja","Kondensationsmaschine mit Entnahme","Gas","CCGT",0.39600000000000002,"Assumption based on DIW (2014)",110,97,{"$f":"(1-VLOOKUP(S432,Start!$H$33:$I$40,2,FALSE)/100)*W432","v":84.39},{"$f":"VLOOKUP(R432,Start!$C$9:$D$15,2,FALSE)+VLOOKUP(R432,Start!$C$23:$D$29,2,FALSE)","v":54.56},{"$f":"(Y432/T432)+Start!$D$19*(VLOOKUP(R432,Start!$M$33:$N$39,2,FALSE)/T432)+VLOOKUP(S432,Start!$C$33:$D$40,2,FALSE)","v":165.71739898989898}]
[null,null,"Yes","SEE976320012538","BNA0865b","Salzgitter Flachstahl GmbH","Block2",38239,"Salzgitter","Eisenhüttenstraße 99","Niedersachsen","2010-08-15","andere Gase","Hochofengas, Konvertergas","Other (nicht erneuerbar)","Ja","Kondensationsmaschine mit Entnahme","Gas","CCGT",0.39600000000000002,"Assumption based on DIW (2014)",110,97,{"$f":"(1-VLOOKUP(S433,Start!$H$33:$I$40,2,FALSE)/100)*W433","v":84.39},{"$f":"VLOOKUP(R433,Start!$C$9:$D$15,2,FALSE)+VLOOKUP(R433,Start!$C$23:$D$29,2,FALSE)","v":54.56},{"$f":"(Y433/T433)+Start!$D$19*(VLOOKUP(R433,Start!$M$33:$N$39,2,FALSE)/T433)+VLOOKUP(S433,Start!$C$33:$D$40,2,FALSE)","v":165.71739898989898}]
[null,null,"Yes","SEE960652233358","BNA0878","Saale Energie GmbH","Schkopau A",6258,"Schkopau","An der Bober 100","Sachsen-Anhalt","1995-01-01","Braunkohle","Rohbraunkohlen","Lignite","Ja","Kondensationsmaschine mit Entnahme","Lignite","Lignite",0.4,"OPSD (2020)",500,450,{"$f":"(1-VLOOKUP(S434,Start!$H$33:$I$40,2,FALSE)/100)*W434","v":391.5},{"$f":"VLOOKUP(R434,Start!$C$9:$D$15,2,FALSE)+VLOOKUP(R434,Start!$C$23:$D$29,2,FALSE)","v":3.1},{"$f":"(Y434/T434)+Start!$D$19*(VLOOKUP(R434,Start!$M$33:$N$39,2,FALSE)/T434)+VLOOKUP(S434,Start!$C$33:$D$40,2,FALSE)","v":62.060900000000004}]
[null,null,"Yes","SEE947677200282","BNA0879","Saale Energie GmbH","Schkopau B",6258,"Schkopau","An der Bober 100","Sachsen-Anhalt","1996-01-01","Braunkohle","Rohbraunkohlen","Lignite","Ja","Kondensationsmaschine mit Entnahme","Lignite","Lignite",0.4,"OPSD (2020)",500,450,{"$f":"(1-VLOOKUP(S435,Start!$H$33:$I$40,2,FALSE)/100)*W435","v":391.5},{"$f":"VLOOKUP(R435,Start!$C$9:$D$15,2,FALSE)+VLOOKUP(R435,Start!$C$23:$D$29,2,FALSE)","v":3.1},{"$f":"(Y435/T435)+Start!$D$19*(VLOOKUP(R435,Start!$M$33:$N$39,2,FALSE)/T435)+VLOOKUP(S435,Start!$C$33:$D$40,2,FALSE)","v":62.060900000000004}]
[null,null,"Yes","SEE904165703137","BNA0893","BASF Schwarzheide GmbH","GT1",1987,"Schwarzheide","Schipkauer Straße 1","Brandenburg","1994-11-28","Erdgas","Erdgas, Erdölgas","Gas","Ja","Gasturbinen mit nachgeschalteter Dampfturbine","Gas","CCGT",0.51300000000000001,"OPSD (2020)",41.5,41.173000000000002,{"$f":"(1-VLOOKUP(S436,Start!$H$33:$I$40,2,FALSE)/100)*W436","v":35.820509999999999},{"$f":"VLOOKUP(R436,Start!$C$9:$D$15,2,FALSE)+VLOOKUP(R436,Start!$C$23:$D$29,2,FALSE)","v":54.56},{"$f":"(Y436/T436)+Start!$D$19*(VLOOKUP(R436,Start!$M$33:$N$39,2,FALSE)/T436)+VLOOKUP(S436,Start!$C$33:$D$40,2,FALSE)","v":128.26430799220273}]
[null,null,"Yes","SEE918705951896","BNA0893","BASF Schwarzheide GmbH","GT2",1987,"Schwarzheide","Schipkauer Straße 1","Brandenburg","1994-11-28","Erdgas","Erdgas, Erdölgas","Gas","Ja","Gasturbinen mit nachgeschalteter Dampfturbine","Gas","CCGT",0.51300000000000001,"OPSD (2020)",41.5,41.173000000000002,{"$f":"(1-VLOOKUP(S437,Start!$H$33:$I$40,2,FALSE)/100)*W437","v":35.820509999999999},{"$f":"VLOOKUP(R437,Start!$C$9:$D$15,2,FALSE)+VLOOKUP(R437,Start!$C$23:$D$29,2,FALSE)","v":54.56},{"$f":"(Y437/T437)+Start!$D$19*(VLOOKUP(R437,Start!$M$33:$N$39,2,FALSE)/T437)+VLOOKUP(S437,Start!$C$33:$D$40,2,FALSE)","v":128.26430799220273}]
[null,null,"Yes","SEE971164680486","BNA0893","BASF Schwarzheide GmbH","DT1",1987,"Schwarzheide","Schipkauer Straße 1","Brandenburg","1994-11-28","Wärme","Prozessdampf","Gas","Ja","Gegendruckmaschine mit Entnahme","Gas","CCGT",0.51300000000000001,"OPSD (2020)",18.905000000000001,18.756,{"$f":"(1-VLOOKUP(S438,Start!$H$33:$I$40,2,FALSE)/100)*W438","v":16.317720000000001},{"$f":"VLOOKUP(R438,Start!$C$9:$D$15,2,FALSE)+VLOOKUP(R438,Start!$C$23:$D$29,2,FALSE)","v":54.56},{"$f":"(Y438/T438)+Start!$D$19*(VLOOKUP(R438,Start!$M$33:$N$39,2,FALSE)/T438)+VLOOKUP(S438,Start!$C$33:$D$40,2,FALSE)","v":128.26430799220273}]
[null,null,"Yes","SEE961788817153","BNA0893","BASF Schwarzheide GmbH","DT2",1987,"Schwarzheide","Schipkauer Straße 1","Brandenburg","1997-12-05","Wärme","Prozessdampf","Gas","Nein","Kondensationsmaschine ohne Entnahme","Gas","CCGT",0.51300000000000001,"OPSD (2020)",12.3,12,{"$f":"(1-VLOOKUP(S439,Start!$H$33:$I$40,2,FALSE)/100)*W439","v":10.44},{"$f":"VLOOKUP(R439,Start!$C$9:$D$15,2,FALSE)+VLOOKUP(R439,Start!$C$23:$D$29,2,FALSE)","v":54.56},{"$f":"(Y439/T439)+Start!$D$19*(VLOOKUP(R439,Start!$M$33:$N$39,2,FALSE)/T439)+VLOOKUP(S439,Start!$C$33:$D$40,2,FALSE)","v":128.26430799220273}]
[null,null,"Yes","SEE906257837416","BNA0894a","PCK Raffinerie GmbH","5MKA",16303,"Schwedt","Passower Chaussee 111","Brandenburg","1972-01-27","Mineralölprodukte","Andere Mineralölprodukte","Oil","Nein","Gegendruckmaschine mit Entnahme","Oil","Oil",0.35420000000000001,"OPSD (2020)",30,28,{"$f":"(1-VLOOKUP(S440,Start!$H$33:$I$40,2,FALSE)/100)*W440","v":23.8},{"$f":"VLOOKUP(R440,Start!$C$9:$D$15,2,FALSE)+VLOOKUP(R440,Start!$C$23:$D$29,2,FALSE)","v":35.54},{"$f":"(Y440/T440)+Start!$D$19*(VLOOKUP(R440,Start!$M$33:$N$39,2,FALSE)/T440)+VLOOKUP(S440,Start!$C$33:$D$40,2,FALSE)","v":142.51665725578769}]
[null,null,"Yes","SEE960529046555","BNA0894b","PCK Raffinerie GmbH","6MKA",16303,"Schwedt","Passower Chaussee 111","Brandenburg","1994-01-10","Mineralölprodukte","Andere Mineralölprodukte","Oil","Nein","Kondensationsmaschine ohne Entnahme","Oil","Oil",0.37840000000000001,"OPSD (2020)",36,34.5,{"$f":"(1-VLOOKUP(S441,Start!$H$33:$I$40,2,FALSE)/100)*W441","v":29.324999999999999},{"$f":"VLOOKUP(R441,Start!$C$9:$D$15,2,FALSE)+VLOOKUP(R441,Start!$C$23:$D$29,2,FALSE)","v":35.54},{"$f":"(Y441/T441)+Start!$D$19*(VLOOKUP(R441,Start!$M$33:$N$39,2,FALSE)/T441)+VLOOKUP(S441,Start!$C$33:$D$40,2,FALSE)","v":133.46617336152221}]
[null,null,"Yes","SEE954086855965","BNA0894c","PCK Raffinerie GmbH","1MKA",16303,"Schwedt","Passower Chaussee 111","Brandenburg","1998-06-04","Mineralölprodukte","Andere Mineralölprodukte","Oil","Nein","Kondensationsmaschine mit Entnahme","Oil","Oil",0.38279999999999997,"OPSD (2020)",117,106,{"$f":"(1-VLOOKUP(S442,Start!$H$33:$I$40,2,FALSE)/100)*W442","v":90.1},{"$f":"VLOOKUP(R442,Start!$C$9:$D$15,2,FALSE)+VLOOKUP(R442,Start!$C$23:$D$29,2,FALSE)","v":35.54},{"$f":"(Y442/T442)+Start!$D$19*(VLOOKUP(R442,Start!$M$33:$N$39,2,FALSE)/T442)+VLOOKUP(S442,Start!$C$33:$D$40,2,FALSE)","v":131.9435736677116}]
[null,null,"Yes","SEE995943794058","BNA0894d","PCK Raffinerie GmbH","2MKA",16303,"Schwedt","Passower Chaussee 111","Brandenburg","1998-06-04","Mineralölprodukte","Andere Mineralölprodukte","Oil","Nein","Kondensationsmaschine mit Entnahme","Oil","Oil",0.38279999999999997,"OPSD (2020)",117,106,{"$f":"(1-VLOOKUP(S443,Start!$H$33:$I$40,2,FALSE)/100)*W443","v":90.1},{"$f":"VLOOKUP(R443,Start!$C$9:$D$15,2,FALSE)+VLOOKUP(R443,Start!$C$23:$D$29,2,FALSE)","v":35.54},{"$f":"(Y443/T443)+Start!$D$19*(VLOOKUP(R443,Start!$M$33:$N$39,2,FALSE)/T443)+VLOOKUP(S443,Start!$C$33:$D$40,2,FALSE)","v":131.9435736677116}]
[null,null,"Yes","SEE943750140889","BNA0894e","PCK Raffinerie GmbH","4MKA",16303,"Schwedt","Passower Chaussee 111","Brandenburg","2011-09-04","Mineralölprodukte","Andere Mineralölprodukte","Oil","Nein","Kondensationsmaschine ohne Entnahme","Oil","Oil",0.39710000000000001,"OPSD (2020)",63,59,{"$f":"(1-VLOOKUP(S444,Start!$H$33:$I$40,2,FALSE)/100)*W444","v":50.15},{"$f":"VLOOKUP(R444,Start!$C$9:$D$15,2,FALSE)+VLOOKUP(R444,Start!$C$23:$D$29,2,FALSE)","v":35.54},{"$f":"(Y444/T444)+Start!$D$19*(VLOOKUP(R444,Start!$M$33:$N$39,2,FALSE)/T444)+VLOOKUP(S444,Start!$C$33:$D$40,2,FALSE)","v":127.22815411735078}]
[null,null,"Yes","SEE943766131437","BNA0895","GKS-Gemeinschaftskraftwerk Schweinfurt GmbH","Turbine 1",97424,"Schweinfurt","Hafenstraße 30","Bayern","1990-06-01","Steinkohle","Steinkohlen","Coal","Ja","Kondensationsmaschine mit Entnahme","Coal","Coal",0.33,"OPSD (2020)",16.8,14.2,{"$f":"(1-VLOOKUP(S445,Start!$H$33:$I$40,2,FALSE)/100)*W445","v":11.36},{"$f":"VLOOKUP(R445,Start!$C$9:$D$15,2,FALSE)+VLOOKUP(R445,Start!$C$23:$D$29,2,FALSE)","v":15.81},{"$f":"(Y445/T445)+Start!$D$19*(VLOOKUP(R445,Start!$M$33:$N$39,2,FALSE)/T445)+VLOOKUP(S445,Start!$C$33:$D$40,2,FALSE)","v":102.4040303030303}]
[null,null,"Yes","SEE956216040883","BNA0895","GKS-Gemeinschaftskraftwerk Schweinfurt GmbH","Turbine 2",97424,"Schweinfurt","Hafenstraße 30","Bayern","1990-06-01","Steinkohle","Steinkohlen","Coal","Ja","Gegendruckmaschine ohne Entnahme","Coal","Coal",0.33,"OPSD (2020)",11.8,10.199999999999999,{"$f":"(1-VLOOKUP(S446,Start!$H$33:$I$40,2,FALSE)/100)*W446","v":8.16},{"$f":"VLOOKUP(R446,Start!$C$9:$D$15,2,FALSE)+VLOOKUP(R446,Start!$C$23:$D$29,2,FALSE)","v":15.81},{"$f":"(Y446/T446)+Start!$D$19*(VLOOKUP(R446,Start!$M$33:$N$39,2,FALSE)/T446)+VLOOKUP(S446,Start!$C$33:$D$40,2,FALSE)","v":102.4040303030303}]
[null,null,"Yes","SEE998526561375","BNA0896","Energieversorgung Schwerin GmbH & Co. Erzeugung KG","SN-Süd-GUD",19061,"Schwerin","Pampower Str. 50","Mecklenburg-Vorpommern","1994-06-01","Erdgas","Erdgas, Erdölgas","Gas","Ja","Gasturbinen mit nachgeschalteter Dampfturbine","Gas","CCGT",0.37840000000000001,"OPSD (2020)",53,44.9,{"$f":"(1-VLOOKUP(S447,Start!$H$33:$I$40,2,FALSE)/100)*W447","v":39.062999999999995},{"$f":"VLOOKUP(R447,Start!$C$9:$D$15,2,FALSE)+VLOOKUP(R447,Start!$C$23:$D$29,2,FALSE)","v":54.56},{"$f":"(Y447/T447)+Start!$D$19*(VLOOKUP(R447,Start!$M$33:$N$39,2,FALSE)/T447)+VLOOKUP(S447,Start!$C$33:$D$40,2,FALSE)","v":173.35541754756872}]
[null,null,"Yes","SEE958702894895","BNA0897","Energieversorgung Schwerin GmbH & Co. Erzeugung KG","SN-Lankow-GUD",19057,"Schwerin","Grevesmühlener Straße 28","Mecklenburg-Vorpommern","1994-12-01","Erdgas","Erdgas, Erdölgas","Gas","Ja","Gegendruckmaschine mit Entnahme","Gas","CCGT",0.37840000000000001,"OPSD (2020)",8,6,{"$f":"(1-VLOOKUP(S448,Start!$H$33:$I$40,2,FALSE)/100)*W448","v":5.22},{"$f":"VLOOKUP(R448,Start!$C$9:$D$15,2,FALSE)+VLOOKUP(R448,Start!$C$23:$D$29,2,FALSE)","v":54.56},{"$f":"(Y448/T448)+Start!$D$19*(VLOOKUP(R448,Start!$M$33:$N$39,2,FALSE)/T448)+VLOOKUP(S448,Start!$C$33:$D$40,2,FALSE)","v":173.35541754756872}]
[null,null,"Yes","SEE938337436349","BNA0914","Lausitz Energie Kraftwerke AG","Kraftwerk Schwarze Pumpe Block A",3130,"Spremberg","An der alten Ziegelei 1","Brandenburg","1997-12-15","Braunkohle","Rohbraunkohlen","Lignite","Ja","Kondensationsmaschine mit Entnahme","Lignite","Lignite",0.41,"OPSD (2020)",803,755,{"$f":"(1-VLOOKUP(S449,Start!$H$33:$I$40,2,FALSE)/100)*W449","v":656.85},{"$f":"VLOOKUP(R449,Start!$C$9:$D$15,2,FALSE)+VLOOKUP(R449,Start!$C$23:$D$29,2,FALSE)","v":3.1},{"$f":"(Y449/T449)+Start!$D$19*(VLOOKUP(R449,Start!$M$33:$N$39,2,FALSE)/T449)+VLOOKUP(S449,Start!$C$33:$D$40,2,FALSE)","v":60.588682926829279}]
[null,null,"Yes","SEE952672318108","BNA0915","Lausitz Energie Kraftwerke AG","Kraftwerk Schwarze Pumpe Block B",3130,"Spremberg","An der alten Ziegelei 1","Brandenburg","1998-05-25","Braunkohle","","Lignite","Ja","Kondensationsmaschine mit Entnahme","Lignite","Lignite",0.41,"OPSD (2020)",803,755,{"$f":"(1-VLOOKUP(S450,Start!$H$33:$I$40,2,FALSE)/100)*W450","v":656.85},{"$f":"VLOOKUP(R450,Start!$C$9:$D$15,2,FALSE)+VLOOKUP(R450,Start!$C$23:$D$29,2,FALSE)","v":3.1},{"$f":"(Y450/T450)+Start!$D$19*(VLOOKUP(R450,Start!$M$33:$N$39,2,FALSE)/T450)+VLOOKUP(S450,Start!$C$33:$D$40,2,FALSE)","v":60.588682926829279}]
[null,null,"Yes","SEE920864082298","BNA0918b","Dow Deutschland Anlagengesellschaft mbH","01 Std GT1",21683,"Stade","Bützflether Sand 9","Niedersachsen","2014-04-16","Erdgas","Erdgas, Erdölgas","Gas","Ja","Gasturbinen mit Abhitzekessel","Gas","CCGT",0.60750000000000004,"OPSD (2020)",47.970999999999997,44.975000000000001,{"$f":"(1-VLOOKUP(S451,Start!$H$33:$I$40,2,FALSE)/100)*W451","v":39.128250000000001},{"$f":"VLOOKUP(R451,Start!$C$9:$D$15,2,FALSE)+VLOOKUP(R451,Start!$C$23:$D$29,2,FALSE)","v":54.56},{"$f":"(Y451/T451)+Start!$D$19*(VLOOKUP(R451,Start!$M$33:$N$39,2,FALSE)/T451)+VLOOKUP(S451,Start!$C$33:$D$40,2,FALSE)","v":108.54541563786009}]
[null,null,"Yes","SEE926897163430","BNA0918b","Dow Deutschland Anlagengesellschaft mbH","01 Std GT2",21683,"Stade","Bützflether Sand 9","Niedersachsen","2014-03-07","Erdgas","Erdgas, Erdölgas","Gas","Ja","Gasturbinen mit Abhitzekessel","Gas","CCGT",0.60750000000000004,"OPSD (2020)",47.645000000000003,44.975000000000001,{"$f":"(1-VLOOKUP(S452,Start!$H$33:$I$40,2,FALSE)/100)*W452","v":39.128250000000001},{"$f":"VLOOKUP(R452,Start!$C$9:$D$15,2,FALSE)+VLOOKUP(R452,Start!$C$23:$D$29,2,FALSE)","v":54.56},{"$f":"(Y452/T452)+Start!$D$19*(VLOOKUP(R452,Start!$M$33:$N$39,2,FALSE)/T452)+VLOOKUP(S452,Start!$C$33:$D$40,2,FALSE)","v":108.54541563786009}]
[null,null,"Yes","SEE964077382691","BNA0918b","Dow Deutschland Anlagengesellschaft mbH","01 Std GT3",21683,"Stade","Bützflether Sand 9","Niedersachsen","2014-03-25","Erdgas","Erdgas, Erdölgas","Gas","Ja","Gasturbinen mit Abhitzekessel","Gas","CCGT",0.60750000000000004,"OPSD (2020)",47.351999999999997,44.975000000000001,{"$f":"(1-VLOOKUP(S453,Start!$H$33:$I$40,2,FALSE)/100)*W453","v":39.128250000000001},{"$f":"VLOOKUP(R453,Start!$C$9:$D$15,2,FALSE)+VLOOKUP(R453,Start!$C$23:$D$29,2,FALSE)","v":54.56},{"$f":"(Y453/T453)+Start!$D$19*(VLOOKUP(R453,Start!$M$33:$N$39,2,FALSE)/T453)+VLOOKUP(S453,Start!$C$33:$D$40,2,FALSE)","v":108.54541563786009}]
[null,null,"Yes","SEE970688261195","BNA0918b","Dow Deutschland Anlagengesellschaft mbH","01 Std ST1",21683,"Stade","Bützflether Sand 9","Niedersachsen","1975-01-01","Wärme","Prozessdampf","Gas","Ja","Sonstige","Gas","CCGT",0.60750000000000004,"OPSD (2020)",16.899999999999999,14,{"$f":"(1-VLOOKUP(S454,Start!$H$33:$I$40,2,FALSE)/100)*W454","v":12.18},{"$f":"VLOOKUP(R454,Start!$C$9:$D$15,2,FALSE)+VLOOKUP(R454,Start!$C$23:$D$29,2,FALSE)","v":54.56},{"$f":"(Y454/T454)+Start!$D$19*(VLOOKUP(R454,Start!$M$33:$N$39,2,FALSE)/T454)+VLOOKUP(S454,Start!$C$33:$D$40,2,FALSE)","v":108.54541563786009}]
[null,null,"Yes","SEE954183997452","BNA0918b","Dow Deutschland Anlagengesellschaft mbH","01 Std ST2",21683,"Stade","Bützflether Sand 9","Niedersachsen","2014-12-19","Wärme","Prozessdampf","Gas","Ja","Sonstige","Gas","CCGT",0.60750000000000004,"OPSD (2020)",18.731999999999999,13,{"$f":"(1-VLOOKUP(S455,Start!$H$33:$I$40,2,FALSE)/100)*W455","v":11.31},{"$f":"VLOOKUP(R455,Start!$C$9:$D$15,2,FALSE)+VLOOKUP(R455,Start!$C$23:$D$29,2,FALSE)","v":54.56},{"$f":"(Y455/T455)+Start!$D$19*(VLOOKUP(R455,Start!$M$33:$N$39,2,FALSE)/T455)+VLOOKUP(S455,Start!$C$33:$D$40,2,FALSE)","v":108.54541563786009}]
[null,null,"Yes","SEE986097297199","BNA0922","CIECH Energy Deutschland","CED_GuD_Staßfurt",39418,"Staßfurt","Athenslebener Weg (Staßfurt) 57","Sachsen-Anhalt","1997-08-08","Erdgas","Erdgas, Erdölgas","Gas","Ja","Gasturbinen mit Abhitzekessel","Gas","CCGT",0.60750000000000004,"OPSD (2020)",125,100,{"$f":"(1-VLOOKUP(S456,Start!$H$33:$I$40,2,FALSE)/100)*W456","v":87},{"$f":"VLOOKUP(R456,Start!$C$9:$D$15,2,FALSE)+VLOOKUP(R456,Start!$C$23:$D$29,2,FALSE)","v":54.56},{"$f":"(Y456/T456)+Start!$D$19*(VLOOKUP(R456,Start!$M$33:$N$39,2,FALSE)/T456)+VLOOKUP(S456,Start!$C$33:$D$40,2,FALSE)","v":108.54541563786009}]
[null,null,"Yes","SEE985117126280","BNA0926b","Sappi Stockstadt GmbH","ST_HKW_T4",63811,"Stockstadt","Obernburger Straße 44440","Bayern","1962-12-01","Steinkohle","Steinkohlen","Coal","Ja","Gegendruckmaschine ohne Entnahme","Coal","Coal",0.35,"OPSD (2020)",6.4,5.76,{"$f":"(1-VLOOKUP(S457,Start!$H$33:$I$40,2,FALSE)/100)*W457","v":4.6079999999999997},{"$f":"VLOOKUP(R457,Start!$C$9:$D$15,2,FALSE)+VLOOKUP(R457,Start!$C$23:$D$29,2,FALSE)","v":15.81},{"$f":"(Y457/T457)+Start!$D$19*(VLOOKUP(R457,Start!$M$33:$N$39,2,FALSE)/T457)+VLOOKUP(S457,Start!$C$33:$D$40,2,FALSE)","v":96.626657142857155}]
[null,null,"Yes","SEE971943692655","BNA0926b","Sappi Stockstadt GmbH","ST_HKW_T8",63811,"Stockstadt","Obernburger Straße 44440","Bayern","1982-04-14","Steinkohle","Steinkohlen","Coal","Ja","Gegendruckmaschine ohne Entnahme","Coal","Coal",0.35,"OPSD (2020)",24.05,21.645,{"$f":"(1-VLOOKUP(S458,Start!$H$33:$I$40,2,FALSE)/100)*W458","v":17.315999999999999},{"$f":"VLOOKUP(R458,Start!$C$9:$D$15,2,FALSE)+VLOOKUP(R458,Start!$C$23:$D$29,2,FALSE)","v":15.81},{"$f":"(Y458/T458)+Start!$D$19*(VLOOKUP(R458,Start!$M$33:$N$39,2,FALSE)/T458)+VLOOKUP(S458,Start!$C$33:$D$40,2,FALSE)","v":96.626657142857155}]
[null,null,"Yes","SEE998383491525","BNA0935","EnBW Energie Baden-Württemberg AG","Heizkraftwerk Stuttgart-Münster DT 12",70376,"Stuttgart","Voltastraße 45","Baden-Württemberg","1982-01-01","Steinkohle","Steinkohlen","Coal","Ja","Gegendruckmaschine mit Entnahme","Coal","Coal",0.38,"OPSD (2020)",47.2,45,{"$f":"(1-VLOOKUP(S459,Start!$H$33:$I$40,2,FALSE)/100)*W459","v":36},{"$f":"VLOOKUP(R459,Start!$C$9:$D$15,2,FALSE)+VLOOKUP(R459,Start!$C$23:$D$29,2,FALSE)","v":15.81},{"$f":"(Y459/T459)+Start!$D$19*(VLOOKUP(R459,Start!$M$33:$N$39,2,FALSE)/T459)+VLOOKUP(S459,Start!$C$33:$D$40,2,FALSE)","v":89.100868421052638}]
[null,null,"Yes","SEE905714722562","BNA0936","EnBW Energie Baden-Württemberg AG","Heizkraftwerk Stuttgart-Münster DT 15",70376,"Stuttgart","Voltastraße 45","Baden-Württemberg","1984-01-01","Steinkohle","Steinkohlen","Coal","Ja","Gegendruckmaschine mit Entnahme","Coal","Coal",0.38500000000000001,"OPSD (2020)",47.2,45,{"$f":"(1-VLOOKUP(S460,Start!$H$33:$I$40,2,FALSE)/100)*W460","v":36},{"$f":"VLOOKUP(R460,Start!$C$9:$D$15,2,FALSE)+VLOOKUP(R460,Start!$C$23:$D$29,2,FALSE)","v":15.81},{"$f":"(Y460/T460)+Start!$D$19*(VLOOKUP(R460,Start!$M$33:$N$39,2,FALSE)/T460)+VLOOKUP(S460,Start!$C$33:$D$40,2,FALSE)","v":87.960597402597401}]
[null,null,"Yes","SEE992973663477","BNA0937","EnBW Energie Baden-Württemberg AG","Heizkraftwerk Stuttgart-Münster GT 16",70376,"Stuttgart","Voltastraße 45","Baden-Württemberg","1974-01-01","Mineralölprodukte","Heizöl, leicht","Oil","Nein","Gasturbinen ohne Abhitzekessel","Oil","Oil",0.23,"OPSD (2020)",23.3,23.3,{"$f":"(1-VLOOKUP(S461,Start!$H$33:$I$40,2,FALSE)/100)*W461","v":19.805},{"$f":"VLOOKUP(R461,Start!$C$9:$D$15,2,FALSE)+VLOOKUP(R461,Start!$C$23:$D$29,2,FALSE)","v":35.54},{"$f":"(Y461/T461)+Start!$D$19*(VLOOKUP(R461,Start!$M$33:$N$39,2,FALSE)/T461)+VLOOKUP(S461,Start!$C$33:$D$40,2,FALSE)","v":218.93565217391304}]
[null,null,"Yes","SEE951401550147","BNA0938","EnBW Energie Baden-Württemberg AG","Heizkraftwerk Stuttgart-Münster GT 17",70376,"Stuttgart","Voltastraße 45","Baden-Württemberg","1974-01-01","Mineralölprodukte","Heizöl, leicht","Oil","Nein","Gasturbinen ohne Abhitzekessel","Oil","Oil",0.23,"OPSD (2020)",23.3,23.3,{"$f":"(1-VLOOKUP(S462,Start!$H$33:$I$40,2,FALSE)/100)*W462","v":19.805},{"$f":"VLOOKUP(R462,Start!$C$9:$D$15,2,FALSE)+VLOOKUP(R462,Start!$C$23:$D$29,2,FALSE)","v":35.54},{"$f":"(Y462/T462)+Start!$D$19*(VLOOKUP(R462,Start!$M$33:$N$39,2,FALSE)/T462)+VLOOKUP(S462,Start!$C$33:$D$40,2,FALSE)","v":218.93565217391304}]
[null,null,"Yes","SEE962877818310","BNA0939a","EnBW Energie Baden-Württemberg AG","Heizkraftwerk Stuttgart-Münster DT 19",70376,"Stuttgart","Voltastraße 45","Baden-Württemberg","2009-01-01","Steinkohle","Steinkohlen","Coal","Ja","Kondensationsmaschine mit Entnahme","Coal","Coal",0.33,"OPSD (2020)",19.600000000000001,19.5,{"$f":"(1-VLOOKUP(S463,Start!$H$33:$I$40,2,FALSE)/100)*W463","v":15.600000000000001},{"$f":"VLOOKUP(R463,Start!$C$9:$D$15,2,FALSE)+VLOOKUP(R463,Start!$C$23:$D$29,2,FALSE)","v":15.81},{"$f":"(Y463/T463)+Start!$D$19*(VLOOKUP(R463,Start!$M$33:$N$39,2,FALSE)/T463)+VLOOKUP(S463,Start!$C$33:$D$40,2,FALSE)","v":102.4040303030303}]
[null,null,"Yes","SEE985887784048","BNA0939b","EnBW Energie Baden-Württemberg AG","Heizkraftwerk Stuttgart-Münster GT 18",70376,"Stuttgart","Voltastraße 45","Baden-Württemberg","1974-01-01","Mineralölprodukte","Heizöl, leicht","Oil","Nein","Gasturbinen ohne Abhitzekessel","Oil","Oil",0.23,"OPSD (2020)",23.4,23.4,{"$f":"(1-VLOOKUP(S464,Start!$H$33:$I$40,2,FALSE)/100)*W464","v":19.889999999999997},{"$f":"VLOOKUP(R464,Start!$C$9:$D$15,2,FALSE)+VLOOKUP(R464,Start!$C$23:$D$29,2,FALSE)","v":35.54},{"$f":"(Y464/T464)+Start!$D$19*(VLOOKUP(R464,Start!$M$33:$N$39,2,FALSE)/T464)+VLOOKUP(S464,Start!$C$33:$D$40,2,FALSE)","v":218.93565217391304}]
[null,null,"Yes","SEE997562455938","BNA0957","Stadtwerke Tübingen GmbH","BHKW Obere Viehweide M1 (Waldhäuser Str 100)",72076,"Tübingen","Waldhäuser Straße 100","Baden-Württemberg","2013-08-16","Erdgas","Erdgas, Erdölgas","Gas","Ja","Verbrennungsmotor","Gas","CCGT",0.38500000000000001,"OPSD (2020)",3.3519999999999999,3.3519999999999999,{"$f":"(1-VLOOKUP(S465,Start!$H$33:$I$40,2,FALSE)/100)*W465","v":2.9162399999999997},{"$f":"VLOOKUP(R465,Start!$C$9:$D$15,2,FALSE)+VLOOKUP(R465,Start!$C$23:$D$29,2,FALSE)","v":54.56},{"$f":"(Y465/T465)+Start!$D$19*(VLOOKUP(R465,Start!$M$33:$N$39,2,FALSE)/T465)+VLOOKUP(S465,Start!$C$33:$D$40,2,FALSE)","v":170.40932467532468}]
[null,null,"Yes","SEE961328936443","BNA0957","Stadtwerke Tübingen GmbH","BHKW Obere Viehweide M2 (Waldhäuser Str 100)",72076,"Tübingen","Waldhäuser Straße 100","Baden-Württemberg","2013-08-16","Erdgas","Erdgas, Erdölgas","Gas","Ja","Verbrennungsmotor","Gas","CCGT",0.38500000000000001,"OPSD (2020)",3.3519999999999999,3.3519999999999999,{"$f":"(1-VLOOKUP(S466,Start!$H$33:$I$40,2,FALSE)/100)*W466","v":2.9162399999999997},{"$f":"VLOOKUP(R466,Start!$C$9:$D$15,2,FALSE)+VLOOKUP(R466,Start!$C$23:$D$29,2,FALSE)","v":54.56},{"$f":"(Y466/T466)+Start!$D$19*(VLOOKUP(R466,Start!$M$33:$N$39,2,FALSE)/T466)+VLOOKUP(S466,Start!$C$33:$D$40,2,FALSE)","v":170.40932467532468}]
[null,null,"Yes","SEE921316314745","BNA0957","Stadtwerke Tübingen GmbH","BHKW Obere Viehweide M3 (Waldhäuser Str 100)",72076,"Tübingen","Waldhäuser Straße 100","Baden-Württemberg","2013-11-07","Erdgas","Erdgas, Erdölgas","Gas","Ja","Verbrennungsmotor","Gas","CCGT",0.38500000000000001,"OPSD (2020)",3.3519999999999999,3.3519999999999999,{"$f":"(1-VLOOKUP(S467,Start!$H$33:$I$40,2,FALSE)/100)*W467","v":2.9162399999999997},{"$f":"VLOOKUP(R467,Start!$C$9:$D$15,2,FALSE)+VLOOKUP(R467,Start!$C$23:$D$29,2,FALSE)","v":54.56},{"$f":"(Y467/T467)+Start!$D$19*(VLOOKUP(R467,Start!$M$33:$N$39,2,FALSE)/T467)+VLOOKUP(S467,Start!$C$33:$D$40,2,FALSE)","v":170.40932467532468}]
[null,null,"Yes","SEE900295294101","BNA0957","Stadtwerke Tübingen GmbH","BHKW Obere Viehweide M4 (Waldhäuser Str 100)",72076,"Tübingen","Waldhäuser Straße 100","Baden-Württemberg","2013-11-07","Erdgas","Erdgas, Erdölgas","Gas","Ja","Verbrennungsmotor","Gas","CCGT",0.38500000000000001,"OPSD (2020)",3.3519999999999999,3.3519999999999999,{"$f":"(1-VLOOKUP(S468,Start!$H$33:$I$40,2,FALSE)/100)*W468","v":2.9162399999999997},{"$f":"VLOOKUP(R468,Start!$C$9:$D$15,2,FALSE)+VLOOKUP(R468,Start!$C$23:$D$29,2,FALSE)","v":54.56},{"$f":"(Y468/T468)+Start!$D$19*(VLOOKUP(R468,Start!$M$33:$N$39,2,FALSE)/T468)+VLOOKUP(S468,Start!$C$33:$D$40,2,FALSE)","v":170.40932467532468}]
[null,null,"Yes","SEE942366584926","BNA0969a","SWM Services GmbH","SWM HKW Nord 1 T10",85774,"Unterföhring","Münchner Straße 22","Bayern","1991-08-29","nicht biogener Abfall","nicht biogener Abfall (Hausmüll, Siedlungsabfälle)","Waste","Ja","Gegendruckmaschine ohne Entnahme","Waste","Waste",0.33,"OPSD (2020)",22.05,18,{"$f":"(1-VLOOKUP(S469,Start!$H$33:$I$40,2,FALSE)/100)*W469","v":15.299999999999999},{"$f":"VLOOKUP(R469,Start!$C$9:$D$15,2,FALSE)+VLOOKUP(R469,Start!$C$23:$D$29,2,FALSE)","v":0},{"$f":"(Y469/T469)+Start!$D$19*(VLOOKUP(R469,Start!$M$33:$N$39,2,FALSE)/T469)+VLOOKUP(S469,Start!$C$33:$D$40,2,FALSE)","v":1}]
[null,null,"Yes","SEE952372080091","BNA0969b","SWM Services GmbH","SWM HKW Nord 2 T20",85774,"Unterföhring","Münchner Straße 22","Bayern","1991-12-15","Steinkohle","Steinkohlen","Coal","Ja","Kondensationsmaschine mit Entnahme","Coal","Coal",0.40250000000000002,"OPSD (2020)",363,333,{"$f":"(1-VLOOKUP(S470,Start!$H$33:$I$40,2,FALSE)/100)*W470","v":266.40000000000003},{"$f":"VLOOKUP(R470,Start!$C$9:$D$15,2,FALSE)+VLOOKUP(R470,Start!$C$23:$D$29,2,FALSE)","v":15.81},{"$f":"(Y470/T470)+Start!$D$19*(VLOOKUP(R470,Start!$M$33:$N$39,2,FALSE)/T470)+VLOOKUP(S470,Start!$C$33:$D$40,2,FALSE)","v":84.192745341614895}]
[null,null,"Yes","SEE998278854237","BNA0969c","SWM Services GmbH","SWM HKW Nord 3 T30",85774,"Unterföhring","Münchner Straße 22","Bayern","1984-03-14","nicht biogener Abfall","nicht biogener Abfall (Hausmüll, Siedlungsabfälle)","Waste","Ja","Kondensationsmaschine mit Entnahme","Waste","Waste",0.33,"OPSD (2020)",27.8,22,{"$f":"(1-VLOOKUP(S471,Start!$H$33:$I$40,2,FALSE)/100)*W471","v":18.7},{"$f":"VLOOKUP(R471,Start!$C$9:$D$15,2,FALSE)+VLOOKUP(R471,Start!$C$23:$D$29,2,FALSE)","v":0},{"$f":"(Y471/T471)+Start!$D$19*(VLOOKUP(R471,Start!$M$33:$N$39,2,FALSE)/T471)+VLOOKUP(S471,Start!$C$33:$D$40,2,FALSE)","v":1}]
[null,null,"Yes","SEE915883553447","BNA0994","Gemeinschaftskraftwerk Irsching GmbH","Irsching 5 DT",85088,"Vohburg","Paarstraße 30","Bayern","2010-01-01","Erdgas","Erdgas, Erdölgas","Gas","Nein","Gasturbinen mit nachgeschalteter Dampfturbine","Gas","CCGT",0.59699999999999998,"OPSD (2020)",286,282,{"$f":"(1-VLOOKUP(S472,Start!$H$33:$I$40,2,FALSE)/100)*W472","v":245.34},{"$f":"VLOOKUP(R472,Start!$C$9:$D$15,2,FALSE)+VLOOKUP(R472,Start!$C$23:$D$29,2,FALSE)","v":54.56},{"$f":"(Y472/T472)+Start!$D$19*(VLOOKUP(R472,Start!$M$33:$N$39,2,FALSE)/T472)+VLOOKUP(S472,Start!$C$33:$D$40,2,FALSE)","v":110.42812395309883}]
[null,null,"Yes","SEE973737205324","BNA0994","Gemeinschaftskraftwerk Irsching GmbH","Irsching 5 GT1",85088,"Vohburg","Paarstraße 30","Bayern","2010-01-01","Erdgas","Erdgas, Erdölgas","Gas","Nein","Gasturbinen mit nachgeschalteter Dampfturbine","Gas","CCGT",0.59699999999999998,"OPSD (2020)",287,282,{"$f":"(1-VLOOKUP(S473,Start!$H$33:$I$40,2,FALSE)/100)*W473","v":245.34},{"$f":"VLOOKUP(R473,Start!$C$9:$D$15,2,FALSE)+VLOOKUP(R473,Start!$C$23:$D$29,2,FALSE)","v":54.56},{"$f":"(Y473/T473)+Start!$D$19*(VLOOKUP(R473,Start!$M$33:$N$39,2,FALSE)/T473)+VLOOKUP(S473,Start!$C$33:$D$40,2,FALSE)","v":110.42812395309883}]
[null,null,"Yes","SEE924780675428","BNA0994","Gemeinschaftskraftwerk Irsching GmbH","Irsching 5 GT2",85088,"Vohburg","Paarstraße 30","Bayern","2010-01-01","Erdgas","Erdgas, Erdölgas","Gas","Nein","Gasturbinen mit nachgeschalteter Dampfturbine","Gas","CCGT",0.59699999999999998,"OPSD (2020)",287,282,{"$f":"(1-VLOOKUP(S474,Start!$H$33:$I$40,2,FALSE)/100)*W474","v":245.34},{"$f":"VLOOKUP(R474,Start!$C$9:$D$15,2,FALSE)+VLOOKUP(R474,Start!$C$23:$D$29,2,FALSE)","v":54.56},{"$f":"(Y474/T474)+Start!$D$19*(VLOOKUP(R474,Start!$M$33:$N$39,2,FALSE)/T474)+VLOOKUP(S474,Start!$C$33:$D$40,2,FALSE)","v":110.42812395309883}]
[null,null,"Yes","SEE948129095272","BNA0995","Uniper Kraftwerke GmbH","Irsching 4",85088,"Vohburg","Paarstraße 30","Bayern","2011-01-01","Erdgas","Erdgas, Erdölgas","Gas","Nein","Gasturbinen mit Abhitzekessel","Gas","CCGT",0.60399999999999998,"OPSD (2020)",566,561,{"$f":"(1-VLOOKUP(S475,Start!$H$33:$I$40,2,FALSE)/100)*W475","v":488.07},{"$f":"VLOOKUP(R475,Start!$C$9:$D$15,2,FALSE)+VLOOKUP(R475,Start!$C$23:$D$29,2,FALSE)","v":54.56},{"$f":"(Y475/T475)+Start!$D$19*(VLOOKUP(R475,Start!$M$33:$N$39,2,FALSE)/T475)+VLOOKUP(S475,Start!$C$33:$D$40,2,FALSE)","v":109.16571192052982}]
[null,null,"Yes","SEE919393178787","BNA0998","STEAG","Fenne MKV",66333,"Völklingen","Saarbrücker Straße 135","Saarland","1982-08-01","Steinkohle","Steinkohlen","Coal","Ja","Kondensationsmaschine mit Entnahme","Coal","Coal",0.4,"OPSD (2020)",195,179,{"$f":"(1-VLOOKUP(S476,Start!$H$33:$I$40,2,FALSE)/100)*W476","v":143.20000000000002},{"$f":"VLOOKUP(R476,Start!$C$9:$D$15,2,FALSE)+VLOOKUP(R476,Start!$C$23:$D$29,2,FALSE)","v":15.81},{"$f":"(Y476/T476)+Start!$D$19*(VLOOKUP(R476,Start!$M$33:$N$39,2,FALSE)/T476)+VLOOKUP(S476,Start!$C$33:$D$40,2,FALSE)","v":84.710825}]
[null,null,"Yes","SEE987838157994","BNA0999","STEAG","Fenne HKV",66333,"Völklingen","Saarbrücker Straße 135","Saarland","1989-11-30","Steinkohle","Steinkohlen","Coal","Ja","Kondensationsmaschine mit Entnahme","Coal","Coal",0.37,"OPSD (2020)",236,211,{"$f":"(1-VLOOKUP(S477,Start!$H$33:$I$40,2,FALSE)/100)*W477","v":168.8},{"$f":"VLOOKUP(R477,Start!$C$9:$D$15,2,FALSE)+VLOOKUP(R477,Start!$C$23:$D$29,2,FALSE)","v":15.81},{"$f":"(Y477/T477)+Start!$D$19*(VLOOKUP(R477,Start!$M$33:$N$39,2,FALSE)/T477)+VLOOKUP(S477,Start!$C$33:$D$40,2,FALSE)","v":91.473864864864865}]
[null,null,"Yes","SEE998111672394","BNA1002","Mitteldeutsche Braunkohlengesellschaft mbH","IKW Wählitz",6679,"Hohenmölsen","Fabrikstraße 26","Sachsen-Anhalt","1994-08-25","Braunkohle","Rohbraunkohlen","Lignite","Ja","Gegendruckmaschine mit Entnahme","Lignite","Lignite",0.38500000000000001,"OPSD (2020)",35,31,{"$f":"(1-VLOOKUP(S478,Start!$H$33:$I$40,2,FALSE)/100)*W478","v":26.97},{"$f":"VLOOKUP(R478,Start!$C$9:$D$15,2,FALSE)+VLOOKUP(R478,Start!$C$23:$D$29,2,FALSE)","v":3.1},{"$f":"(Y478/T478)+Start!$D$19*(VLOOKUP(R478,Start!$M$33:$N$39,2,FALSE)/T478)+VLOOKUP(S478,Start!$C$33:$D$40,2,FALSE)","v":64.412623376623387}]
[null,null,"Yes","SEE911613995433","BNA1004","EnBW Energie Baden-Württemberg AG","Kraftwerk Walheim GTD",74399,"Walheim","Mühlstraße 1","Baden-Württemberg","1981-05-13","Mineralölprodukte","Heizöl, leicht","Oil","Nein","Gasturbinen ohne Abhitzekessel","Oil","Oil",0.3306,"OPSD (2020)",143,136,{"$f":"(1-VLOOKUP(S479,Start!$H$33:$I$40,2,FALSE)/100)*W479","v":115.6},{"$f":"VLOOKUP(R479,Start!$C$9:$D$15,2,FALSE)+VLOOKUP(R479,Start!$C$23:$D$29,2,FALSE)","v":35.54},{"$f":"(Y479/T479)+Start!$D$19*(VLOOKUP(R479,Start!$M$33:$N$39,2,FALSE)/T479)+VLOOKUP(S479,Start!$C$33:$D$40,2,FALSE)","v":152.61887477313974}]
[null,null,"Yes","SEE953718174887","BNA1007a","Allgäuer Überlandwerk GmbH","Spitzenlastkraftwerk Veits Gasturbine",87448,"Waltenhofen","Veits 13","Bayern","1988-06-29","Erdgas","Erdgas, Erdölgas","Gas","Nein","Gasturbinen ohne Abhitzekessel","Gas","OCGT",0.3488,"OPSD (2020)",21.76,21.76,{"$f":"(1-VLOOKUP(S480,Start!$H$33:$I$40,2,FALSE)/100)*W480","v":18.9312},{"$f":"VLOOKUP(R480,Start!$C$9:$D$15,2,FALSE)+VLOOKUP(R480,Start!$C$23:$D$29,2,FALSE)","v":54.56},{"$f":"(Y480/T480)+Start!$D$19*(VLOOKUP(R480,Start!$M$33:$N$39,2,FALSE)/T480)+VLOOKUP(S480,Start!$C$33:$D$40,2,FALSE)","v":187.43947821100917}]
[null,null,"Yes","SEE937914003899","BNA1007b","Allgäuer Überlandwerk GmbH","Spitzenlastkraftwerk Veits Dieseltandem 1",87448,"Waltenhofen","Veits 13","Bayern","1978-08-31","Mineralölprodukte","Heizöl, leicht","Oil","Nein","Verbrennungsmotor","Oil","Oil",0.36080000000000001,"OPSD (2020)",5.94,5.94,{"$f":"(1-VLOOKUP(S481,Start!$H$33:$I$40,2,FALSE)/100)*W481","v":5.0490000000000004},{"$f":"VLOOKUP(R481,Start!$C$9:$D$15,2,FALSE)+VLOOKUP(R481,Start!$C$23:$D$29,2,FALSE)","v":35.54},{"$f":"(Y481/T481)+Start!$D$19*(VLOOKUP(R481,Start!$M$33:$N$39,2,FALSE)/T481)+VLOOKUP(S481,Start!$C$33:$D$40,2,FALSE)","v":139.9279379157428}]
[null,null,"Yes","SEE994661495704","BNA1007b","Allgäuer Überlandwerk GmbH","Spitzenlastkraftwerk Veits Dieseltandem 3",87448,"Waltenhofen","Veits 13","Bayern","1978-08-31","Mineralölprodukte","Heizöl, leicht","Oil","Nein","Verbrennungsmotor","Oil","Oil",0.36080000000000001,"OPSD (2020)",5.94,5.94,{"$f":"(1-VLOOKUP(S482,Start!$H$33:$I$40,2,FALSE)/100)*W482","v":5.0490000000000004},{"$f":"VLOOKUP(R482,Start!$C$9:$D$15,2,FALSE)+VLOOKUP(R482,Start!$C$23:$D$29,2,FALSE)","v":35.54},{"$f":"(Y482/T482)+Start!$D$19*(VLOOKUP(R482,Start!$M$33:$N$39,2,FALSE)/T482)+VLOOKUP(S482,Start!$C$33:$D$40,2,FALSE)","v":139.9279379157428}]
[null,null,"Yes","SEE950041295098","BNA1015, BNA1016","Wärme Hamburg GmbH","GTKW Wedel",22880,"Wedel","Tinsdaler Weg 146","Schleswig-Holstein","1972-07-23","Mineralölprodukte","Heizöl, schwer","Oil","Nein","Gasturbinen ohne Abhitzekessel","Oil","Oil",0.55000000000000004,"OPSD (2020)",102,102,{"$f":"(1-VLOOKUP(S483,Start!$H$33:$I$40,2,FALSE)/100)*W483","v":86.7},{"$f":"VLOOKUP(R483,Start!$C$9:$D$15,2,FALSE)+VLOOKUP(R483,Start!$C$23:$D$29,2,FALSE)","v":35.54},{"$f":"(Y483/T483)+Start!$D$19*(VLOOKUP(R483,Start!$M$33:$N$39,2,FALSE)/T483)+VLOOKUP(S483,Start!$C$33:$D$40,2,FALSE)","v":92.136727272727271}]
[null,null,"Yes","SEE927727929912","BNA1020","MVA Weisweiler GmbH & Co. KG","MVA-Turbine",52249,"Eschweiler","Zum Hagelkreuz 22","Nordrhein-Westfalen","1996-10-01","nicht biogener Abfall","nicht biogener Abfall (Hausmüll, Siedlungsabfälle)","Waste","Nein","Kondensationsmaschine mit Entnahme","Waste","Waste",0.33,"OPSD (2020)",33,27,{"$f":"(1-VLOOKUP(S484,Start!$H$33:$I$40,2,FALSE)/100)*W484","v":22.95},{"$f":"VLOOKUP(R484,Start!$C$9:$D$15,2,FALSE)+VLOOKUP(R484,Start!$C$23:$D$29,2,FALSE)","v":0},{"$f":"(Y484/T484)+Start!$D$19*(VLOOKUP(R484,Start!$M$33:$N$39,2,FALSE)/T484)+VLOOKUP(S484,Start!$C$33:$D$40,2,FALSE)","v":1}]
[null,null,"Yes","SEE909886576275","BNA1023","RWE Power AG","Weißweiler G VGT",52249,"Eschweiler","Zum Hagelkreuz 22","Nordrhein-Westfalen","2006-08-04","Erdgas","Erdgas, Erdölgas","Gas","Nein","Kondensationsmaschine mit Entnahme","Gas","CCGT",0.5,"OPSD (2020)",202,200,{"$f":"(1-VLOOKUP(S485,Start!$H$33:$I$40,2,FALSE)/100)*W485","v":174},{"$f":"VLOOKUP(R485,Start!$C$9:$D$15,2,FALSE)+VLOOKUP(R485,Start!$C$23:$D$29,2,FALSE)","v":54.56},{"$f":"(Y485/T485)+Start!$D$19*(VLOOKUP(R485,Start!$M$33:$N$39,2,FALSE)/T485)+VLOOKUP(S485,Start!$C$33:$D$40,2,FALSE)","v":131.56018}]
[null,null,"Yes","SEE999117793854","BNA1024","RWE Power AG","Weißweiler H VGT",52249,"Eschweiler","Zum Hagelkreuz 22","Nordrhein-Westfalen","2006-12-19","Erdgas","Erdgas, Erdölgas","Gas","Nein","Kondensationsmaschine mit Entnahme","Gas","CCGT",0.5,"OPSD (2020)",202,200,{"$f":"(1-VLOOKUP(S486,Start!$H$33:$I$40,2,FALSE)/100)*W486","v":174},{"$f":"VLOOKUP(R486,Start!$C$9:$D$15,2,FALSE)+VLOOKUP(R486,Start!$C$23:$D$29,2,FALSE)","v":54.56},{"$f":"(Y486/T486)+Start!$D$19*(VLOOKUP(R486,Start!$M$33:$N$39,2,FALSE)/T486)+VLOOKUP(S486,Start!$C$33:$D$40,2,FALSE)","v":131.56018}]
[null,null,"Yes","SEE904421343152","BNA1025","RWE Power AG","Weißweiler E",52249,"Eschweiler","Zum Hagelkreuz 22","Nordrhein-Westfalen","1965-12-02","Braunkohle","Rohbraunkohlen","Lignite","Nein","Kondensationsmaschine mit Entnahme","Lignite","Lignite",0.33,"OPSD (2020)",375,321,{"$f":"(1-VLOOKUP(S487,Start!$H$33:$I$40,2,FALSE)/100)*W487","v":279.27},{"$f":"VLOOKUP(R487,Start!$C$9:$D$15,2,FALSE)+VLOOKUP(R487,Start!$C$23:$D$29,2,FALSE)","v":3.1},{"$f":"(Y487/T487)+Start!$D$19*(VLOOKUP(R487,Start!$M$33:$N$39,2,FALSE)/T487)+VLOOKUP(S487,Start!$C$33:$D$40,2,FALSE)","v":74.864727272727279}]
[null,null,"Yes","SEE933685962403","BNA1026","RWE Power AG","Weißweiler F",52249,"Eschweiler","Zum Hagelkreuz 22","Nordrhein-Westfalen","1967-09-04","Braunkohle","Rohbraunkohlen","Lignite","Nein","Kondensationsmaschine mit Entnahme","Lignite","Lignite",0.33,"OPSD (2020)",361,321,{"$f":"(1-VLOOKUP(S488,Start!$H$33:$I$40,2,FALSE)/100)*W488","v":279.27},{"$f":"VLOOKUP(R488,Start!$C$9:$D$15,2,FALSE)+VLOOKUP(R488,Start!$C$23:$D$29,2,FALSE)","v":3.1},{"$f":"(Y488/T488)+Start!$D$19*(VLOOKUP(R488,Start!$M$33:$N$39,2,FALSE)/T488)+VLOOKUP(S488,Start!$C$33:$D$40,2,FALSE)","v":74.864727272727279}]
[null,null,"Yes","SEE987007884447","BNA1027","RWE Power AG","Weißweiler G",52249,"Eschweiler","Zum Hagelkreuz 22","Nordrhein-Westfalen","1974-02-14","Braunkohle","Rohbraunkohlen","Lignite","Ja","Kondensationsmaschine mit Entnahme","Lignite","Lignite",0.36,"OPSD (2020)",703,663,{"$f":"(1-VLOOKUP(S489,Start!$H$33:$I$40,2,FALSE)/100)*W489","v":576.80999999999995},{"$f":"VLOOKUP(R489,Start!$C$9:$D$15,2,FALSE)+VLOOKUP(R489,Start!$C$23:$D$29,2,FALSE)","v":3.1},{"$f":"(Y489/T489)+Start!$D$19*(VLOOKUP(R489,Start!$M$33:$N$39,2,FALSE)/T489)+VLOOKUP(S489,Start!$C$33:$D$40,2,FALSE)","v":68.76766666666667}]
[null,null,"Yes","SEE955314088254","BNA1028","RWE Power AG","Weißweiler H",52249,"Eschweiler","Zum Hagelkreuz 22","Nordrhein-Westfalen","1975-01-18","Braunkohle","Rohbraunkohlen","Lignite","Ja","Kondensationsmaschine mit Entnahme","Lignite","Lignite",0.36,"OPSD (2020)",696,656,{"$f":"(1-VLOOKUP(S490,Start!$H$33:$I$40,2,FALSE)/100)*W490","v":570.72},{"$f":"VLOOKUP(R490,Start!$C$9:$D$15,2,FALSE)+VLOOKUP(R490,Start!$C$23:$D$29,2,FALSE)","v":3.1},{"$f":"(Y490/T490)+Start!$D$19*(VLOOKUP(R490,Start!$M$33:$N$39,2,FALSE)/T490)+VLOOKUP(S490,Start!$C$33:$D$40,2,FALSE)","v":68.76766666666667}]
[null,null,"Yes","SEE923304040681","BNA1039","RWE Generation SE","Gersteinwerk F GT (F1)",59368,"Werne","Hammer Straße 2","Nordrhein-Westfalen","1973-01-01","Erdgas","Erdgas, Erdölgas","Gas","Nein","Gasturbinen mit nachgeschalteter Dampfturbine","Gas","CCGT",0.41,"OPSD (2020)",72,55,{"$f":"(1-VLOOKUP(S491,Start!$H$33:$I$40,2,FALSE)/100)*W491","v":47.85},{"$f":"VLOOKUP(R491,Start!$C$9:$D$15,2,FALSE)+VLOOKUP(R491,Start!$C$23:$D$29,2,FALSE)","v":54.56},{"$f":"(Y491/T491)+Start!$D$19*(VLOOKUP(R491,Start!$M$33:$N$39,2,FALSE)/T491)+VLOOKUP(S491,Start!$C$33:$D$40,2,FALSE)","v":160.10997560975613}]
[null,null,"Yes","SEE932787342328","BNA1040","RWE Generation SE","Gersteinwerk G GT (G1)",59368,"Werne","Hammer Straße 2","Nordrhein-Westfalen","1973-01-01","Erdgas","Erdgas, Erdölgas","Gas","Nein","Gasturbinen mit nachgeschalteter Dampfturbine","Gas","CCGT",0.41,"OPSD (2020)",72,55,{"$f":"(1-VLOOKUP(S492,Start!$H$33:$I$40,2,FALSE)/100)*W492","v":47.85},{"$f":"VLOOKUP(R492,Start!$C$9:$D$15,2,FALSE)+VLOOKUP(R492,Start!$C$23:$D$29,2,FALSE)","v":54.56},{"$f":"(Y492/T492)+Start!$D$19*(VLOOKUP(R492,Start!$M$33:$N$39,2,FALSE)/T492)+VLOOKUP(S492,Start!$C$33:$D$40,2,FALSE)","v":160.10997560975613}]
[null,null,"Yes","SEE995899706617","BNA1042","RWE Generation SE","Gersteinwerk I GT (I1)",59368,"Werne","Hammer Straße 2","Nordrhein-Westfalen","1974-01-01","Erdgas","Erdgas, Erdölgas","Gas","Nein","Gasturbinen mit nachgeschalteter Dampfturbine","Gas","CCGT",0.41,"OPSD (2020)",72,55,{"$f":"(1-VLOOKUP(S493,Start!$H$33:$I$40,2,FALSE)/100)*W493","v":47.85},{"$f":"VLOOKUP(R493,Start!$C$9:$D$15,2,FALSE)+VLOOKUP(R493,Start!$C$23:$D$29,2,FALSE)","v":54.56},{"$f":"(Y493/T493)+Start!$D$19*(VLOOKUP(R493,Start!$M$33:$N$39,2,FALSE)/T493)+VLOOKUP(S493,Start!$C$33:$D$40,2,FALSE)","v":160.10997560975613}]
[null,null,"Yes","SEE942237774470","BNA1044","RWE Generation SE","Gersteinwerk F DT (F2)",59368,"Werne","Hammer Straße 2","Nordrhein-Westfalen","1972-01-01","Erdgas","Erdgas, Erdölgas","Gas","Nein","Kondensationsmaschine mit Entnahme","Gas","CCGT",0.41,"OPSD (2020)",355,355,{"$f":"(1-VLOOKUP(S494,Start!$H$33:$I$40,2,FALSE)/100)*W494","v":308.85000000000002},{"$f":"VLOOKUP(R494,Start!$C$9:$D$15,2,FALSE)+VLOOKUP(R494,Start!$C$23:$D$29,2,FALSE)","v":54.56},{"$f":"(Y494/T494)+Start!$D$19*(VLOOKUP(R494,Start!$M$33:$N$39,2,FALSE)/T494)+VLOOKUP(S494,Start!$C$33:$D$40,2,FALSE)","v":160.10997560975613}]
[null,null,"Yes","SEE908672656115","BNA1045","RWE Generation SE","Gersteinwerk G DT (G2)",59368,"Werne","Hammer Straße 2","Nordrhein-Westfalen","1973-01-01","Erdgas","Erdgas, Erdölgas","Gas","Nein","Kondensationsmaschine mit Entnahme","Gas","CCGT",0.41,"OPSD (2020)",355,355,{"$f":"(1-VLOOKUP(S495,Start!$H$33:$I$40,2,FALSE)/100)*W495","v":308.85000000000002},{"$f":"VLOOKUP(R495,Start!$C$9:$D$15,2,FALSE)+VLOOKUP(R495,Start!$C$23:$D$29,2,FALSE)","v":54.56},{"$f":"(Y495/T495)+Start!$D$19*(VLOOKUP(R495,Start!$M$33:$N$39,2,FALSE)/T495)+VLOOKUP(S495,Start!$C$33:$D$40,2,FALSE)","v":160.10997560975613}]
[null,null,"Yes","SEE964242179781","BNA1046b","RWE Generation SE","Gersteinwerk K",59368,"Werne","Hammer Straße 2","Nordrhein-Westfalen","1984-06-01","Erdgas","Erdgas, Erdölgas","Gas","Nein","Gasturbinen ohne Abhitzekessel","Gas","OCGT",0.33839999999999998,"OPSD (2020)",112,112,{"$f":"(1-VLOOKUP(S496,Start!$H$33:$I$40,2,FALSE)/100)*W496","v":97.44},{"$f":"VLOOKUP(R496,Start!$C$9:$D$15,2,FALSE)+VLOOKUP(R496,Start!$C$23:$D$29,2,FALSE)","v":54.56},{"$f":"(Y496/T496)+Start!$D$19*(VLOOKUP(R496,Start!$M$33:$N$39,2,FALSE)/T496)+VLOOKUP(S496,Start!$C$33:$D$40,2,FALSE)","v":193.16929669030736}]
[null,null,"Yes","SEE913609763316","BNA1056","Infraserv GmbH & Co. Wiesbaden KG","Generator 1 Erdgas",65203,"Wiesbaden","Rheingaustraße ","Hessen","1981-08-31","Erdgas","Erdgas, Erdölgas","Gas","Ja","Gegendruckmaschine ohne Entnahme","Gas","CCGT",0.3916,"OPSD (2020)",7.25,7.25,{"$f":"(1-VLOOKUP(S497,Start!$H$33:$I$40,2,FALSE)/100)*W497","v":6.3075000000000001},{"$f":"VLOOKUP(R497,Start!$C$9:$D$15,2,FALSE)+VLOOKUP(R497,Start!$C$23:$D$29,2,FALSE)","v":54.56},{"$f":"(Y497/T497)+Start!$D$19*(VLOOKUP(R497,Start!$M$33:$N$39,2,FALSE)/T497)+VLOOKUP(S497,Start!$C$33:$D$40,2,FALSE)","v":167.56253830439226}]
[null,null,"Yes","SEE969023487444","BNA1056","Infraserv GmbH & Co. Wiesbaden KG","Generator 2",65203,"Wiesbaden","Kasteler Straße 45","Hessen","1978-11-30","Erdgas","Erdgas, Erdölgas","Gas","Ja","Gegendruckmaschine ohne Entnahme","Gas","CCGT",0.3916,"OPSD (2020)",4.3499999999999996,4.3499999999999996,{"$f":"(1-VLOOKUP(S498,Start!$H$33:$I$40,2,FALSE)/100)*W498","v":3.7844999999999995},{"$f":"VLOOKUP(R498,Start!$C$9:$D$15,2,FALSE)+VLOOKUP(R498,Start!$C$23:$D$29,2,FALSE)","v":54.56},{"$f":"(Y498/T498)+Start!$D$19*(VLOOKUP(R498,Start!$M$33:$N$39,2,FALSE)/T498)+VLOOKUP(S498,Start!$C$33:$D$40,2,FALSE)","v":167.56253830439226}]
[null,null,"Yes","SEE964717210810","BNA1056","Infraserv GmbH & Co. Wiesbaden KG","Generator 3",65203,"Wiesbaden","Kasteler Straße 45","Hessen","1977-11-30","Erdgas","Erdgas, Erdölgas","Gas","Ja","Gegendruckmaschine ohne Entnahme","Gas","CCGT",0.3916,"OPSD (2020)",10.573,10.573,{"$f":"(1-VLOOKUP(S499,Start!$H$33:$I$40,2,FALSE)/100)*W499","v":9.1985100000000006},{"$f":"VLOOKUP(R499,Start!$C$9:$D$15,2,FALSE)+VLOOKUP(R499,Start!$C$23:$D$29,2,FALSE)","v":54.56},{"$f":"(Y499/T499)+Start!$D$19*(VLOOKUP(R499,Start!$M$33:$N$39,2,FALSE)/T499)+VLOOKUP(S499,Start!$C$33:$D$40,2,FALSE)","v":167.56253830439226}]
[null,null,"Yes","SEE988616317180","BNA1056","Infraserv GmbH & Co. Wiesbaden KG","Generator 4",65203,"Wiesbaden","Kasteler Straße 45","Hessen","1996-02-29","Erdgas","Erdgas, Erdölgas","Gas","Ja","Gasturbinen mit Abhitzekessel","Gas","CCGT",0.3916,"OPSD (2020)",11.66,11.66,{"$f":"(1-VLOOKUP(S500,Start!$H$33:$I$40,2,FALSE)/100)*W500","v":10.1442},{"$f":"VLOOKUP(R500,Start!$C$9:$D$15,2,FALSE)+VLOOKUP(R500,Start!$C$23:$D$29,2,FALSE)","v":54.56},{"$f":"(Y500/T500)+Start!$D$19*(VLOOKUP(R500,Start!$M$33:$N$39,2,FALSE)/T500)+VLOOKUP(S500,Start!$C$33:$D$40,2,FALSE)","v":167.56253830439226}]
[null,null,"Yes","SEE968474056711","BNA1056","Infraserv GmbH & Co. Wiesbaden KG","Generator 6",65203,"Wiesbaden","Rheingaustraße 190-196","Hessen","2021-03-31","Erdgas","Erdgas, Erdölgas","Gas","Ja","Gasturbinen mit Abhitzekessel","Gas","CCGT",0.3916,"OPSD (2020)",22.111000000000001,22.111000000000001,{"$f":"(1-VLOOKUP(S501,Start!$H$33:$I$40,2,FALSE)/100)*W501","v":19.23657},{"$f":"VLOOKUP(R501,Start!$C$9:$D$15,2,FALSE)+VLOOKUP(R501,Start!$C$23:$D$29,2,FALSE)","v":54.56},{"$f":"(Y501/T501)+Start!$D$19*(VLOOKUP(R501,Start!$M$33:$N$39,2,FALSE)/T501)+VLOOKUP(S501,Start!$C$33:$D$40,2,FALSE)","v":167.56253830439226}]
[null,null,"Yes","SEE919189403703","BNA1056","Infraserv GmbH & Co. Wiesbaden KG","Generator 7",65203,"Wiesbaden","Rheingaustraße 190-196","Hessen","2021-03-31","Erdgas","Erdgas, Erdölgas","Gas","Ja","Gasturbinen mit Abhitzekessel","Gas","CCGT",0.3916,"OPSD (2020)",22.111000000000001,22.111000000000001,{"$f":"(1-VLOOKUP(S502,Start!$H$33:$I$40,2,FALSE)/100)*W502","v":19.23657},{"$f":"VLOOKUP(R502,Start!$C$9:$D$15,2,FALSE)+VLOOKUP(R502,Start!$C$23:$D$29,2,FALSE)","v":54.56},{"$f":"(Y502/T502)+Start!$D$19*(VLOOKUP(R502,Start!$M$33:$N$39,2,FALSE)/T502)+VLOOKUP(S502,Start!$C$33:$D$40,2,FALSE)","v":167.56253830439226}]
[null,null,"Yes","SEE934897209904","BNA1060","Uniper Kraftwerke GmbH","Wilhelmshaven GT",26386,"Wilhelmshaven","Zum Kraftwerk 20","Niedersachsen","1976-01-01","Mineralölprodukte","Heizöl, leicht","Oil","Nein","Gasturbinen ohne Abhitzekessel","Oil","Oil",0.30980000000000002,"OPSD (2020)",60,60,{"$f":"(1-VLOOKUP(S503,Start!$H$33:$I$40,2,FALSE)/100)*W503","v":51},{"$f":"VLOOKUP(R503,Start!$C$9:$D$15,2,FALSE)+VLOOKUP(R503,Start!$C$23:$D$29,2,FALSE)","v":35.54},{"$f":"(Y503/T503)+Start!$D$19*(VLOOKUP(R503,Start!$M$33:$N$39,2,FALSE)/T503)+VLOOKUP(S503,Start!$C$33:$D$40,2,FALSE)","v":162.79857972885731}]
[null,null,"Yes","SEE907162822238","BNA1061","Uniper Kraftwerke GmbH","Wilhelmshaven 1 DT",26386,"Wilhelmshaven","Zum Kraftwerk 20","Niedersachsen","1976-01-01","Steinkohle","Steinkohlen","Coal","Nein","Kondensationsmaschine mit Entnahme","Coal","Coal",0.4,"OPSD (2020)",782,715,{"$f":"(1-VLOOKUP(S504,Start!$H$33:$I$40,2,FALSE)/100)*W504","v":572},{"$f":"VLOOKUP(R504,Start!$C$9:$D$15,2,FALSE)+VLOOKUP(R504,Start!$C$23:$D$29,2,FALSE)","v":15.81},{"$f":"(Y504/T504)+Start!$D$19*(VLOOKUP(R504,Start!$M$33:$N$39,2,FALSE)/T504)+VLOOKUP(S504,Start!$C$33:$D$40,2,FALSE)","v":84.710825}]
[null,null,"Yes","SEE977258693776","BNA1061","Uniper Kraftwerke GmbH","Wilhelmshaven 1 ZT",26386,"Wilhelmshaven","Zum Kraftwerk 20","Niedersachsen","1998-01-01","Steinkohle","Steinkohlen","Coal","Nein","Kondensationsmaschine ohne Entnahme","Coal","Coal",0.4,"OPSD (2020)",140,140,{"$f":"(1-VLOOKUP(S505,Start!$H$33:$I$40,2,FALSE)/100)*W505","v":112},{"$f":"VLOOKUP(R505,Start!$C$9:$D$15,2,FALSE)+VLOOKUP(R505,Start!$C$23:$D$29,2,FALSE)","v":15.81},{"$f":"(Y505/T505)+Start!$D$19*(VLOOKUP(R505,Start!$M$33:$N$39,2,FALSE)/T505)+VLOOKUP(S505,Start!$C$33:$D$40,2,FALSE)","v":84.710825}]
[null,null,"Yes","SEE918916993708","BNA1074","envia THERM GmbH","Wolfen GT",6766,"Bitterfeld-Wolfen","Sensientstraße 7","Sachsen-Anhalt","1996-12-31","Erdgas","Erdgas, Erdölgas","Gas","Nein","Gasturbinen ohne Abhitzekessel","Gas","OCGT",0.38169999999999998,"OPSD (2020)",50,50,{"$f":"(1-VLOOKUP(S506,Start!$H$33:$I$40,2,FALSE)/100)*W506","v":43.5},{"$f":"VLOOKUP(R506,Start!$C$9:$D$15,2,FALSE)+VLOOKUP(R506,Start!$C$23:$D$29,2,FALSE)","v":54.56},{"$f":"(Y506/T506)+Start!$D$19*(VLOOKUP(R506,Start!$M$33:$N$39,2,FALSE)/T506)+VLOOKUP(S506,Start!$C$33:$D$40,2,FALSE)","v":171.36963583966468}]
[null,null,"Yes","SEE998984420832","BNA1075a","Volkswagen AG","HKW Nord Generator A",38440,"Wolfsburg","Berliner Ring 2","Niedersachsen","1994-10-01","Steinkohle","Steinkohlen","Coal","Ja","Gegendruckmaschine mit Entnahme","Coal","Coal",0.42499999999999999,"OPSD (2020)",68.2,61,{"$f":"(1-VLOOKUP(S507,Start!$H$33:$I$40,2,FALSE)/100)*W507","v":48.800000000000004},{"$f":"VLOOKUP(R507,Start!$C$9:$D$15,2,FALSE)+VLOOKUP(R507,Start!$C$23:$D$29,2,FALSE)","v":15.81},{"$f":"(Y507/T507)+Start!$D$19*(VLOOKUP(R507,Start!$M$33:$N$39,2,FALSE)/T507)+VLOOKUP(S507,Start!$C$33:$D$40,2,FALSE)","v":79.804305882352949}]
[null,null,"Yes","SEE920837459195","BNA1075b","Volkswagen AG","HKW Nord Generator B",38440,"Wolfsburg","Berliner Ring 2","Niedersachsen","1998-09-18","Steinkohle","Steinkohlen","Coal","Ja","Gegendruckmaschine mit Entnahme","Coal","Coal",0.42499999999999999,"OPSD (2020)",68.2,61,{"$f":"(1-VLOOKUP(S508,Start!$H$33:$I$40,2,FALSE)/100)*W508","v":48.800000000000004},{"$f":"VLOOKUP(R508,Start!$C$9:$D$15,2,FALSE)+VLOOKUP(R508,Start!$C$23:$D$29,2,FALSE)","v":15.81},{"$f":"(Y508/T508)+Start!$D$19*(VLOOKUP(R508,Start!$M$33:$N$39,2,FALSE)/T508)+VLOOKUP(S508,Start!$C$33:$D$40,2,FALSE)","v":79.804305882352949}]
[null,null,"Yes","SEE959000487536","BNA1076a","Volkswagen AG","HKW West Block 1",38440,"Wolfsburg","Berliner Ring 2","Niedersachsen","1985-01-31","Steinkohle","Steinkohlen","Coal","Ja","Kondensationsmaschine mit Entnahme","Coal","Coal",0.38750000000000001,"OPSD (2020)",153,138.5,{"$f":"(1-VLOOKUP(S509,Start!$H$33:$I$40,2,FALSE)/100)*W509","v":110.80000000000001},{"$f":"VLOOKUP(R509,Start!$C$9:$D$15,2,FALSE)+VLOOKUP(R509,Start!$C$23:$D$29,2,FALSE)","v":15.81},{"$f":"(Y509/T509)+Start!$D$19*(VLOOKUP(R509,Start!$M$33:$N$39,2,FALSE)/T509)+VLOOKUP(S509,Start!$C$33:$D$40,2,FALSE)","v":87.401496774193546}]
[null,null,"Yes","SEE917432813484","BNA1076b","Volkswagen AG","HKW West Block 2",38440,"Wolfsburg","Berliner Ring 2","Niedersachsen","1985-05-01","Steinkohle","Steinkohlen","Coal","Ja","Kondensationsmaschine mit Entnahme","Coal","Coal",0.38750000000000001,"OPSD (2020)",153,138.5,{"$f":"(1-VLOOKUP(S510,Start!$H$33:$I$40,2,FALSE)/100)*W510","v":110.80000000000001},{"$f":"VLOOKUP(R510,Start!$C$9:$D$15,2,FALSE)+VLOOKUP(R510,Start!$C$23:$D$29,2,FALSE)","v":15.81},{"$f":"(Y510/T510)+Start!$D$19*(VLOOKUP(R510,Start!$M$33:$N$39,2,FALSE)/T510)+VLOOKUP(S510,Start!$C$33:$D$40,2,FALSE)","v":87.401496774193546}]
[null,null,"Yes","SEE994055644299","BNA1082","WSW Energie & Wasser AG","BHKW15",42275,"Wuppertal","Am Clef 32","Nordrhein-Westfalen","2017-12-04","Erdgas","Erdgas, Erdölgas","Gas","Ja","Verbrennungsmotor","Gas","CCGT",0.5625,"OPSD (2020)",2.6789999999999998,2.6190000000000002,{"$f":"(1-VLOOKUP(S511,Start!$H$33:$I$40,2,FALSE)/100)*W511","v":2.2785300000000004},{"$f":"VLOOKUP(R511,Start!$C$9:$D$15,2,FALSE)+VLOOKUP(R511,Start!$C$23:$D$29,2,FALSE)","v":54.56},{"$f":"(Y511/T511)+Start!$D$19*(VLOOKUP(R511,Start!$M$33:$N$39,2,FALSE)/T511)+VLOOKUP(S511,Start!$C$33:$D$40,2,FALSE)","v":117.10904888888889}]
[null,null,"Yes","SEE968471468838","BNA1082","WSW Energie & Wasser AG","DT23",42275,"Wuppertal","Am Clef 32","Nordrhein-Westfalen","2005-12-30","Erdgas","Erdgas, Erdölgas","Gas","Ja","Kondensationsmaschine mit Entnahme","Gas","CCGT",0.5625,"OPSD (2020)",31,31,{"$f":"(1-VLOOKUP(S512,Start!$H$33:$I$40,2,FALSE)/100)*W512","v":26.97},{"$f":"VLOOKUP(R512,Start!$C$9:$D$15,2,FALSE)+VLOOKUP(R512,Start!$C$23:$D$29,2,FALSE)","v":54.56},{"$f":"(Y512/T512)+Start!$D$19*(VLOOKUP(R512,Start!$M$33:$N$39,2,FALSE)/T512)+VLOOKUP(S512,Start!$C$33:$D$40,2,FALSE)","v":117.10904888888889}]
[null,null,"Yes","SEE960352714492","BNA1082","WSW Energie & Wasser AG","GT11",42275,"Wuppertal","Am Clef 32","Nordrhein-Westfalen","2005-12-30","Erdgas","Erdgas, Erdölgas","Gas","Ja","Gasturbinen mit Abhitzekessel","Gas","CCGT",0.5625,"OPSD (2020)",28.5,27.2,{"$f":"(1-VLOOKUP(S513,Start!$H$33:$I$40,2,FALSE)/100)*W513","v":23.663999999999998},{"$f":"VLOOKUP(R513,Start!$C$9:$D$15,2,FALSE)+VLOOKUP(R513,Start!$C$23:$D$29,2,FALSE)","v":54.56},{"$f":"(Y513/T513)+Start!$D$19*(VLOOKUP(R513,Start!$M$33:$N$39,2,FALSE)/T513)+VLOOKUP(S513,Start!$C$33:$D$40,2,FALSE)","v":117.10904888888889}]
[null,null,"Yes","SEE978399772948","BNA1082","WSW Energie & Wasser AG","GT12",42275,"Wuppertal","Am Clef 32","Nordrhein-Westfalen","2005-12-30","Erdgas","Erdgas, Erdölgas","Gas","Ja","Gasturbinen mit Abhitzekessel","Gas","CCGT",0.5625,"OPSD (2020)",28.5,27.2,{"$f":"(1-VLOOKUP(S514,Start!$H$33:$I$40,2,FALSE)/100)*W514","v":23.663999999999998},{"$f":"VLOOKUP(R514,Start!$C$9:$D$15,2,FALSE)+VLOOKUP(R514,Start!$C$23:$D$29,2,FALSE)","v":54.56},{"$f":"(Y514/T514)+Start!$D$19*(VLOOKUP(R514,Start!$M$33:$N$39,2,FALSE)/T514)+VLOOKUP(S514,Start!$C$33:$D$40,2,FALSE)","v":117.10904888888889}]
[null,null,"Yes","SEE921706084241","BNA1083","WSW Energie & Wasser AG","GT22",42275,"Wuppertal","Am Clef 32","Nordrhein-Westfalen","2008-07-09","Mineralölprodukte","Heizöl, leicht","Oil","Nein","Gasturbinen ohne Abhitzekessel","Oil","Oil",0.38,"OPSD (2020)",30,30,{"$f":"(1-VLOOKUP(S515,Start!$H$33:$I$40,2,FALSE)/100)*W515","v":25.5},{"$f":"VLOOKUP(R515,Start!$C$9:$D$15,2,FALSE)+VLOOKUP(R515,Start!$C$23:$D$29,2,FALSE)","v":35.54},{"$f":"(Y515/T515)+Start!$D$19*(VLOOKUP(R515,Start!$M$33:$N$39,2,FALSE)/T515)+VLOOKUP(S515,Start!$C$33:$D$40,2,FALSE)","v":132.90842105263158}]
[null,null,"Yes","SEE972526098451","BNA1085","Heizkraftwerk Würzburg GmbH","Heizkraftwerk an der Friedensbrücke DampfturbineIII",97080,"Würzburg","Veitshöchheimer Straße 1","Bayern","1971-10-08","Erdgas","Erdgas, Erdölgas","Gas","Ja","Kondensationsmaschine mit Entnahme","Gas","CCGT",0.25,"OPSD (2020)",23.5,23,{"$f":"(1-VLOOKUP(S516,Start!$H$33:$I$40,2,FALSE)/100)*W516","v":20.010000000000002},{"$f":"VLOOKUP(R516,Start!$C$9:$D$15,2,FALSE)+VLOOKUP(R516,Start!$C$23:$D$29,2,FALSE)","v":54.56},{"$f":"(Y516/T516)+Start!$D$19*(VLOOKUP(R516,Start!$M$33:$N$39,2,FALSE)/T516)+VLOOKUP(S516,Start!$C$33:$D$40,2,FALSE)","v":261.62036000000001}]
[null,null,"Yes","SEE910471578864","BNA1086","Heizkraftwerk Würzburg GmbH","Heizkraftwerk an der Friedensbrücke DampfturbineII",97080,"Würzburg","Veitshöchheimer Straße 1","Bayern","1993-10-26","Erdgas","Erdgas, Erdölgas","Gas","Ja","Kondensationsmaschine mit Entnahme","Gas","CCGT",0.25,"OPSD (2020)",25.5,25,{"$f":"(1-VLOOKUP(S517,Start!$H$33:$I$40,2,FALSE)/100)*W517","v":21.75},{"$f":"VLOOKUP(R517,Start!$C$9:$D$15,2,FALSE)+VLOOKUP(R517,Start!$C$23:$D$29,2,FALSE)","v":54.56},{"$f":"(Y517/T517)+Start!$D$19*(VLOOKUP(R517,Start!$M$33:$N$39,2,FALSE)/T517)+VLOOKUP(S517,Start!$C$33:$D$40,2,FALSE)","v":261.62036000000001}]
[null,null,"Yes","SEE944095305490","BNA1087","Heizkraftwerk Würzburg GmbH","Heizkraftwerk an der Friedensbrücke GasturbineII",97080,"Würzburg","Veitshöchheimer Straße 1","Bayern","2009-02-13","Erdgas","Erdgas, Erdölgas","Gas","Ja","Gasturbinen mit Abhitzekessel","Gas","CCGT",0.5,"OPSD (2020)",30.5,30,{"$f":"(1-VLOOKUP(S518,Start!$H$33:$I$40,2,FALSE)/100)*W518","v":26.1},{"$f":"VLOOKUP(R518,Start!$C$9:$D$15,2,FALSE)+VLOOKUP(R518,Start!$C$23:$D$29,2,FALSE)","v":54.56},{"$f":"(Y518/T518)+Start!$D$19*(VLOOKUP(R518,Start!$M$33:$N$39,2,FALSE)/T518)+VLOOKUP(S518,Start!$C$33:$D$40,2,FALSE)","v":131.56018}]
[null,null,"Yes","SEE967844487346","BNA1088","Heizkraftwerk Würzburg GmbH","Heizkraftwerk an der Friedensbrücke GasturbineI",97080,"Würzburg","Veitshöchheimer Straße 1","Bayern","2005-02-21","Erdgas","Erdgas, Erdölgas","Gas","Ja","Gasturbinen mit Abhitzekessel","Gas","CCGT",0.5,"OPSD (2020)",45.5,45,{"$f":"(1-VLOOKUP(S519,Start!$H$33:$I$40,2,FALSE)/100)*W519","v":39.15},{"$f":"VLOOKUP(R519,Start!$C$9:$D$15,2,FALSE)+VLOOKUP(R519,Start!$C$23:$D$29,2,FALSE)","v":54.56},{"$f":"(Y519/T519)+Start!$D$19*(VLOOKUP(R519,Start!$M$33:$N$39,2,FALSE)/T519)+VLOOKUP(S519,Start!$C$33:$D$40,2,FALSE)","v":131.56018}]
[null,null,"Yes","SEE950355589975","BNA1089","K+S Minerals and Agriculture GmbH","Kraftwerk ZI DT 2",39326,"Zielitz","Farsleber Straße 1","Sachsen-Anhalt","2010-07-02","Wärme","Prozessdampf","Gas","Ja","Kondensationsmaschine ohne Entnahme","Gas","CCGT",0.38059999999999999,"OPSD (2020)",29.49,29.49,{"$f":"(1-VLOOKUP(S520,Start!$H$33:$I$40,2,FALSE)/100)*W520","v":25.656299999999998},{"$f":"VLOOKUP(R520,Start!$C$9:$D$15,2,FALSE)+VLOOKUP(R520,Start!$C$23:$D$29,2,FALSE)","v":54.56},{"$f":"(Y520/T520)+Start!$D$19*(VLOOKUP(R520,Start!$M$33:$N$39,2,FALSE)/T520)+VLOOKUP(S520,Start!$C$33:$D$40,2,FALSE)","v":172.36203363110877}]
[null,null,"Yes","SEE979396678813","BNA1089","K+S Minerals and Agriculture GmbH","Kraftwerk ZI DT1",39326,"Zielitz","Farsleber Straße 1","Sachsen-Anhalt","1980-07-02","Wärme","Prozessdampf","Gas","Ja","Kondensationsmaschine ohne Entnahme","Gas","CCGT",0.38059999999999999,"OPSD (2020)",18.100000000000001,18.100000000000001,{"$f":"(1-VLOOKUP(S521,Start!$H$33:$I$40,2,FALSE)/100)*W521","v":15.747000000000002},{"$f":"VLOOKUP(R521,Start!$C$9:$D$15,2,FALSE)+VLOOKUP(R521,Start!$C$23:$D$29,2,FALSE)","v":54.56},{"$f":"(Y521/T521)+Start!$D$19*(VLOOKUP(R521,Start!$M$33:$N$39,2,FALSE)/T521)+VLOOKUP(S521,Start!$C$33:$D$40,2,FALSE)","v":172.36203363110877}]
[null,null,"Yes","SEE962777669616","BNA1092","Onyx Kraftwerk Zolling GmbH &Co. KGaA","Zolling GT1",85406,"Zolling","Leiningerstraße 1","Bayern","1986-01-01","Mineralölprodukte","Heizöl, leicht","Oil","Nein","Gasturbinen ohne Abhitzekessel","Oil","Oil",0.31759999999999999,"OPSD (2020)",25,25,{"$f":"(1-VLOOKUP(S522,Start!$H$33:$I$40,2,FALSE)/100)*W522","v":21.25},{"$f":"VLOOKUP(R522,Start!$C$9:$D$15,2,FALSE)+VLOOKUP(R522,Start!$C$23:$D$29,2,FALSE)","v":35.54},{"$f":"(Y522/T522)+Start!$D$19*(VLOOKUP(R522,Start!$M$33:$N$39,2,FALSE)/T522)+VLOOKUP(S522,Start!$C$33:$D$40,2,FALSE)","v":158.82493702770782}]
[null,null,"Yes","SEE949509046600","BNA1092","Onyx Kraftwerk Zolling GmbH &Co. KGaA","Zolling GT2",85406,"Zolling","Leiningerstraße 1","Bayern","1976-01-01","Mineralölprodukte","Heizöl, leicht","Oil","Nein","Gasturbinen ohne Abhitzekessel","Oil","Oil",0.31759999999999999,"OPSD (2020)",25,25,{"$f":"(1-VLOOKUP(S523,Start!$H$33:$I$40,2,FALSE)/100)*W523","v":21.25},{"$f":"VLOOKUP(R523,Start!$C$9:$D$15,2,FALSE)+VLOOKUP(R523,Start!$C$23:$D$29,2,FALSE)","v":35.54},{"$f":"(Y523/T523)+Start!$D$19*(VLOOKUP(R523,Start!$M$33:$N$39,2,FALSE)/T523)+VLOOKUP(S523,Start!$C$33:$D$40,2,FALSE)","v":158.82493702770782}]
[null,null,"Yes","SEE958847865460","BNA1093","Onyx Kraftwerk Zolling GmbH &Co. KGaA","Kraftwerk Zolling",85406,"Zolling","Leiningerstraße 1","Bayern","1985-01-01","Steinkohle","Steinkohlen","Coal","Ja","Kondensationsmaschine mit Entnahme","Coal","Coal",0.45250000000000001,"OPSD (2020)",501,472,{"$f":"(1-VLOOKUP(S524,Start!$H$33:$I$40,2,FALSE)/100)*W524","v":377.6},{"$f":"VLOOKUP(R524,Start!$C$9:$D$15,2,FALSE)+VLOOKUP(R524,Start!$C$23:$D$29,2,FALSE)","v":15.81},{"$f":"(Y524/T524)+Start!$D$19*(VLOOKUP(R524,Start!$M$33:$N$39,2,FALSE)/T524)+VLOOKUP(S524,Start!$C$33:$D$40,2,FALSE)","v":75.033325966850825}]
[null,null,"Yes","SEE998356674993","BNA1094","Smurfit Kappa Zülpich Papier GmbH","GT1",53909,"Zülpich","Zum Mühlengraben 1","Nordrhein-Westfalen","1996-04-01","Erdgas","Erdgas, Erdölgas","Gas","Ja","Gasturbinen mit Abhitzekessel","Gas","CCGT",0.38059999999999999,"OPSD (2020)",5.15,4.9459999999999997,{"$f":"(1-VLOOKUP(S525,Start!$H$33:$I$40,2,FALSE)/100)*W525","v":4.3030200000000001},{"$f":"VLOOKUP(R525,Start!$C$9:$D$15,2,FALSE)+VLOOKUP(R525,Start!$C$23:$D$29,2,FALSE)","v":54.56},{"$f":"(Y525/T525)+Start!$D$19*(VLOOKUP(R525,Start!$M$33:$N$39,2,FALSE)/T525)+VLOOKUP(S525,Start!$C$33:$D$40,2,FALSE)","v":172.36203363110877}]
[null,null,"Yes","SEE922579581844","BNA1094","Smurfit Kappa Zülpich Papier GmbH","GT2",53909,"Zülpich","Zum Mühlengraben 1","Nordrhein-Westfalen","1996-04-01","Erdgas","Erdgas, Erdölgas","Gas","Ja","Gasturbinen mit Abhitzekessel","Gas","CCGT",0.38059999999999999,"OPSD (2020)",5.9894999999999996,4.9459999999999997,{"$f":"(1-VLOOKUP(S526,Start!$H$33:$I$40,2,FALSE)/100)*W526","v":4.3030200000000001},{"$f":"VLOOKUP(R526,Start!$C$9:$D$15,2,FALSE)+VLOOKUP(R526,Start!$C$23:$D$29,2,FALSE)","v":54.56},{"$f":"(Y526/T526)+Start!$D$19*(VLOOKUP(R526,Start!$M$33:$N$39,2,FALSE)/T526)+VLOOKUP(S526,Start!$C$33:$D$40,2,FALSE)","v":172.36203363110877}]
[null,null,"Yes","SEE968206101610","BNA1094","Smurfit Kappa Zülpich Papier GmbH","GT3",53909,"Zülpich","Zum Mühlengraben 1","Nordrhein-Westfalen","1997-12-01","Erdgas","Erdgas, Erdölgas","Gas","Ja","Gasturbinen mit Abhitzekessel","Gas","CCGT",0.38059999999999999,"OPSD (2020)",5.4,4.9459999999999997,{"$f":"(1-VLOOKUP(S527,Start!$H$33:$I$40,2,FALSE)/100)*W527","v":4.3030200000000001},{"$f":"VLOOKUP(R527,Start!$C$9:$D$15,2,FALSE)+VLOOKUP(R527,Start!$C$23:$D$29,2,FALSE)","v":54.56},{"$f":"(Y527/T527)+Start!$D$19*(VLOOKUP(R527,Start!$M$33:$N$39,2,FALSE)/T527)+VLOOKUP(S527,Start!$C$33:$D$40,2,FALSE)","v":172.36203363110877}]
[null,null,"Yes","SEE991324265957","BNA1097","Smurfit Kappa Zülpich Papier GmbH","DT06",53909,"Zülpich","Zum Mühlengraben 1","Nordrhein-Westfalen","2010-10-22","Braunkohle","Braunkohlenbriketts","Lignite","Ja","Gegendruckmaschine ohne Entnahme","Lignite","Lignite",0.42399999999999999,"OPSD (2020)",15.552,14.382999999999999,{"$f":"(1-VLOOKUP(S528,Start!$H$33:$I$40,2,FALSE)/100)*W528","v":12.513209999999999},{"$f":"VLOOKUP(R528,Start!$C$9:$D$15,2,FALSE)+VLOOKUP(R528,Start!$C$23:$D$29,2,FALSE)","v":3.1},{"$f":"(Y528/T528)+Start!$D$19*(VLOOKUP(R528,Start!$M$33:$N$39,2,FALSE)/T528)+VLOOKUP(S528,Start!$C$33:$D$40,2,FALSE)","v":58.644245283018883}]
[null,null,"Yes","SEE982512881400","BNA1104","Stadtwerke Augsburg Energie GmbH","HKW, Dampfturbine 2",86152,"Augsburg","Franziskanergasse 9","Bayern","1976-12-15","Erdgas","Erdgas, Erdölgas","Gas","Ja","Gegendruckmaschine mit Entnahme","Gas","CCGT",0.35859999999999997,"OPSD (2020)",20.9,20.399999999999999,{"$f":"(1-VLOOKUP(S529,Start!$H$33:$I$40,2,FALSE)/100)*W529","v":17.747999999999998},{"$f":"VLOOKUP(R529,Start!$C$9:$D$15,2,FALSE)+VLOOKUP(R529,Start!$C$23:$D$29,2,FALSE)","v":54.56},{"$f":"(Y529/T529)+Start!$D$19*(VLOOKUP(R529,Start!$M$33:$N$39,2,FALSE)/T529)+VLOOKUP(S529,Start!$C$33:$D$40,2,FALSE)","v":182.84436698271057}]
[null,null,"Yes","SEE909727831365","BNA1105","TEAG Thüringer Energie AG","Gasturbine Bad Salzungen",36433,"Bad Salzungen","Langenfelder Straße 82","Thüringen","1993-10-28","Erdgas","Erdgas, Erdölgas","Gas","Ja","Gasturbinen mit Abhitzekessel","Gas","CCGT",0.37840000000000001,"OPSD (2020)",10.005000000000001,9.8290000000000006,{"$f":"(1-VLOOKUP(S530,Start!$H$33:$I$40,2,FALSE)/100)*W530","v":8.5512300000000003},{"$f":"VLOOKUP(R530,Start!$C$9:$D$15,2,FALSE)+VLOOKUP(R530,Start!$C$23:$D$29,2,FALSE)","v":54.56},{"$f":"(Y530/T530)+Start!$D$19*(VLOOKUP(R530,Start!$M$33:$N$39,2,FALSE)/T530)+VLOOKUP(S530,Start!$C$33:$D$40,2,FALSE)","v":173.35541754756872}]
[null,null,"Yes","SEE996047653111","BNA1108","PD energy GmbH","KW TRB Bitterfeld, Bitterfeld-Wolfen, Oststr. 1",6749,"Bitterfeld-Wolfen","Oststraße 1","Sachsen-Anhalt","2009-11-19","nicht biogener Abfall","nicht biogener Abfall (Hausmüll, Siedlungsabfälle)","Waste","Ja","Kondensationsmaschine mit Entnahme","Waste","Waste",0.33,"OPSD (2020)",11.44,11.44,{"$f":"(1-VLOOKUP(S531,Start!$H$33:$I$40,2,FALSE)/100)*W531","v":9.7240000000000002},{"$f":"VLOOKUP(R531,Start!$C$9:$D$15,2,FALSE)+VLOOKUP(R531,Start!$C$23:$D$29,2,FALSE)","v":0},{"$f":"(Y531/T531)+Start!$D$19*(VLOOKUP(R531,Start!$M$33:$N$39,2,FALSE)/T531)+VLOOKUP(S531,Start!$C$33:$D$40,2,FALSE)","v":1}]
[null,null,"Yes","SEE955548455112","BNA1110","Zweckverband Restmüllheizkraftwerk Böblingen","Restmüllheizkraftwerk",71032,"Böblingen","Musberger Sträßle 11","Baden-Württemberg","1999-05-01","Wärme","Prozessdampf","Waste","Nein","Kondensationsmaschine mit Entnahme","Waste","Waste",0.33,"OPSD (2020)",13,13,{"$f":"(1-VLOOKUP(S532,Start!$H$33:$I$40,2,FALSE)/100)*W532","v":11.049999999999999},{"$f":"VLOOKUP(R532,Start!$C$9:$D$15,2,FALSE)+VLOOKUP(R532,Start!$C$23:$D$29,2,FALSE)","v":0},{"$f":"(Y532/T532)+Start!$D$19*(VLOOKUP(R532,Start!$M$33:$N$39,2,FALSE)/T532)+VLOOKUP(S532,Start!$C$33:$D$40,2,FALSE)","v":1}]
[null,null,"Yes","SEE972694764301","BNA1114","swb Entsorgung GmbH&Co. KG","MHKW_Gen1",28219,"Bremen","Oken 2","Bremen","1984-01-01","nicht biogener Abfall","nicht biogener Abfall (Hausmüll, Siedlungsabfälle)","Waste","Ja","Gegendruckmaschine ohne Entnahme","Waste","Waste",0.33,"OPSD (2020)",2.7,2.6,{"$f":"(1-VLOOKUP(S533,Start!$H$33:$I$40,2,FALSE)/100)*W533","v":2.21},{"$f":"VLOOKUP(R533,Start!$C$9:$D$15,2,FALSE)+VLOOKUP(R533,Start!$C$23:$D$29,2,FALSE)","v":0},{"$f":"(Y533/T533)+Start!$D$19*(VLOOKUP(R533,Start!$M$33:$N$39,2,FALSE)/T533)+VLOOKUP(S533,Start!$C$33:$D$40,2,FALSE)","v":1}]
[null,null,"Yes","SEE986413873564","BNA1114","swb Entsorgung GmbH&Co. KG","MHKW_Gen2",28219,"Bremen","Oken 2","Bremen","2004-01-01","nicht biogener Abfall","nicht biogener Abfall (Hausmüll, Siedlungsabfälle)","Waste","Ja","Gegendruckmaschine ohne Entnahme","Waste","Waste",0.33,"OPSD (2020)",13.7,13.3,{"$f":"(1-VLOOKUP(S534,Start!$H$33:$I$40,2,FALSE)/100)*W534","v":11.305},{"$f":"VLOOKUP(R534,Start!$C$9:$D$15,2,FALSE)+VLOOKUP(R534,Start!$C$23:$D$29,2,FALSE)","v":0},{"$f":"(Y534/T534)+Start!$D$19*(VLOOKUP(R534,Start!$M$33:$N$39,2,FALSE)/T534)+VLOOKUP(S534,Start!$C$33:$D$40,2,FALSE)","v":1}]
[null,null,"Yes","SEE950201173198","BNA1114","swb Entsorgung GmbH&Co. KG","MHKW_Gen4",28219,"Bremen","Oken 2","Bremen","2013-01-01","nicht biogener Abfall","nicht biogener Abfall (Hausmüll, Siedlungsabfälle)","Waste","Ja","Kondensationsmaschine mit Entnahme","Waste","Waste",0.33,"OPSD (2020)",50,49.2,{"$f":"(1-VLOOKUP(S535,Start!$H$33:$I$40,2,FALSE)/100)*W535","v":41.82},{"$f":"VLOOKUP(R535,Start!$C$9:$D$15,2,FALSE)+VLOOKUP(R535,Start!$C$23:$D$29,2,FALSE)","v":0},{"$f":"(Y535/T535)+Start!$D$19*(VLOOKUP(R535,Start!$M$33:$N$39,2,FALSE)/T535)+VLOOKUP(S535,Start!$C$33:$D$40,2,FALSE)","v":1}]
[null,null,"Yes","SEE913203719740","BNA1115","AG der Dillinger Hüttenwerke","GKW",66763,"Dillingen","Werkstraße 1","Saarland","2009-04-22","andere Gase","Hochofengas, Konvertergas","Other (nicht erneuerbar)","Ja","Kondensationsmaschine mit Entnahme","Gas","CCGT",0.39600000000000002,"Assumption based on DIW (2014)",95.558000000000007,89.337000000000003,{"$f":"(1-VLOOKUP(S536,Start!$H$33:$I$40,2,FALSE)/100)*W536","v":77.723190000000002},{"$f":"VLOOKUP(R536,Start!$C$9:$D$15,2,FALSE)+VLOOKUP(R536,Start!$C$23:$D$29,2,FALSE)","v":54.56},{"$f":"(Y536/T536)+Start!$D$19*(VLOOKUP(R536,Start!$M$33:$N$39,2,FALSE)/T536)+VLOOKUP(S536,Start!$C$33:$D$40,2,FALSE)","v":165.71739898989898}]
[null,null,"Yes","SEE927032372373","BNA1116","Bremerhavener Entsorgungsgesellschaft mbH","MHKW, Generator 1+2",27570,"Bremerhaven","Zur Hexenbrücke 16","Bremen","1977-03-17","nicht biogener Abfall","nicht biogener Abfall (Hausmüll, Siedlungsabfälle)","Waste","Ja","Kondensationsmaschine mit Entnahme","Waste","Waste",0.33,"OPSD (2020)",20,14,{"$f":"(1-VLOOKUP(S537,Start!$H$33:$I$40,2,FALSE)/100)*W537","v":11.9},{"$f":"VLOOKUP(R537,Start!$C$9:$D$15,2,FALSE)+VLOOKUP(R537,Start!$C$23:$D$29,2,FALSE)","v":0},{"$f":"(Y537/T537)+Start!$D$19*(VLOOKUP(R537,Start!$M$33:$N$39,2,FALSE)/T537)+VLOOKUP(S537,Start!$C$33:$D$40,2,FALSE)","v":1}]
[null,null,"Yes","SEE961057667205","BNA1117","Pirelli Deutschland","Gasturbine Kraftwerk",64747,"Breuberg","Höchster Straße 48 -60","Hessen","2017-12-14","Erdgas","Erdgas, Erdölgas","Gas","Ja","Gasturbinen mit Abhitzekessel","Gas","CCGT",0.38390000000000002,"OPSD (2020)",11.2,10.37,{"$f":"(1-VLOOKUP(S538,Start!$H$33:$I$40,2,FALSE)/100)*W538","v":9.0218999999999987},{"$f":"VLOOKUP(R538,Start!$C$9:$D$15,2,FALSE)+VLOOKUP(R538,Start!$C$23:$D$29,2,FALSE)","v":54.56},{"$f":"(Y538/T538)+Start!$D$19*(VLOOKUP(R538,Start!$M$33:$N$39,2,FALSE)/T538)+VLOOKUP(S538,Start!$C$33:$D$40,2,FALSE)","v":170.89330554831986}]
[null,null,"Yes","SEE944429192826","BNA1119","Zweckverband Abfallverwertung Südostbayern","SEE944429192826 (MHKW Burgkirchen (Müllverbrennung))",84508,"Burgkirchen","Bruck 110","Bayern","1994-01-28","nicht biogener Abfall","nicht biogener Abfall (Hausmüll, Siedlungsabfälle)","Waste","Nein","Kondensationsmaschine mit Entnahme","Waste","Waste",0.33,"OPSD (2020)",16.600000000000001,12.8,{"$f":"(1-VLOOKUP(S539,Start!$H$33:$I$40,2,FALSE)/100)*W539","v":10.88},{"$f":"VLOOKUP(R539,Start!$C$9:$D$15,2,FALSE)+VLOOKUP(R539,Start!$C$23:$D$29,2,FALSE)","v":0},{"$f":"(Y539/T539)+Start!$D$19*(VLOOKUP(R539,Start!$M$33:$N$39,2,FALSE)/T539)+VLOOKUP(S539,Start!$C$33:$D$40,2,FALSE)","v":1}]
[null,null,"Yes","SEE910102553963","BNA1120","Rain Carbon Germany GmbH","Gasturbinenanlage Castrop-Rauxel",44579,"Castrop-Rauxel","Kekulestraße 30","Nordrhein-Westfalen","1992-06-15","Erdgas","Erdgas, Erdölgas","Gas","Ja","Gasturbinen mit Abhitzekessel","Gas","CCGT",0.35659999999999997,"OPSD (2020)",10,10,{"$f":"(1-VLOOKUP(S540,Start!$H$33:$I$40,2,FALSE)/100)*W540","v":8.6999999999999993},{"$f":"VLOOKUP(R540,Start!$C$9:$D$15,2,FALSE)+VLOOKUP(R540,Start!$C$23:$D$29,2,FALSE)","v":54.56},{"$f":"(Y540/T540)+Start!$D$19*(VLOOKUP(R540,Start!$M$33:$N$39,2,FALSE)/T540)+VLOOKUP(S540,Start!$C$33:$D$40,2,FALSE)","v":183.86144139091422}]
[null,null,"Yes","SEE961620762023","BNA1125","Merck KGaA","DA_HKW_01",64293,"Darmstadt","Frankfurter Straße 250","Hessen","1999-12-20","Erdgas","Erdgas, Erdölgas","Gas","Ja","Gasturbinen mit Abhitzekessel","Gas","CCGT",0.37740000000000001,"OPSD (2020)",10,10,{"$f":"(1-VLOOKUP(S541,Start!$H$33:$I$40,2,FALSE)/100)*W541","v":8.6999999999999993},{"$f":"VLOOKUP(R541,Start!$C$9:$D$15,2,FALSE)+VLOOKUP(R541,Start!$C$23:$D$29,2,FALSE)","v":54.56},{"$f":"(Y541/T541)+Start!$D$19*(VLOOKUP(R541,Start!$M$33:$N$39,2,FALSE)/T541)+VLOOKUP(S541,Start!$C$33:$D$40,2,FALSE)","v":173.81078431372549}]
[null,null,"Yes","SEE931405152110","BNA1131","Metsä Greaseproof Papers GmbH","Düren - Veldener Straße I - Turbine",52349,"Düren","Veldener Straße 121","Nordrhein-Westfalen","1995-09-15","Erdgas","Erdgas, Erdölgas","Gas","Ja","Gegendruckmaschine ohne Entnahme","Gas","CCGT",0.31900000000000001,"OPSD (2020)",3.6,2.077,{"$f":"(1-VLOOKUP(S542,Start!$H$33:$I$40,2,FALSE)/100)*W542","v":1.8069899999999999},{"$f":"VLOOKUP(R542,Start!$C$9:$D$15,2,FALSE)+VLOOKUP(R542,Start!$C$23:$D$29,2,FALSE)","v":54.56},{"$f":"(Y542/T542)+Start!$D$19*(VLOOKUP(R542,Start!$M$33:$N$39,2,FALSE)/T542)+VLOOKUP(S542,Start!$C$33:$D$40,2,FALSE)","v":205.35608150470222}]
[null,null,"Yes","SEE954348740183","BNA1138","Stadtwerke Erkrath","BHKW Klinkerweg  Modul 2",40699,"Erkrath","Klinkerweg 4","Nordrhein-Westfalen","2000-03-30","Erdgas","Erdgas, Erdölgas","Gas","Ja","Verbrennungsmotor","Gas","CCGT",0.38500000000000001,"OPSD (2020)",3.4,3.4,{"$f":"(1-VLOOKUP(S543,Start!$H$33:$I$40,2,FALSE)/100)*W543","v":2.9579999999999997},{"$f":"VLOOKUP(R543,Start!$C$9:$D$15,2,FALSE)+VLOOKUP(R543,Start!$C$23:$D$29,2,FALSE)","v":54.56},{"$f":"(Y543/T543)+Start!$D$19*(VLOOKUP(R543,Start!$M$33:$N$39,2,FALSE)/T543)+VLOOKUP(S543,Start!$C$33:$D$40,2,FALSE)","v":170.40932467532468}]
[null,null,"Yes","SEE935012767491","BNA1138","Stadtwerke Erkrath","BHKW Klinkerweg  Modul 3",40699,"Erkrath","Klinkerweg 4","Nordrhein-Westfalen","2000-03-30","Erdgas","Erdgas, Erdölgas","Gas","Ja","Verbrennungsmotor","Gas","CCGT",0.38500000000000001,"OPSD (2020)",3.4,3.4,{"$f":"(1-VLOOKUP(S544,Start!$H$33:$I$40,2,FALSE)/100)*W544","v":2.9579999999999997},{"$f":"VLOOKUP(R544,Start!$C$9:$D$15,2,FALSE)+VLOOKUP(R544,Start!$C$23:$D$29,2,FALSE)","v":54.56},{"$f":"(Y544/T544)+Start!$D$19*(VLOOKUP(R544,Start!$M$33:$N$39,2,FALSE)/T544)+VLOOKUP(S544,Start!$C$33:$D$40,2,FALSE)","v":170.40932467532468}]
[null,null,"Yes","SEE950630767128","BNA1138","Stadtwerke Erkrath","BHKW Klinkerweg Modul 1",40699,"Erkrath","Klinkerweg 4","Nordrhein-Westfalen","2000-03-30","Erdgas","Erdgas, Erdölgas","Gas","Ja","Verbrennungsmotor","Gas","CCGT",0.38500000000000001,"OPSD (2020)",3.4,3.4,{"$f":"(1-VLOOKUP(S545,Start!$H$33:$I$40,2,FALSE)/100)*W545","v":2.9579999999999997},{"$f":"VLOOKUP(R545,Start!$C$9:$D$15,2,FALSE)+VLOOKUP(R545,Start!$C$23:$D$29,2,FALSE)","v":54.56},{"$f":"(Y545/T545)+Start!$D$19*(VLOOKUP(R545,Start!$M$33:$N$39,2,FALSE)/T545)+VLOOKUP(S545,Start!$C$33:$D$40,2,FALSE)","v":170.40932467532468}]
[null,null,"Yes","SEE988429673565","BNA1139","EEW Energy from Waste Saarbrücken GmbH","TREA Breisgau",79427,"Eschbach","Heitersheimer Straße 0","Baden-Württemberg","2004-05-17","nicht biogener Abfall","nicht biogener Abfall (Hausmüll, Siedlungsabfälle)","Waste","Nein","Kondensationsmaschine mit Entnahme","Waste","Waste",0.33,"OPSD (2020)",14.5,13.6,{"$f":"(1-VLOOKUP(S546,Start!$H$33:$I$40,2,FALSE)/100)*W546","v":11.559999999999999},{"$f":"VLOOKUP(R546,Start!$C$9:$D$15,2,FALSE)+VLOOKUP(R546,Start!$C$23:$D$29,2,FALSE)","v":0},{"$f":"(Y546/T546)+Start!$D$19*(VLOOKUP(R546,Start!$M$33:$N$39,2,FALSE)/T546)+VLOOKUP(S546,Start!$C$33:$D$40,2,FALSE)","v":1}]
[null,null,"Yes","SEE927622980674","BNA1141","Pfeifer & Langen GmbH ＆ Co. KG","Euskirchen Generator 1",53879,"Euskirchen","Bonner Straße 2","Nordrhein-Westfalen","1979-08-30","Braunkohle","Braunkohlenbriketts","Lignite","Ja","Gegendruckmaschine ohne Entnahme","Lignite","Lignite",0.34960000000000002,"OPSD (2020)",7.2,6.9340000000000002,{"$f":"(1-VLOOKUP(S547,Start!$H$33:$I$40,2,FALSE)/100)*W547","v":6.0325800000000003},{"$f":"VLOOKUP(R547,Start!$C$9:$D$15,2,FALSE)+VLOOKUP(R547,Start!$C$23:$D$29,2,FALSE)","v":3.1},{"$f":"(Y547/T547)+Start!$D$19*(VLOOKUP(R547,Start!$M$33:$N$39,2,FALSE)/T547)+VLOOKUP(S547,Start!$C$33:$D$40,2,FALSE)","v":70.762814645308922}]
[null,null,"Yes","SEE914128531905","BNA1141","Pfeifer & Langen GmbH ＆ Co. KG","Euskirchen Generator 2",53879,"Euskirchen","Bonner Straße 2","Nordrhein-Westfalen","1981-09-01","Erdgas","Erdgas, Erdölgas","Gas","Ja","Gegendruckmaschine ohne Entnahme","Gas","CCGT",0.34960000000000002,"OPSD (2020)",6.6,6.3559999999999999,{"$f":"(1-VLOOKUP(S548,Start!$H$33:$I$40,2,FALSE)/100)*W548","v":5.5297200000000002},{"$f":"VLOOKUP(R548,Start!$C$9:$D$15,2,FALSE)+VLOOKUP(R548,Start!$C$23:$D$29,2,FALSE)","v":54.56},{"$f":"(Y548/T548)+Start!$D$19*(VLOOKUP(R548,Start!$M$33:$N$39,2,FALSE)/T548)+VLOOKUP(S548,Start!$C$33:$D$40,2,FALSE)","v":187.51284324942793}]
[null,null,"Yes","SEE912440649056","BNA1141","Pfeifer & Langen GmbH ＆ Co. KG","Euskirchen Generator 3",53879,"Euskirchen","Bonner Straße 2","Nordrhein-Westfalen","1980-07-01","Braunkohle","Braunkohlenbriketts","Lignite","Ja","Gegendruckmaschine ohne Entnahme","Lignite","Lignite",0.34960000000000002,"OPSD (2020)",1.2,1.1559999999999999,{"$f":"(1-VLOOKUP(S549,Start!$H$33:$I$40,2,FALSE)/100)*W549","v":1.0057199999999999},{"$f":"VLOOKUP(R549,Start!$C$9:$D$15,2,FALSE)+VLOOKUP(R549,Start!$C$23:$D$29,2,FALSE)","v":3.1},{"$f":"(Y549/T549)+Start!$D$19*(VLOOKUP(R549,Start!$M$33:$N$39,2,FALSE)/T549)+VLOOKUP(S549,Start!$C$33:$D$40,2,FALSE)","v":70.762814645308922}]
[null,null,"Yes","SEE971280976463","BNA1144","EEW Energy from Waste Göppingen","MHKW Turbine",73037,"Göppingen","Iltishofweg 40","Baden-Württemberg","1975-07-01","nicht biogener Abfall","nicht biogener Abfall (Hausmüll, Siedlungsabfälle)","Waste","Ja","Kondensationsmaschine ohne Entnahme","Waste","Waste",0.33,"OPSD (2020)",13.2,11,{"$f":"(1-VLOOKUP(S550,Start!$H$33:$I$40,2,FALSE)/100)*W550","v":9.35},{"$f":"VLOOKUP(R550,Start!$C$9:$D$15,2,FALSE)+VLOOKUP(R550,Start!$C$23:$D$29,2,FALSE)","v":0},{"$f":"(Y550/T550)+Start!$D$19*(VLOOKUP(R550,Start!$M$33:$N$39,2,FALSE)/T550)+VLOOKUP(S550,Start!$C$33:$D$40,2,FALSE)","v":1}]
[null,null,"Yes","SEE955453307926","BNA1148","MHB Betriebsführungsgesellschaft mbH","MVA Hamm",59075,"Hamm","Am Lausbach 2","Nordrhein-Westfalen","1985-07-01","nicht biogener Abfall","nicht biogener Abfall (Hausmüll, Siedlungsabfälle)","Waste","Ja","Kondensationsmaschine mit Entnahme","Waste","Waste",0.33,"OPSD (2020)",24.7,15.3,{"$f":"(1-VLOOKUP(S551,Start!$H$33:$I$40,2,FALSE)/100)*W551","v":13.005000000000001},{"$f":"VLOOKUP(R551,Start!$C$9:$D$15,2,FALSE)+VLOOKUP(R551,Start!$C$23:$D$29,2,FALSE)","v":0},{"$f":"(Y551/T551)+Start!$D$19*(VLOOKUP(R551,Start!$M$33:$N$39,2,FALSE)/T551)+VLOOKUP(S551,Start!$C$33:$D$40,2,FALSE)","v":1}]
[null,null,"Yes","SEE953991032447","BNA1151","E.ON Energy Solutions GmbH","KWKK Heidelberg",69120,"Heidelberg","Im Neuenheimer Feld 530","Baden-Württemberg","2001-12-21","Erdgas","Erdgas, Erdölgas","Gas","Ja","Gasturbinen mit Abhitzekessel","Gas","CCGT",0.3861,"OPSD (2020)",15,13.288,{"$f":"(1-VLOOKUP(S552,Start!$H$33:$I$40,2,FALSE)/100)*W552","v":11.560560000000001},{"$f":"VLOOKUP(R552,Start!$C$9:$D$15,2,FALSE)+VLOOKUP(R552,Start!$C$23:$D$29,2,FALSE)","v":54.56},{"$f":"(Y552/T552)+Start!$D$19*(VLOOKUP(R552,Start!$M$33:$N$39,2,FALSE)/T552)+VLOOKUP(S552,Start!$C$33:$D$40,2,FALSE)","v":169.92810152810154}]
[null,null,"Yes","SEE945150729886","BNA1154","AGR Abfallentsorgungs-Gesellschaft Ruhrgebiet mbH","RZR I Turbine1",45699,"Herten","Im Emscherbruch 11","Nordrhein-Westfalen","1981-01-01","nicht biogener Abfall","nicht biogener Abfall (Hausmüll, Siedlungsabfälle)","Waste","Nein","Kondensationsmaschine mit Entnahme","Waste","Waste",0.33,"OPSD (2020)",14.9,14.88,{"$f":"(1-VLOOKUP(S553,Start!$H$33:$I$40,2,FALSE)/100)*W553","v":12.648},{"$f":"VLOOKUP(R553,Start!$C$9:$D$15,2,FALSE)+VLOOKUP(R553,Start!$C$23:$D$29,2,FALSE)","v":0},{"$f":"(Y553/T553)+Start!$D$19*(VLOOKUP(R553,Start!$M$33:$N$39,2,FALSE)/T553)+VLOOKUP(S553,Start!$C$33:$D$40,2,FALSE)","v":1}]
[null,null,"Yes","SEE941568392261","BNA1154","AGR Abfallentsorgungs-Gesellschaft Ruhrgebiet mbH","RZR I Turbine2",45699,"Herten","Im Emscherbruch 11","Nordrhein-Westfalen","1981-01-01","nicht biogener Abfall","nicht biogener Abfall (Hausmüll, Siedlungsabfälle)","Waste","Nein","Kondensationsmaschine mit Entnahme","Waste","Waste",0.33,"OPSD (2020)",14.9,14.88,{"$f":"(1-VLOOKUP(S554,Start!$H$33:$I$40,2,FALSE)/100)*W554","v":12.648},{"$f":"VLOOKUP(R554,Start!$C$9:$D$15,2,FALSE)+VLOOKUP(R554,Start!$C$23:$D$29,2,FALSE)","v":0},{"$f":"(Y554/T554)+Start!$D$19*(VLOOKUP(R554,Start!$M$33:$N$39,2,FALSE)/T554)+VLOOKUP(S554,Start!$C$33:$D$40,2,FALSE)","v":1}]
[null,null,"Yes","SEE923271533315","BNA1155","RZR II Herten GmbH","RZR II Turbine3",45699,"Herten","Im Emscherbruch 11","Nordrhein-Westfalen","2009-01-01","nicht biogener Abfall","nicht biogener Abfall (Hausmüll, Siedlungsabfälle)","Waste","Nein","Kondensationsmaschine mit Entnahme","Waste","Waste",0.33,"OPSD (2020)",23.585000000000001,23.5,{"$f":"(1-VLOOKUP(S555,Start!$H$33:$I$40,2,FALSE)/100)*W555","v":19.974999999999998},{"$f":"VLOOKUP(R555,Start!$C$9:$D$15,2,FALSE)+VLOOKUP(R555,Start!$C$23:$D$29,2,FALSE)","v":0},{"$f":"(Y555/T555)+Start!$D$19*(VLOOKUP(R555,Start!$M$33:$N$39,2,FALSE)/T555)+VLOOKUP(S555,Start!$C$33:$D$40,2,FALSE)","v":1}]
[null,null,"Yes","SEE947996339434","BNA1155","RZR II Herten GmbH","RZR II Turbine4",45699,"Herten","Im Emscherbruch 11","Nordrhein-Westfalen","2019-02-07","nicht biogener Abfall","nicht biogener Abfall (Hausmüll, Siedlungsabfälle)","Waste","Ja","Gegendruckmaschine mit Entnahme","Waste","Waste",0.33,"OPSD (2020)",12.3,12.26,{"$f":"(1-VLOOKUP(S556,Start!$H$33:$I$40,2,FALSE)/100)*W556","v":10.420999999999999},{"$f":"VLOOKUP(R556,Start!$C$9:$D$15,2,FALSE)+VLOOKUP(R556,Start!$C$23:$D$29,2,FALSE)","v":0},{"$f":"(Y556/T556)+Start!$D$19*(VLOOKUP(R556,Start!$M$33:$N$39,2,FALSE)/T556)+VLOOKUP(S556,Start!$C$33:$D$40,2,FALSE)","v":1}]
[null,null,"Yes","SEE951966828576","BNA1161","Zweckverband Müllverwertungsanlage Ingolstadt","Turbine VE 32 ZV MVA IN",85055,"Ingolstadt","Am Mailinger Bach 141","Bayern","1996-09-10","nicht biogener Abfall","nicht biogener Abfall (Hausmüll, Siedlungsabfälle)","Waste","Nein","Kondensationsmaschine mit Entnahme","Waste","Waste",0.33,"OPSD (2020)",7.4,7.4,{"$f":"(1-VLOOKUP(S557,Start!$H$33:$I$40,2,FALSE)/100)*W557","v":6.29},{"$f":"VLOOKUP(R557,Start!$C$9:$D$15,2,FALSE)+VLOOKUP(R557,Start!$C$23:$D$29,2,FALSE)","v":0},{"$f":"(Y557/T557)+Start!$D$19*(VLOOKUP(R557,Start!$M$33:$N$39,2,FALSE)/T557)+VLOOKUP(S557,Start!$C$33:$D$40,2,FALSE)","v":1}]
[null,null,"Yes","SEE925011950635","BNA1161","Zweckverband Müllverwertungsanlage Ingolstadt","Turbine VE 40 ZV MVA IN",85055,"Ingolstadt","Am Mailinger Bach 141","Bayern","1996-09-10","nicht biogener Abfall","nicht biogener Abfall (Hausmüll, Siedlungsabfälle)","Waste","Nein","Kondensationsmaschine mit Entnahme","Waste","Waste",0.33,"OPSD (2020)",18.14,18.14,{"$f":"(1-VLOOKUP(S558,Start!$H$33:$I$40,2,FALSE)/100)*W558","v":15.419},{"$f":"VLOOKUP(R558,Start!$C$9:$D$15,2,FALSE)+VLOOKUP(R558,Start!$C$23:$D$29,2,FALSE)","v":0},{"$f":"(Y558/T558)+Start!$D$19*(VLOOKUP(R558,Start!$M$33:$N$39,2,FALSE)/T558)+VLOOKUP(S558,Start!$C$33:$D$40,2,FALSE)","v":1}]
[null,null,"Yes","SEE965327731764","BNA1164","Pfeifer & Langen GmbH ＆ Co. KG","BHKW Jülich",52428,"Jülich","Dürener Str. 20","Nordrhein-Westfalen","2002-10-10","Erdgas","Erdgas, Erdölgas","Gas","Ja","Verbrennungsmotor","Gas","CCGT",0.40960000000000002,"OPSD (2020)",1.413,1.413,{"$f":"(1-VLOOKUP(S559,Start!$H$33:$I$40,2,FALSE)/100)*W559","v":1.2293100000000001},{"$f":"VLOOKUP(R559,Start!$C$9:$D$15,2,FALSE)+VLOOKUP(R559,Start!$C$23:$D$29,2,FALSE)","v":54.56},{"$f":"(Y559/T559)+Start!$D$19*(VLOOKUP(R559,Start!$M$33:$N$39,2,FALSE)/T559)+VLOOKUP(S559,Start!$C$33:$D$40,2,FALSE)","v":160.26486816406251}]
[null,null,"Yes","SEE977708202411","BNA1165","Pfeifer & Langen GmbH ＆ Co. KG","Appeldorn Generator 1",47546,"Kalkar","Reeser Straße 280","Nordrhein-Westfalen","1977-09-01","Erdgas","Erdgas, Erdölgas","Gas","Ja","Gegendruckmaschine ohne Entnahme","Gas","CCGT",0.38719999999999999,"OPSD (2020)",6.12,5.718,{"$f":"(1-VLOOKUP(S560,Start!$H$33:$I$40,2,FALSE)/100)*W560","v":4.9746600000000001},{"$f":"VLOOKUP(R560,Start!$C$9:$D$15,2,FALSE)+VLOOKUP(R560,Start!$C$23:$D$29,2,FALSE)","v":54.56},{"$f":"(Y560/T560)+Start!$D$19*(VLOOKUP(R560,Start!$M$33:$N$39,2,FALSE)/T560)+VLOOKUP(S560,Start!$C$33:$D$40,2,FALSE)","v":169.44961260330578}]
[null,null,"Yes","SEE945071514516","BNA1165","Pfeifer & Langen GmbH ＆ Co. KG","Appeldorn Generator 2",47546,"Kalkar","Reeser Straße 280 - 300","Nordrhein-Westfalen","1979-08-30","Erdgas","Erdgas, Erdölgas","Gas","Ja","Gegendruckmaschine ohne Entnahme","Gas","CCGT",0.38719999999999999,"OPSD (2020)",6.12,5.718,{"$f":"(1-VLOOKUP(S561,Start!$H$33:$I$40,2,FALSE)/100)*W561","v":4.9746600000000001},{"$f":"VLOOKUP(R561,Start!$C$9:$D$15,2,FALSE)+VLOOKUP(R561,Start!$C$23:$D$29,2,FALSE)","v":54.56},{"$f":"(Y561/T561)+Start!$D$19*(VLOOKUP(R561,Start!$M$33:$N$39,2,FALSE)/T561)+VLOOKUP(S561,Start!$C$33:$D$40,2,FALSE)","v":169.44961260330578}]
[null,null,"Yes","SEE986145450682","BNA1166","Kreis Weseler Abfallgesellschaft mbH & Co.KG","Notstromdiesel",47475,"Kamp-Lintfort","Graftstr. 25","Nordrhein-Westfalen","1997-01-01","Mineralölprodukte","Heizöl, leicht","Oil","Nein","Verbrennungsmotor","Oil","Oil",0.38169999999999998,"OPSD (2020)",4.8,4.8,{"$f":"(1-VLOOKUP(S562,Start!$H$33:$I$40,2,FALSE)/100)*W562","v":4.08},{"$f":"VLOOKUP(R562,Start!$C$9:$D$15,2,FALSE)+VLOOKUP(R562,Start!$C$23:$D$29,2,FALSE)","v":35.54},{"$f":"(Y562/T562)+Start!$D$19*(VLOOKUP(R562,Start!$M$33:$N$39,2,FALSE)/T562)+VLOOKUP(S562,Start!$C$33:$D$40,2,FALSE)","v":132.32093266963585}]
[null,null,"Yes","SEE992947793209","BNA1167","Kreis Weseler Abfallgesellschaft mbH & Co.KG","Dampfturbine",47475,"Kamp-Lintfort","Graftstr. 25","Nordrhein-Westfalen","1997-04-01","nicht biogener Abfall","nicht biogener Abfall (Hausmüll, Siedlungsabfälle)","Waste","Ja","Kondensationsmaschine mit Entnahme","Waste","Waste",0.33,"OPSD (2020)",22,16,{"$f":"(1-VLOOKUP(S563,Start!$H$33:$I$40,2,FALSE)/100)*W563","v":13.6},{"$f":"VLOOKUP(R563,Start!$C$9:$D$15,2,FALSE)+VLOOKUP(R563,Start!$C$23:$D$29,2,FALSE)","v":0},{"$f":"(Y563/T563)+Start!$D$19*(VLOOKUP(R563,Start!$M$33:$N$39,2,FALSE)/T563)+VLOOKUP(S563,Start!$C$33:$D$40,2,FALSE)","v":1}]
[null,null,"Yes","SEE925652456091","BNA1168","Müllheizkraftwerk Kassel GmbH","Müllheizkraftwerk Kassel M7",34123,"Kassel","Am Lossewerk 8","Hessen","1985-12-17","nicht biogener Abfall","nicht biogener Abfall (Hausmüll, Siedlungsabfälle)","Waste","Ja","Kondensationsmaschine mit Entnahme","Waste","Waste",0.33,"OPSD (2020)",10.5,8,{"$f":"(1-VLOOKUP(S564,Start!$H$33:$I$40,2,FALSE)/100)*W564","v":6.8},{"$f":"VLOOKUP(R564,Start!$C$9:$D$15,2,FALSE)+VLOOKUP(R564,Start!$C$23:$D$29,2,FALSE)","v":0},{"$f":"(Y564/T564)+Start!$D$19*(VLOOKUP(R564,Start!$M$33:$N$39,2,FALSE)/T564)+VLOOKUP(S564,Start!$C$33:$D$40,2,FALSE)","v":1}]
[null,null,"Yes","SEE976589352260","BNA1168","Müllheizkraftwerk Kassel GmbH","Müllheizkraftwerk Kassel M8",34123,"Kassel","Am Lossewerk 8","Hessen","2012-03-12","nicht biogener Abfall","nicht biogener Abfall (Hausmüll, Siedlungsabfälle)","Waste","Ja","Kondensationsmaschine mit Entnahme","Waste","Waste",0.33,"OPSD (2020)",17.7,14.7,{"$f":"(1-VLOOKUP(S565,Start!$H$33:$I$40,2,FALSE)/100)*W565","v":12.494999999999999},{"$f":"VLOOKUP(R565,Start!$C$9:$D$15,2,FALSE)+VLOOKUP(R565,Start!$C$23:$D$29,2,FALSE)","v":0},{"$f":"(Y565/T565)+Start!$D$19*(VLOOKUP(R565,Start!$M$33:$N$39,2,FALSE)/T565)+VLOOKUP(S565,Start!$C$33:$D$40,2,FALSE)","v":1}]
[null,null,"Yes","SEE961660070034","BNA1182","RheinEnergie AG","Block 4 Merkenich RheinEnergie",50769,"Köln","Merkenicher Hauptstr. 2","Nordrhein-Westfalen","2010-10-12","Erdgas","Erdgas, Erdölgas","Gas","Ja","Gegendruckmaschine ohne Entnahme","Gas","CCGT",0.53,"OPSD (2020)",18.100000000000001,15.5,{"$f":"(1-VLOOKUP(S566,Start!$H$33:$I$40,2,FALSE)/100)*W566","v":13.484999999999999},{"$f":"VLOOKUP(R566,Start!$C$9:$D$15,2,FALSE)+VLOOKUP(R566,Start!$C$23:$D$29,2,FALSE)","v":54.56},{"$f":"(Y566/T566)+Start!$D$19*(VLOOKUP(R566,Start!$M$33:$N$39,2,FALSE)/T566)+VLOOKUP(S566,Start!$C$33:$D$40,2,FALSE)","v":124.19828301886793}]
[null,null,"Yes","SEE941568476039","BNA1184","AVG Köln mbH","Turbosatz 1",50735,"Köln","Geestemünder Str. 23","Nordrhein-Westfalen","1998-02-02","nicht biogener Abfall","nicht biogener Abfall (Hausmüll, Siedlungsabfälle)","Waste","Ja","Kondensationsmaschine mit Entnahme","Waste","Waste",0.33,"OPSD (2020)",56,46,{"$f":"(1-VLOOKUP(S567,Start!$H$33:$I$40,2,FALSE)/100)*W567","v":39.1},{"$f":"VLOOKUP(R567,Start!$C$9:$D$15,2,FALSE)+VLOOKUP(R567,Start!$C$23:$D$29,2,FALSE)","v":0},{"$f":"(Y567/T567)+Start!$D$19*(VLOOKUP(R567,Start!$M$33:$N$39,2,FALSE)/T567)+VLOOKUP(S567,Start!$C$33:$D$40,2,FALSE)","v":1}]
[null,null,"Yes","SEE985453029962","BNA1185","Pfeifer & Langen GmbH ＆ Co. KG","Könnern Generator 1",6420,"Könnern","An den Sieben Stücken 1","Sachsen-Anhalt","1973-01-01","Braunkohle","Braunkohlenbriketts","Lignite","Ja","Gegendruckmaschine ohne Entnahme","Lignite","Lignite",0.43359999999999999,"OPSD (2020)",9,8.35,{"$f":"(1-VLOOKUP(S568,Start!$H$33:$I$40,2,FALSE)/100)*W568","v":7.2645},{"$f":"VLOOKUP(R568,Start!$C$9:$D$15,2,FALSE)+VLOOKUP(R568,Start!$C$23:$D$29,2,FALSE)","v":3.1},{"$f":"(Y568/T568)+Start!$D$19*(VLOOKUP(R568,Start!$M$33:$N$39,2,FALSE)/T568)+VLOOKUP(S568,Start!$C$33:$D$40,2,FALSE)","v":57.383487084870858}]
[null,null,"Yes","SEE952937205877","BNA1185","Pfeifer & Langen GmbH ＆ Co. KG","Könnern Generator 2",6420,"Könnern","An den Sieben Stücken 1","Sachsen-Anhalt","1993-09-28","Braunkohle","Braunkohlenbriketts","Lignite","Ja","Gegendruckmaschine mit Entnahme","Lignite","Lignite",0.43359999999999999,"OPSD (2020)",20.32,19.670000000000002,{"$f":"(1-VLOOKUP(S569,Start!$H$33:$I$40,2,FALSE)/100)*W569","v":17.1129},{"$f":"VLOOKUP(R569,Start!$C$9:$D$15,2,FALSE)+VLOOKUP(R569,Start!$C$23:$D$29,2,FALSE)","v":3.1},{"$f":"(Y569/T569)+Start!$D$19*(VLOOKUP(R569,Start!$M$33:$N$39,2,FALSE)/T569)+VLOOKUP(S569,Start!$C$33:$D$40,2,FALSE)","v":57.383487084870858}]
[null,null,"Yes","SEE996891820448","BNA1186a","EGK Entsorgungsgesellschaft Krefeld GmbH & Co. KG","Turbine 3",47829,"Krefeld","Parkstraße 234","Nordrhein-Westfalen","1978-01-01","Wärme","Prozessdampf","Waste","Ja","Kondensationsmaschine mit Entnahme","Waste","Waste",0.33,"OPSD (2020)",12,8,{"$f":"(1-VLOOKUP(S570,Start!$H$33:$I$40,2,FALSE)/100)*W570","v":6.8},{"$f":"VLOOKUP(R570,Start!$C$9:$D$15,2,FALSE)+VLOOKUP(R570,Start!$C$23:$D$29,2,FALSE)","v":0},{"$f":"(Y570/T570)+Start!$D$19*(VLOOKUP(R570,Start!$M$33:$N$39,2,FALSE)/T570)+VLOOKUP(S570,Start!$C$33:$D$40,2,FALSE)","v":1}]
[null,null,"Yes","SEE992607731794","BNA1186b","EGK Entsorgungsgesellschaft Krefeld GmbH & Co. KG","Turbine 4",47829,"Krefeld","Parkstraße 234","Nordrhein-Westfalen","2001-04-05","Wärme","Prozessdampf","Waste","Ja","Kondensationsmaschine ohne Entnahme","Waste","Waste",0.33,"OPSD (2020)",13.84,9.23,{"$f":"(1-VLOOKUP(S571,Start!$H$33:$I$40,2,FALSE)/100)*W571","v":7.8455000000000004},{"$f":"VLOOKUP(R571,Start!$C$9:$D$15,2,FALSE)+VLOOKUP(R571,Start!$C$23:$D$29,2,FALSE)","v":0},{"$f":"(Y571/T571)+Start!$D$19*(VLOOKUP(R571,Start!$M$33:$N$39,2,FALSE)/T571)+VLOOKUP(S571,Start!$C$33:$D$40,2,FALSE)","v":1}]
[null,null,"Yes","SEE993787055366","BNA1186c","EGK Entsorgungsgesellschaft Krefeld GmbH & Co. KG","Turbine 2",47829,"Krefeld","Parkstraße 234","Nordrhein-Westfalen","1974-08-27","Wärme","Prozessdampf","Waste","Ja","Gegendruckmaschine ohne Entnahme","Waste","Waste",0.33,"OPSD (2020)",1.4,0.93,{"$f":"(1-VLOOKUP(S572,Start!$H$33:$I$40,2,FALSE)/100)*W572","v":0.79049999999999998},{"$f":"VLOOKUP(R572,Start!$C$9:$D$15,2,FALSE)+VLOOKUP(R572,Start!$C$23:$D$29,2,FALSE)","v":0},{"$f":"(Y572/T572)+Start!$D$19*(VLOOKUP(R572,Start!$M$33:$N$39,2,FALSE)/T572)+VLOOKUP(S572,Start!$C$33:$D$40,2,FALSE)","v":1}]
[null,null,"Yes","SEE925411264011","BNA1186d","EGK Entsorgungsgesellschaft Krefeld GmbH & Co. KG","Turbine 5",47829,"Krefeld","Parkstraße 234","Nordrhein-Westfalen","1997-12-01","Wärme","Prozessdampf","Waste","Ja","Gegendruckmaschine ohne Entnahme","Waste","Waste",0.33,"OPSD (2020)",2.9,2.9,{"$f":"(1-VLOOKUP(S573,Start!$H$33:$I$40,2,FALSE)/100)*W573","v":2.4649999999999999},{"$f":"VLOOKUP(R573,Start!$C$9:$D$15,2,FALSE)+VLOOKUP(R573,Start!$C$23:$D$29,2,FALSE)","v":0},{"$f":"(Y573/T573)+Start!$D$19*(VLOOKUP(R573,Start!$M$33:$N$39,2,FALSE)/T573)+VLOOKUP(S573,Start!$C$33:$D$40,2,FALSE)","v":1}]
[null,null,"Yes","SEE979423615132","BNA1186e","EGK Entsorgungsgesellschaft Krefeld GmbH & Co. KG","Turbine 1",47829,"Krefeld","Parkstraße 234","Nordrhein-Westfalen","1974-08-27","Wärme","Prozessdampf","Waste","Ja","Gegendruckmaschine ohne Entnahme","Waste","Waste",0.33,"OPSD (2020)",1.4,0.93,{"$f":"(1-VLOOKUP(S574,Start!$H$33:$I$40,2,FALSE)/100)*W574","v":0.79049999999999998},{"$f":"VLOOKUP(R574,Start!$C$9:$D$15,2,FALSE)+VLOOKUP(R574,Start!$C$23:$D$29,2,FALSE)","v":0},{"$f":"(Y574/T574)+Start!$D$19*(VLOOKUP(R574,Start!$M$33:$N$39,2,FALSE)/T574)+VLOOKUP(S574,Start!$C$33:$D$40,2,FALSE)","v":1}]
[null,null,"Yes","SEE986959633936","BNA1187","Pfeifer & Langen GmbH ＆ Co. KG","Lage Generator 1",32791,"Lage","Heidensche Straße 70","Nordrhein-Westfalen","1981-08-31","Erdgas","Erdgas, Erdölgas","Gas","Ja","Gegendruckmaschine ohne Entnahme","Gas","CCGT",0.4037,"OPSD (2020)",9.76,8.8819999999999997,{"$f":"(1-VLOOKUP(S575,Start!$H$33:$I$40,2,FALSE)/100)*W575","v":7.7273399999999999},{"$f":"VLOOKUP(R575,Start!$C$9:$D$15,2,FALSE)+VLOOKUP(R575,Start!$C$23:$D$29,2,FALSE)","v":54.56},{"$f":"(Y575/T575)+Start!$D$19*(VLOOKUP(R575,Start!$M$33:$N$39,2,FALSE)/T575)+VLOOKUP(S575,Start!$C$33:$D$40,2,FALSE)","v":162.58518702006441}]
[null,null,"Yes","SEE906834978235","BNA1187","Pfeifer & Langen GmbH ＆ Co. KG","Lage Generator 2",32791,"Lage","Heidensche Straße 70","Nordrhein-Westfalen","1962-08-27","Steinkohle","Steinkohlen","Coal","Ja","Gegendruckmaschine ohne Entnahme","Coal","Coal",0.4037,"OPSD (2020)",4.4800000000000004,4.077,{"$f":"(1-VLOOKUP(S576,Start!$H$33:$I$40,2,FALSE)/100)*W576","v":3.2616000000000001},{"$f":"VLOOKUP(R576,Start!$C$9:$D$15,2,FALSE)+VLOOKUP(R576,Start!$C$23:$D$29,2,FALSE)","v":15.81},{"$f":"(Y576/T576)+Start!$D$19*(VLOOKUP(R576,Start!$M$33:$N$39,2,FALSE)/T576)+VLOOKUP(S576,Start!$C$33:$D$40,2,FALSE)","v":83.94634629675501}]
[null,null,"Yes","SEE934298270268","BNA1190","Thermische Abfallbehandlung Lauta","T.A. Lauta",2991,"Lauta","Industrie- und Gewerbegebiet Lauta Straße B 5","Sachsen","2004-07-21","nicht biogener Abfall","nicht biogener Abfall (Hausmüll, Siedlungsabfälle)","Waste","Ja","Kondensationsmaschine mit Entnahme","Waste","Waste",0.33,"OPSD (2020)",21,21,{"$f":"(1-VLOOKUP(S577,Start!$H$33:$I$40,2,FALSE)/100)*W577","v":17.849999999999998},{"$f":"VLOOKUP(R577,Start!$C$9:$D$15,2,FALSE)+VLOOKUP(R577,Start!$C$23:$D$29,2,FALSE)","v":0},{"$f":"(Y577/T577)+Start!$D$19*(VLOOKUP(R577,Start!$M$33:$N$39,2,FALSE)/T577)+VLOOKUP(S577,Start!$C$33:$D$40,2,FALSE)","v":1}]
[null,null,"Yes","SEE922981583535","BNA1193","Stadtwerke Lemgo GmbH","HKW-West Gasturbine 1",32657,"Lemgo","Liemer Weg 71","Nordrhein-Westfalen","1988-07-01","Erdgas","Erdgas, Erdölgas","Gas","Ja","Gasturbinen mit Abhitzekessel","Gas","CCGT",0.3861,"OPSD (2020)",5.16,5.0999999999999996,{"$f":"(1-VLOOKUP(S578,Start!$H$33:$I$40,2,FALSE)/100)*W578","v":4.4369999999999994},{"$f":"VLOOKUP(R578,Start!$C$9:$D$15,2,FALSE)+VLOOKUP(R578,Start!$C$23:$D$29,2,FALSE)","v":54.56},{"$f":"(Y578/T578)+Start!$D$19*(VLOOKUP(R578,Start!$M$33:$N$39,2,FALSE)/T578)+VLOOKUP(S578,Start!$C$33:$D$40,2,FALSE)","v":169.92810152810154}]
[null,null,"Yes","SEE982892019516","BNA1193","Stadtwerke Lemgo GmbH","KWK-0003",32657,"Lemgo","Liemer Weg 71","Nordrhein-Westfalen","1995-09-01","Erdgas","Erdgas, Erdölgas","Gas","Ja","Gasturbinen mit Abhitzekessel","Gas","CCGT",0.3861,"OPSD (2020)",5.16,5.16,{"$f":"(1-VLOOKUP(S579,Start!$H$33:$I$40,2,FALSE)/100)*W579","v":4.4892000000000003},{"$f":"VLOOKUP(R579,Start!$C$9:$D$15,2,FALSE)+VLOOKUP(R579,Start!$C$23:$D$29,2,FALSE)","v":54.56},{"$f":"(Y579/T579)+Start!$D$19*(VLOOKUP(R579,Start!$M$33:$N$39,2,FALSE)/T579)+VLOOKUP(S579,Start!$C$33:$D$40,2,FALSE)","v":169.92810152810154}]
[null,null,"Yes","SEE975024902015","BNA1193","Stadtwerke Lemgo GmbH","KWK-0004",32657,"Lemgo","Liemer Weg 71","Nordrhein-Westfalen","1995-09-01","andere Gase","Andere Gase","Other (nicht erneuerbar)","Ja","Gegendruckmaschine mit Entnahme","Gas","CCGT",0.3861,"OPSD (2020)",2.5,2.5,{"$f":"(1-VLOOKUP(S580,Start!$H$33:$I$40,2,FALSE)/100)*W580","v":2.1749999999999998},{"$f":"VLOOKUP(R580,Start!$C$9:$D$15,2,FALSE)+VLOOKUP(R580,Start!$C$23:$D$29,2,FALSE)","v":54.56},{"$f":"(Y580/T580)+Start!$D$19*(VLOOKUP(R580,Start!$M$33:$N$39,2,FALSE)/T580)+VLOOKUP(S580,Start!$C$33:$D$40,2,FALSE)","v":169.92810152810154}]
[null,null,"Yes","SEE907508778663","BNA1196a","MVV Enamic Ludwigshafen GmbH","Motor 3",67065,"Ludwigshafen","Giulinistrasse 2","Rheinland-Pfalz","2007-11-23","Erdgas","Erdgas, Erdölgas","Gas","Ja","Verbrennungsmotor","Gas","CCGT",0.39379999999999998,"OPSD (2020)",3.3330000000000002,3.2,{"$f":"(1-VLOOKUP(S581,Start!$H$33:$I$40,2,FALSE)/100)*W581","v":2.7840000000000003},{"$f":"VLOOKUP(R581,Start!$C$9:$D$15,2,FALSE)+VLOOKUP(R581,Start!$C$23:$D$29,2,FALSE)","v":54.56},{"$f":"(Y581/T581)+Start!$D$19*(VLOOKUP(R581,Start!$M$33:$N$39,2,FALSE)/T581)+VLOOKUP(S581,Start!$C$33:$D$40,2,FALSE)","v":166.63481462671407}]
[null,null,"Yes","SEE940224582367","BNA1196b","Almatis GmbH","Motor 1",67065,"Ludwigshafen","Giulinistraße 2","Rheinland-Pfalz","2008-04-01","Erdgas","Erdgas, Erdölgas","Gas","Ja","Verbrennungsmotor","Gas","CCGT",0.55349999999999999,"OPSD (2020)",4.3,4.25,{"$f":"(1-VLOOKUP(S582,Start!$H$33:$I$40,2,FALSE)/100)*W582","v":3.6974999999999998},{"$f":"VLOOKUP(R582,Start!$C$9:$D$15,2,FALSE)+VLOOKUP(R582,Start!$C$23:$D$29,2,FALSE)","v":54.56},{"$f":"(Y582/T582)+Start!$D$19*(VLOOKUP(R582,Start!$M$33:$N$39,2,FALSE)/T582)+VLOOKUP(S582,Start!$C$33:$D$40,2,FALSE)","v":118.98887082204155}]
[null,null,"Yes","SEE918857857947","BNA1197","Technische Werke Ludwigshafen am Rhein","FHKW GT4",67063,"Ludwigshafen","Industriestraße 3","Rheinland-Pfalz","1995-08-26","Erdgas","Erdgas, Erdölgas","Gas","Ja","Gasturbinen mit Abhitzekessel","Gas","CCGT",0.33,"OPSD (2020)",4.8,4.3892700000000007,{"$f":"(1-VLOOKUP(S583,Start!$H$33:$I$40,2,FALSE)/100)*W583","v":3.8186649000000004},{"$f":"VLOOKUP(R583,Start!$C$9:$D$15,2,FALSE)+VLOOKUP(R583,Start!$C$23:$D$29,2,FALSE)","v":54.56},{"$f":"(Y583/T583)+Start!$D$19*(VLOOKUP(R583,Start!$M$33:$N$39,2,FALSE)/T583)+VLOOKUP(S583,Start!$C$33:$D$40,2,FALSE)","v":198.56087878787881}]
[null,null,"Yes","SEE942253705168","BNA1197","Technische Werke Ludwigshafen am Rhein","FHKW DT 2",67063,"Ludwigshafen","Industriestraße 3","Rheinland-Pfalz","1989-02-24","Wärme","Dampf (fremdbezogen)","Waste","Ja","Gegendruckmaschine mit Entnahme","Waste","Waste",0.33,"OPSD (2020)",13.2,12.07,{"$f":"(1-VLOOKUP(S584,Start!$H$33:$I$40,2,FALSE)/100)*W584","v":10.259499999999999},{"$f":"VLOOKUP(R584,Start!$C$9:$D$15,2,FALSE)+VLOOKUP(R584,Start!$C$23:$D$29,2,FALSE)","v":0},{"$f":"(Y584/T584)+Start!$D$19*(VLOOKUP(R584,Start!$M$33:$N$39,2,FALSE)/T584)+VLOOKUP(S584,Start!$C$33:$D$40,2,FALSE)","v":1}]
[null,null,"Yes","SEE966264899036","BNA1197","Technische Werke Ludwigshafen am Rhein","FHKW DT5",67063,"Ludwigshafen","Industriestraße 3","Rheinland-Pfalz","2005-07-05","Wärme","Dampf (fremdbezogen)","Waste","Ja","Gegendruckmaschine mit Entnahme","Waste","Waste",0.33,"OPSD (2020)",10,9.1443200000000004,{"$f":"(1-VLOOKUP(S585,Start!$H$33:$I$40,2,FALSE)/100)*W585","v":7.772672},{"$f":"VLOOKUP(R585,Start!$C$9:$D$15,2,FALSE)+VLOOKUP(R585,Start!$C$23:$D$29,2,FALSE)","v":0},{"$f":"(Y585/T585)+Start!$D$19*(VLOOKUP(R585,Start!$M$33:$N$39,2,FALSE)/T585)+VLOOKUP(S585,Start!$C$33:$D$40,2,FALSE)","v":1}]
[null,null,"Yes","SEE969698095906","BNA1197","Technische Werke Ludwigshafen am Rhein","FHKW DT6",67063,"Ludwigshafen","Industriestraße 3","Rheinland-Pfalz","2018-04-12","Wärme","Dampf (fremdbezogen)","Waste","Ja","Kondensationsmaschine mit Entnahme","Waste","Waste",0.33,"OPSD (2020)",6,5.4865900000000005,{"$f":"(1-VLOOKUP(S586,Start!$H$33:$I$40,2,FALSE)/100)*W586","v":4.6636015000000004},{"$f":"VLOOKUP(R586,Start!$C$9:$D$15,2,FALSE)+VLOOKUP(R586,Start!$C$23:$D$29,2,FALSE)","v":0},{"$f":"(Y586/T586)+Start!$D$19*(VLOOKUP(R586,Start!$M$33:$N$39,2,FALSE)/T586)+VLOOKUP(S586,Start!$C$33:$D$40,2,FALSE)","v":1}]
[null,null,"Yes","SEE932127408097","BNA1198","PreZero Energy Zorbau GmbH","Generator Zorbau",6686,"Lützen","Bayerische Straße 20","Sachsen-Anhalt","2005-06-06","nicht biogener Abfall","nicht biogener Abfall (Hausmüll, Siedlungsabfälle)","Waste","Ja","Kondensationsmaschine mit Entnahme","Waste","Waste",0.33,"OPSD (2020)",27.2,27.2,{"$f":"(1-VLOOKUP(S587,Start!$H$33:$I$40,2,FALSE)/100)*W587","v":23.119999999999997},{"$f":"VLOOKUP(R587,Start!$C$9:$D$15,2,FALSE)+VLOOKUP(R587,Start!$C$23:$D$29,2,FALSE)","v":0},{"$f":"(Y587/T587)+Start!$D$19*(VLOOKUP(R587,Start!$M$33:$N$39,2,FALSE)/T587)+VLOOKUP(S587,Start!$C$33:$D$40,2,FALSE)","v":1}]
[null,null,"Yes","SEE986030306643","BNA1199","Entsorgungsgesellschaft Mainz mbH","MHKW DTS",55120,"Mainz","Kraftwerkallee 1","Rheinland-Pfalz","2009-06-01","nicht biogener Abfall","nicht biogener Abfall (Hausmüll, Siedlungsabfälle)","Waste","Ja","Kondensationsmaschine mit Entnahme","Waste","Waste",0.33,"OPSD (2020)",20,15,{"$f":"(1-VLOOKUP(S588,Start!$H$33:$I$40,2,FALSE)/100)*W588","v":12.75},{"$f":"VLOOKUP(R588,Start!$C$9:$D$15,2,FALSE)+VLOOKUP(R588,Start!$C$23:$D$29,2,FALSE)","v":0},{"$f":"(Y588/T588)+Start!$D$19*(VLOOKUP(R588,Start!$M$33:$N$39,2,FALSE)/T588)+VLOOKUP(S588,Start!$C$33:$D$40,2,FALSE)","v":1}]
[null,null,"Yes","SEE995502598592","BNA1212","Vereinigte Wertach Elektrizitätswerke GmbH","DKW Nord Diesel 2",87719,"Mindelheim","Mindelmähderweg 10","Bayern","1988-01-01","Mineralölprodukte","Heizöl, leicht","Oil","Nein","Verbrennungsmotor","Oil","Oil",0.37180000000000002,"OPSD (2020)",3.8,3.6,{"$f":"(1-VLOOKUP(S589,Start!$H$33:$I$40,2,FALSE)/100)*W589","v":3.06},{"$f":"VLOOKUP(R589,Start!$C$9:$D$15,2,FALSE)+VLOOKUP(R589,Start!$C$23:$D$29,2,FALSE)","v":35.54},{"$f":"(Y589/T589)+Start!$D$19*(VLOOKUP(R589,Start!$M$33:$N$39,2,FALSE)/T589)+VLOOKUP(S589,Start!$C$33:$D$40,2,FALSE)","v":135.81764389456697}]
[null,null,"Yes","SEE917940359917","BNA1212","Vereinigte Wertach Elektrizitätswerke GmbH","DKW Nord Diesel 3",87719,"Mindelheim","Mindelmähderweg 10","Bayern","1988-01-01","Mineralölprodukte","Heizöl, leicht","Oil","Nein","Verbrennungsmotor","Oil","Oil",0.37180000000000002,"OPSD (2020)",3.8,3.6,{"$f":"(1-VLOOKUP(S590,Start!$H$33:$I$40,2,FALSE)/100)*W590","v":3.06},{"$f":"VLOOKUP(R590,Start!$C$9:$D$15,2,FALSE)+VLOOKUP(R590,Start!$C$23:$D$29,2,FALSE)","v":35.54},{"$f":"(Y590/T590)+Start!$D$19*(VLOOKUP(R590,Start!$M$33:$N$39,2,FALSE)/T590)+VLOOKUP(S590,Start!$C$33:$D$40,2,FALSE)","v":135.81764389456697}]
[null,null,"Yes","SEE938782869693","BNA1222","Energieversorgung Offenbach AG","Müllheizkraftwerk Offenbach Turbine 1",63069,"Offenbach","Dietzenbacher Straße 189","Hessen","2016-07-29","nicht biogener Abfall","nicht biogener Abfall (Hausmüll, Siedlungsabfälle)","Waste","Ja","Kondensationsmaschine mit Entnahme","Waste","Waste",0.33,"OPSD (2020)",18.239999999999998,14.5,{"$f":"(1-VLOOKUP(S591,Start!$H$33:$I$40,2,FALSE)/100)*W591","v":12.324999999999999},{"$f":"VLOOKUP(R591,Start!$C$9:$D$15,2,FALSE)+VLOOKUP(R591,Start!$C$23:$D$29,2,FALSE)","v":0},{"$f":"(Y591/T591)+Start!$D$19*(VLOOKUP(R591,Start!$M$33:$N$39,2,FALSE)/T591)+VLOOKUP(S591,Start!$C$33:$D$40,2,FALSE)","v":1}]
[null,null,"Yes","SEE987736068934","BNA1227","Vereinigte Wertach Elektrizitätswerke GmbH","DKW Leinau Diesel 1",87666,"Pforzen","Am Kraftwerk 2","Bayern","1978-01-01","Mineralölprodukte","Heizöl, leicht","Oil","Nein","Verbrennungsmotor","Oil","Oil",0.36080000000000001,"OPSD (2020)",3.8,3.8,{"$f":"(1-VLOOKUP(S592,Start!$H$33:$I$40,2,FALSE)/100)*W592","v":3.23},{"$f":"VLOOKUP(R592,Start!$C$9:$D$15,2,FALSE)+VLOOKUP(R592,Start!$C$23:$D$29,2,FALSE)","v":35.54},{"$f":"(Y592/T592)+Start!$D$19*(VLOOKUP(R592,Start!$M$33:$N$39,2,FALSE)/T592)+VLOOKUP(S592,Start!$C$33:$D$40,2,FALSE)","v":139.9279379157428}]
[null,null,"Yes","SEE917962193414","BNA1227","Vereinigte Wertach Elektrizitätswerke GmbH","DKW Leinau Diesel 2",87666,"Pforzen","Am Kraftwerk 2","Bayern","1979-01-01","Mineralölprodukte","Heizöl, leicht","Oil","Nein","Verbrennungsmotor","Oil","Oil",0.36080000000000001,"OPSD (2020)",3.8,3.8,{"$f":"(1-VLOOKUP(S593,Start!$H$33:$I$40,2,FALSE)/100)*W593","v":3.23},{"$f":"VLOOKUP(R593,Start!$C$9:$D$15,2,FALSE)+VLOOKUP(R593,Start!$C$23:$D$29,2,FALSE)","v":35.54},{"$f":"(Y593/T593)+Start!$D$19*(VLOOKUP(R593,Start!$M$33:$N$39,2,FALSE)/T593)+VLOOKUP(S593,Start!$C$33:$D$40,2,FALSE)","v":139.9279379157428}]
[null,null,"Yes","SEE922964729325","BNA1227","Vereinigte Wertach Elektrizitätswerke GmbH","DKW Leinau Diesel 3",87666,"Pforzen","Am Kraftwerk 2","Bayern","1983-01-01","Mineralölprodukte","Heizöl, leicht","Oil","Nein","Verbrennungsmotor","Oil","Oil",0.36080000000000001,"OPSD (2020)",3.8,3.8,{"$f":"(1-VLOOKUP(S594,Start!$H$33:$I$40,2,FALSE)/100)*W594","v":3.23},{"$f":"VLOOKUP(R594,Start!$C$9:$D$15,2,FALSE)+VLOOKUP(R594,Start!$C$23:$D$29,2,FALSE)","v":35.54},{"$f":"(Y594/T594)+Start!$D$19*(VLOOKUP(R594,Start!$M$33:$N$39,2,FALSE)/T594)+VLOOKUP(S594,Start!$C$33:$D$40,2,FALSE)","v":139.9279379157428}]
[null,null,"Yes","SEE965779402670","BNA1229","EEW Energy from Waste Saarbrücken GmbH","MHKW Pirmasens Verbrennung",66954,"Pirmasens","Staffelberg 4","Rheinland-Pfalz","1999-01-01","nicht biogener Abfall","nicht biogener Abfall (Hausmüll, Siedlungsabfälle)","Waste","Ja","Gegendruckmaschine mit Entnahme","Waste","Waste",0.33,"OPSD (2020)",17.75,15,{"$f":"(1-VLOOKUP(S595,Start!$H$33:$I$40,2,FALSE)/100)*W595","v":12.75},{"$f":"VLOOKUP(R595,Start!$C$9:$D$15,2,FALSE)+VLOOKUP(R595,Start!$C$23:$D$29,2,FALSE)","v":0},{"$f":"(Y595/T595)+Start!$D$19*(VLOOKUP(R595,Start!$M$33:$N$39,2,FALSE)/T595)+VLOOKUP(S595,Start!$C$33:$D$40,2,FALSE)","v":1}]
[null,null,"Yes","SEE940711490885","BNA1232","EEW Energy from Waste Premnitz GmbH","ZWSF Premnitz",14727,"Premnitz","Dr.-Herbert-Rein-Straße 1","Brandenburg","2004-01-08","nicht biogener Abfall","nicht biogener Abfall (Hausmüll, Siedlungsabfälle)","Waste","Nein","Gegendruckmaschine ohne Entnahme","Waste","Waste",0.33,"OPSD (2020)",4.5,2.5,{"$f":"(1-VLOOKUP(S596,Start!$H$33:$I$40,2,FALSE)/100)*W596","v":2.125},{"$f":"VLOOKUP(R596,Start!$C$9:$D$15,2,FALSE)+VLOOKUP(R596,Start!$C$23:$D$29,2,FALSE)","v":0},{"$f":"(Y596/T596)+Start!$D$19*(VLOOKUP(R596,Start!$M$33:$N$39,2,FALSE)/T596)+VLOOKUP(S596,Start!$C$33:$D$40,2,FALSE)","v":1}]
[null,null,"Yes","SEE997842921603","BNA1233","EEW Energy from Waste Premnitz GmbH","EVE Premnitz",14727,"Premnitz","Dr.-Herbert-Rein-Straße 1","Brandenburg","2009-06-09","nicht biogener Abfall","nicht biogener Abfall (Hausmüll, Siedlungsabfälle)","Waste","Ja","Kondensationsmaschine mit Entnahme","Waste","Waste",0.33,"OPSD (2020)",25,25,{"$f":"(1-VLOOKUP(S597,Start!$H$33:$I$40,2,FALSE)/100)*W597","v":21.25},{"$f":"VLOOKUP(R597,Start!$C$9:$D$15,2,FALSE)+VLOOKUP(R597,Start!$C$23:$D$29,2,FALSE)","v":0},{"$f":"(Y597/T597)+Start!$D$19*(VLOOKUP(R597,Start!$M$33:$N$39,2,FALSE)/T597)+VLOOKUP(S597,Start!$C$33:$D$40,2,FALSE)","v":1}]
[null,null,"Yes","SEE957952105034","BNA1238","MEGGLE GmbH & Co. KG","Heizkraftwerk Meggle",83512,"Reitmehring","Megglestraße 6","Bayern","2016-07-02","Erdgas","Erdgas, Erdölgas","Gas","Ja","Gasturbinen mit nachgeschalteter Dampfturbine","Gas","CCGT",0.38500000000000001,"OPSD (2020)",13.6,13.6,{"$f":"(1-VLOOKUP(S598,Start!$H$33:$I$40,2,FALSE)/100)*W598","v":11.831999999999999},{"$f":"VLOOKUP(R598,Start!$C$9:$D$15,2,FALSE)+VLOOKUP(R598,Start!$C$23:$D$29,2,FALSE)","v":54.56},{"$f":"(Y598/T598)+Start!$D$19*(VLOOKUP(R598,Start!$M$33:$N$39,2,FALSE)/T598)+VLOOKUP(S598,Start!$C$33:$D$40,2,FALSE)","v":170.40932467532468}]
[null,null,"Yes","SEE946934017984","BNA1243","Vattenfall Europe New Energy Ecopower GmbH","EBS-HKW Rostock",18147,"Rostock","Ost-West-Str. 25","Mecklenburg-Vorpommern","2010-03-31","nicht biogener Abfall","nicht biogener Abfall (Hausmüll, Siedlungsabfälle)","Waste","Ja","Kondensationsmaschine mit Entnahme","Waste","Waste",0.33,"OPSD (2020)",21,18.5,{"$f":"(1-VLOOKUP(S599,Start!$H$33:$I$40,2,FALSE)/100)*W599","v":15.725},{"$f":"VLOOKUP(R599,Start!$C$9:$D$15,2,FALSE)+VLOOKUP(R599,Start!$C$23:$D$29,2,FALSE)","v":0},{"$f":"(Y599/T599)+Start!$D$19*(VLOOKUP(R599,Start!$M$33:$N$39,2,FALSE)/T599)+VLOOKUP(S599,Start!$C$33:$D$40,2,FALSE)","v":1}]
[null,null,"Yes","SEE933094075404","BNA1248b","UPM GmbH","UPM Schongau HKW 3 DT",86956,"Schongau","Friedrich-Haindl-Straße 10","Bayern","2014-12-19","Erdgas","Erdgas, Erdölgas","Gas","Ja","Sonstige","Gas","CCGT",0.40039999999999998,"OPSD (2020)",30.17,30.17,{"$f":"(1-VLOOKUP(S600,Start!$H$33:$I$40,2,FALSE)/100)*W600","v":26.247900000000001},{"$f":"VLOOKUP(R600,Start!$C$9:$D$15,2,FALSE)+VLOOKUP(R600,Start!$C$23:$D$29,2,FALSE)","v":54.56},{"$f":"(Y600/T600)+Start!$D$19*(VLOOKUP(R600,Start!$M$33:$N$39,2,FALSE)/T600)+VLOOKUP(S600,Start!$C$33:$D$40,2,FALSE)","v":163.91281218781219}]
[null,null,"Yes","SEE912975333499","BNA1248b","UPM GmbH","UPM Schongau HKW 3 GT",86956,"Schongau","Friedrich-Haindl-Straße 10","Bayern","2014-12-20","Erdgas","Erdgas, Erdölgas","Gas","Ja","Gasturbinen mit Abhitzekessel","Gas","CCGT",0.40039999999999998,"OPSD (2020)",47,44.328000000000003,{"$f":"(1-VLOOKUP(S601,Start!$H$33:$I$40,2,FALSE)/100)*W601","v":38.565360000000005},{"$f":"VLOOKUP(R601,Start!$C$9:$D$15,2,FALSE)+VLOOKUP(R601,Start!$C$23:$D$29,2,FALSE)","v":54.56},{"$f":"(Y601/T601)+Start!$D$19*(VLOOKUP(R601,Start!$M$33:$N$39,2,FALSE)/T601)+VLOOKUP(S601,Start!$C$33:$D$40,2,FALSE)","v":163.91281218781219}]
[null,null,"Yes","SEE929068766096","BNA1249","UPM GmbH","UPM Schongau HKW 2 T1",86956,"Schongau","Friedrich-Haindl-Straße 10","Bayern","1979-01-01","Erdgas","Erdgas, Erdölgas","Gas","Ja","Gegendruckmaschine ohne Entnahme","Gas","CCGT",0.36299999999999999,"Assumption based on DIW (2014)",3.15,2.85,{"$f":"(1-VLOOKUP(S602,Start!$H$33:$I$40,2,FALSE)/100)*W602","v":2.4795000000000003},{"$f":"VLOOKUP(R602,Start!$C$9:$D$15,2,FALSE)+VLOOKUP(R602,Start!$C$23:$D$29,2,FALSE)","v":54.56},{"$f":"(Y602/T602)+Start!$D$19*(VLOOKUP(R602,Start!$M$33:$N$39,2,FALSE)/T602)+VLOOKUP(S602,Start!$C$33:$D$40,2,FALSE)","v":180.64625344352618}]
[null,null,"Yes","SEE939218038409","BNA1249","UPM GmbH","UPM Schongau HKW 2 T2",86956,"Schongau","Friedrich-Haindl-Straße 10","Bayern","1989-01-21","Erdgas","Erdgas, Erdölgas","Gas","Ja","Gegendruckmaschine ohne Entnahme","Gas","CCGT",0.36299999999999999,"Assumption based on DIW (2014)",8,6.25,{"$f":"(1-VLOOKUP(S603,Start!$H$33:$I$40,2,FALSE)/100)*W603","v":5.4375},{"$f":"VLOOKUP(R603,Start!$C$9:$D$15,2,FALSE)+VLOOKUP(R603,Start!$C$23:$D$29,2,FALSE)","v":54.56},{"$f":"(Y603/T603)+Start!$D$19*(VLOOKUP(R603,Start!$M$33:$N$39,2,FALSE)/T603)+VLOOKUP(S603,Start!$C$33:$D$40,2,FALSE)","v":180.64625344352618}]
[null,null,"Yes","SEE918821866890","BNA1254","Zweckverband Müllverwertung Schwandorf","Müllkraftwerk Schwandorf Turbinen",92421,"Schwandorf","Alustraße 7","Bayern","1982-08-31","nicht biogener Abfall","nicht biogener Abfall (Hausmüll, Siedlungsabfälle)","Waste","Ja","Gegendruckmaschine mit Entnahme","Waste","Waste",0.33,"OPSD (2020)",54,33,{"$f":"(1-VLOOKUP(S604,Start!$H$33:$I$40,2,FALSE)/100)*W604","v":28.05},{"$f":"VLOOKUP(R604,Start!$C$9:$D$15,2,FALSE)+VLOOKUP(R604,Start!$C$23:$D$29,2,FALSE)","v":0},{"$f":"(Y604/T604)+Start!$D$19*(VLOOKUP(R604,Start!$M$33:$N$39,2,FALSE)/T604)+VLOOKUP(S604,Start!$C$33:$D$40,2,FALSE)","v":1}]
[null,null,"Yes","SEE973464796218","BNA1255","LEIPA Georg Leinfelder GmbH","Dampfturbine FSK Kuhheide 32a",16303,"Schwedt","Kuhheide 34","Brandenburg","2011-04-01","nicht biogener Abfall","nicht biogener Abfall (Hausmüll, Siedlungsabfälle)","Waste","Ja","Kondensationsmaschine mit Entnahme","Waste","Waste",0.33,"OPSD (2020)",32.4,28.904,{"$f":"(1-VLOOKUP(S605,Start!$H$33:$I$40,2,FALSE)/100)*W605","v":24.5684},{"$f":"VLOOKUP(R605,Start!$C$9:$D$15,2,FALSE)+VLOOKUP(R605,Start!$C$23:$D$29,2,FALSE)","v":0},{"$f":"(Y605/T605)+Start!$D$19*(VLOOKUP(R605,Start!$M$33:$N$39,2,FALSE)/T605)+VLOOKUP(S605,Start!$C$33:$D$40,2,FALSE)","v":1}]
[null,null,"Yes","SEE924343365650","BNA1260","Mercedes-Benz AG","Mercedes-Benz Werk Sindelfingen HKW Gasturbine 1",71063,"Sindelfingen","Bela-Barenyi-Str. ","Baden-Württemberg","2013-11-07","Erdgas","Erdgas, Erdölgas","Gas","Ja","Gasturbinen mit Abhitzekessel","Gas","CCGT",0.39929999999999999,"OPSD (2020)",31.516999999999999,29.940999999999999,{"$f":"(1-VLOOKUP(S606,Start!$H$33:$I$40,2,FALSE)/100)*W606","v":26.048669999999998},{"$f":"VLOOKUP(R606,Start!$C$9:$D$15,2,FALSE)+VLOOKUP(R606,Start!$C$23:$D$29,2,FALSE)","v":54.56},{"$f":"(Y606/T606)+Start!$D$19*(VLOOKUP(R606,Start!$M$33:$N$39,2,FALSE)/T606)+VLOOKUP(S606,Start!$C$33:$D$40,2,FALSE)","v":164.36023040320563}]
[null,null,"Yes","SEE949085992346","BNA1260","Mercedes-Benz AG","Mercedes-Benz Werk Sindelfingen HKW Turbine 2",71063,"Sindelfingen","Bela-Barenyi-Str. 1","Baden-Württemberg","1963-02-13","Erdgas","Erdgas, Erdölgas","Gas","Ja","Kondensationsmaschine mit Entnahme","Gas","CCGT",0.39929999999999999,"OPSD (2020)",18.116,17.21,{"$f":"(1-VLOOKUP(S607,Start!$H$33:$I$40,2,FALSE)/100)*W607","v":14.972700000000001},{"$f":"VLOOKUP(R607,Start!$C$9:$D$15,2,FALSE)+VLOOKUP(R607,Start!$C$23:$D$29,2,FALSE)","v":54.56},{"$f":"(Y607/T607)+Start!$D$19*(VLOOKUP(R607,Start!$M$33:$N$39,2,FALSE)/T607)+VLOOKUP(S607,Start!$C$33:$D$40,2,FALSE)","v":164.36023040320563}]
[null,null,"Yes","SEE994027750690","BNA1260","Mercedes-Benz AG","Mercedes-Benz Werk Sindelfingen HKW Turbine 3",71063,"Sindelfingen","Bela-Barenyi-Str. 1","Baden-Württemberg","1971-06-01","Erdgas","Erdgas, Erdölgas","Gas","Ja","Kondensationsmaschine mit Entnahme","Gas","CCGT",0.39929999999999999,"OPSD (2020)",5,4.75,{"$f":"(1-VLOOKUP(S608,Start!$H$33:$I$40,2,FALSE)/100)*W608","v":4.1325000000000003},{"$f":"VLOOKUP(R608,Start!$C$9:$D$15,2,FALSE)+VLOOKUP(R608,Start!$C$23:$D$29,2,FALSE)","v":54.56},{"$f":"(Y608/T608)+Start!$D$19*(VLOOKUP(R608,Start!$M$33:$N$39,2,FALSE)/T608)+VLOOKUP(S608,Start!$C$33:$D$40,2,FALSE)","v":164.36023040320563}]
[null,null,"Yes","SEE986713152253","BNA1260","Mercedes-Benz AG","Mercedes-Benz Werk Sindelfingen HKW Turbine 4",71063,"Sindelfingen","Bela-Barenyi-Str. 1","Baden-Württemberg","1971-11-04","Erdgas","Erdgas, Erdölgas","Gas","Ja","Gegendruckmaschine mit Entnahme","Gas","CCGT",0.39929999999999999,"OPSD (2020)",29.4,27.93,{"$f":"(1-VLOOKUP(S609,Start!$H$33:$I$40,2,FALSE)/100)*W609","v":24.299099999999999},{"$f":"VLOOKUP(R609,Start!$C$9:$D$15,2,FALSE)+VLOOKUP(R609,Start!$C$23:$D$29,2,FALSE)","v":54.56},{"$f":"(Y609/T609)+Start!$D$19*(VLOOKUP(R609,Start!$M$33:$N$39,2,FALSE)/T609)+VLOOKUP(S609,Start!$C$33:$D$40,2,FALSE)","v":164.36023040320563}]
[null,null,"Yes","SEE993713255198","BNA1260","Mercedes-Benz AG","Mercedes-Benz Werk Sindelfingen HKW Turbine 5",71063,"Sindelfingen","Bela-Barenyi-Str. 1","Baden-Württemberg","1981-07-23","Erdgas","Erdgas, Erdölgas","Gas","Ja","Gegendruckmaschine mit Entnahme","Gas","CCGT",0.39929999999999999,"OPSD (2020)",21.968,19.771000000000001,{"$f":"(1-VLOOKUP(S610,Start!$H$33:$I$40,2,FALSE)/100)*W610","v":17.200770000000002},{"$f":"VLOOKUP(R610,Start!$C$9:$D$15,2,FALSE)+VLOOKUP(R610,Start!$C$23:$D$29,2,FALSE)","v":54.56},{"$f":"(Y610/T610)+Start!$D$19*(VLOOKUP(R610,Start!$M$33:$N$39,2,FALSE)/T610)+VLOOKUP(S610,Start!$C$33:$D$40,2,FALSE)","v":164.36023040320563}]
[null,null,"Yes","SEE918623387630","BNA1261","EEW Energy from Waste Stapelfeld GmbH","EEW Stapelfeld GmbH",22145,"Stapelfeld","Ahrensburger Weg 4","Schleswig-Holstein","1979-10-01","nicht biogener Abfall","nicht biogener Abfall (Hausmüll, Siedlungsabfälle)","Waste","Ja","Kondensationsmaschine mit Entnahme","Waste","Waste",0.33,"own Assumption",16.399999999999999,16.399999999999999,{"$f":"(1-VLOOKUP(S611,Start!$H$33:$I$40,2,FALSE)/100)*W611","v":13.939999999999998},{"$f":"VLOOKUP(R611,Start!$C$9:$D$15,2,FALSE)+VLOOKUP(R611,Start!$C$23:$D$29,2,FALSE)","v":0},{"$f":"(Y611/T611)+Start!$D$19*(VLOOKUP(R611,Start!$M$33:$N$39,2,FALSE)/T611)+VLOOKUP(S611,Start!$C$33:$D$40,2,FALSE)","v":1}]
[null,null,"Yes","SEE950593842498","BNA1262","Remondis Thermische Abfallverwertung GmbH","Remondis Thermische Abfallverwertung GmbH",39418,"Staßfurt","Butterwecker Weg 6","Sachsen-Anhalt","2007-12-06","nicht biogener Abfall","nicht biogener Abfall (Hausmüll, Siedlungsabfälle)","Waste","Ja","Kondensationsmaschine mit Entnahme","Waste","Waste",0.33,"OPSD (2020)",27,24,{"$f":"(1-VLOOKUP(S612,Start!$H$33:$I$40,2,FALSE)/100)*W612","v":20.399999999999999},{"$f":"VLOOKUP(R612,Start!$C$9:$D$15,2,FALSE)+VLOOKUP(R612,Start!$C$23:$D$29,2,FALSE)","v":0},{"$f":"(Y612/T612)+Start!$D$19*(VLOOKUP(R612,Start!$M$33:$N$39,2,FALSE)/T612)+VLOOKUP(S612,Start!$C$33:$D$40,2,FALSE)","v":1}]
[null,null,"Yes","SEE943101874623","BNA1264","Stadtwerke Suhl/Zella-Mehlis GmbH","GT21",98528,"Suhl","Fröhliche-Mann-Straße 2","Thüringen","1995-12-02","Erdgas","Erdgas, Erdölgas","Gas","Ja","Gasturbinen mit Abhitzekessel","Gas","CCGT",0.3795,"OPSD (2020)",4.55,4.55,{"$f":"(1-VLOOKUP(S613,Start!$H$33:$I$40,2,FALSE)/100)*W613","v":3.9584999999999999},{"$f":"VLOOKUP(R613,Start!$C$9:$D$15,2,FALSE)+VLOOKUP(R613,Start!$C$23:$D$29,2,FALSE)","v":54.56},{"$f":"(Y613/T613)+Start!$D$19*(VLOOKUP(R613,Start!$M$33:$N$39,2,FALSE)/T613)+VLOOKUP(S613,Start!$C$33:$D$40,2,FALSE)","v":172.85728590250332}]
[null,null,"Yes","SEE963023008050","BNA1264","Stadtwerke Suhl/Zella-Mehlis GmbH","GT22",98528,"Suhl","Fröhliche-Mann-Straße 2","Thüringen","1995-12-02","Erdgas","Erdgas, Erdölgas","Gas","Ja","Gasturbinen mit Abhitzekessel","Gas","CCGT",0.3795,"OPSD (2020)",4.55,4.55,{"$f":"(1-VLOOKUP(S614,Start!$H$33:$I$40,2,FALSE)/100)*W614","v":3.9584999999999999},{"$f":"VLOOKUP(R614,Start!$C$9:$D$15,2,FALSE)+VLOOKUP(R614,Start!$C$23:$D$29,2,FALSE)","v":54.56},{"$f":"(Y614/T614)+Start!$D$19*(VLOOKUP(R614,Start!$M$33:$N$39,2,FALSE)/T614)+VLOOKUP(S614,Start!$C$33:$D$40,2,FALSE)","v":172.85728590250332}]
[null,null,"Yes","SEE969748285110","BNA1264","Stadtwerke Suhl/Zella-Mehlis GmbH","GT26",98528,"Suhl","Fröhliche-Mann-Straße 2","Thüringen","1998-09-30","Erdgas","Erdgas, Erdölgas","Gas","Ja","Gasturbinen mit Abhitzekessel","Gas","CCGT",0.3795,"OPSD (2020)",4.55,4.55,{"$f":"(1-VLOOKUP(S615,Start!$H$33:$I$40,2,FALSE)/100)*W615","v":3.9584999999999999},{"$f":"VLOOKUP(R615,Start!$C$9:$D$15,2,FALSE)+VLOOKUP(R615,Start!$C$23:$D$29,2,FALSE)","v":54.56},{"$f":"(Y615/T615)+Start!$D$19*(VLOOKUP(R615,Start!$M$33:$N$39,2,FALSE)/T615)+VLOOKUP(S615,Start!$C$33:$D$40,2,FALSE)","v":172.85728590250332}]
[null,null,"Yes","SEE926471060193","BNA1271","K+S Minerals and Agriculture GmbH","Kraftwerk UB DT1",36414,"Unterbreizbach","Schachtstraße 10","Thüringen","2002-07-02","Wärme","Prozessdampf","Gas","Ja","Gegendruckmaschine ohne Entnahme","Gas","CCGT",0.3795,"OPSD (2020)",11.3,11.3,{"$f":"(1-VLOOKUP(S616,Start!$H$33:$I$40,2,FALSE)/100)*W616","v":9.8310000000000013},{"$f":"VLOOKUP(R616,Start!$C$9:$D$15,2,FALSE)+VLOOKUP(R616,Start!$C$23:$D$29,2,FALSE)","v":54.56},{"$f":"(Y616/T616)+Start!$D$19*(VLOOKUP(R616,Start!$M$33:$N$39,2,FALSE)/T616)+VLOOKUP(S616,Start!$C$33:$D$40,2,FALSE)","v":172.85728590250332}]
[null,null,"Yes","SEE970114818481","BNA1271","K+S Minerals and Agriculture GmbH","Kraftwerk UB DT3",36414,"Unterbreizbach","Schachtstraße 10","Thüringen","1964-07-02","Wärme","Prozessdampf","Gas","Ja","Kondensationsmaschine ohne Entnahme","Gas","CCGT",0.3795,"OPSD (2020)",12,12,{"$f":"(1-VLOOKUP(S617,Start!$H$33:$I$40,2,FALSE)/100)*W617","v":10.44},{"$f":"VLOOKUP(R617,Start!$C$9:$D$15,2,FALSE)+VLOOKUP(R617,Start!$C$23:$D$29,2,FALSE)","v":54.56},{"$f":"(Y617/T617)+Start!$D$19*(VLOOKUP(R617,Start!$M$33:$N$39,2,FALSE)/T617)+VLOOKUP(S617,Start!$C$33:$D$40,2,FALSE)","v":172.85728590250332}]
[null,null,"Yes","SEE971914041024","BNA1279","Basell Polyolefine GmbH","Gasturbine Basell Wesseling",50389,"Wesseling","Brühler Straße 60","Nordrhein-Westfalen","1996-07-03","Erdgas","Erdgas, Erdölgas","Gas","Ja","Gasturbinen mit Abhitzekessel","Gas","CCGT",0.36959999999999998,"OPSD (2020)",52,51.9,{"$f":"(1-VLOOKUP(S618,Start!$H$33:$I$40,2,FALSE)/100)*W618","v":45.152999999999999},{"$f":"VLOOKUP(R618,Start!$C$9:$D$15,2,FALSE)+VLOOKUP(R618,Start!$C$23:$D$29,2,FALSE)","v":54.56},{"$f":"(Y618/T618)+Start!$D$19*(VLOOKUP(R618,Start!$M$33:$N$39,2,FALSE)/T618)+VLOOKUP(S618,Start!$C$33:$D$40,2,FALSE)","v":177.44721320346321}]
[null,null,"Yes","SEE915108754215","BNA1280","Basell Polyolefine GmbH","Kraftwerk Basell Wesseling",50389,"Wesseling","Brühler Straße 60","Nordrhein-Westfalen","1962-07-03","Mineralölprodukte","Andere Mineralölprodukte","Oil","Ja","Sonstige","Oil","Oil",0.34320000000000001,"OPSD (2020)",100,90,{"$f":"(1-VLOOKUP(S619,Start!$H$33:$I$40,2,FALSE)/100)*W619","v":76.5},{"$f":"VLOOKUP(R619,Start!$C$9:$D$15,2,FALSE)+VLOOKUP(R619,Start!$C$23:$D$29,2,FALSE)","v":35.54},{"$f":"(Y619/T619)+Start!$D$19*(VLOOKUP(R619,Start!$M$33:$N$39,2,FALSE)/T619)+VLOOKUP(S619,Start!$C$33:$D$40,2,FALSE)","v":147.05244755244755}]
[null,null,"Yes","SEE924235173530","BNA1284","Grace GmbH","GT1",67547,"Worms","In der Hollerhecke 1","Rheinland-Pfalz","1991-08-27","Erdgas","Erdgas, Erdölgas","Gas","Ja","Gasturbinen mit Abhitzekessel","Gas","CCGT",0.37509999999999999,"OPSD (2020)",6.5,6.41,{"$f":"(1-VLOOKUP(S620,Start!$H$33:$I$40,2,FALSE)/100)*W620","v":5.5766999999999998},{"$f":"VLOOKUP(R620,Start!$C$9:$D$15,2,FALSE)+VLOOKUP(R620,Start!$C$23:$D$29,2,FALSE)","v":54.56},{"$f":"(Y620/T620)+Start!$D$19*(VLOOKUP(R620,Start!$M$33:$N$39,2,FALSE)/T620)+VLOOKUP(S620,Start!$C$33:$D$40,2,FALSE)","v":174.86734204212212}]
[null,null,"Yes","SEE900100287427","BNA1284","Grace GmbH","GT2",67547,"Worms","In der Hollerhecke 1","Rheinland-Pfalz","1991-08-27","Erdgas","Erdgas, Erdölgas","Gas","Ja","Gasturbinen mit Abhitzekessel","Gas","CCGT",0.37509999999999999,"OPSD (2020)",6.5,6.41,{"$f":"(1-VLOOKUP(S621,Start!$H$33:$I$40,2,FALSE)/100)*W621","v":5.5766999999999998},{"$f":"VLOOKUP(R621,Start!$C$9:$D$15,2,FALSE)+VLOOKUP(R621,Start!$C$23:$D$29,2,FALSE)","v":54.56},{"$f":"(Y621/T621)+Start!$D$19*(VLOOKUP(R621,Start!$M$33:$N$39,2,FALSE)/T621)+VLOOKUP(S621,Start!$C$33:$D$40,2,FALSE)","v":174.86734204212212}]
[null,null,"Yes","SEE950309975076","BNA1285","K+S Minerals and Agriculture GmbH","Kraftwerk SI DT3",31515,"Wunstorf","Schachtstraße 10","Niedersachsen","1997-07-02","Wärme","Prozessdampf","Gas","Ja","Gegendruckmaschine ohne Entnahme","Gas","CCGT",0.35639999999999999,"OPSD (2020)",7.5,7.5,{"$f":"(1-VLOOKUP(S622,Start!$H$33:$I$40,2,FALSE)/100)*W622","v":6.5250000000000004},{"$f":"VLOOKUP(R622,Start!$C$9:$D$15,2,FALSE)+VLOOKUP(R622,Start!$C$23:$D$29,2,FALSE)","v":54.56},{"$f":"(Y622/T622)+Start!$D$19*(VLOOKUP(R622,Start!$M$33:$N$39,2,FALSE)/T622)+VLOOKUP(S622,Start!$C$33:$D$40,2,FALSE)","v":183.96377665544333}]
[null,null,"Yes","SEE951648072822","BNA1286","Zweckverband für Abfallwirtschaft Südwestthüringen (ZASt)","ZASt",98544,"Zella-Mehlis","Am Schießstand 15","Thüringen","2007-10-15","nicht biogener Abfall","nicht biogener Abfall (Hausmüll, Siedlungsabfälle)","Waste","Ja","Kondensationsmaschine mit Entnahme","Waste","Waste",0.33,"OPSD (2020)",13.7,12.1,{"$f":"(1-VLOOKUP(S623,Start!$H$33:$I$40,2,FALSE)/100)*W623","v":10.285},{"$f":"VLOOKUP(R623,Start!$C$9:$D$15,2,FALSE)+VLOOKUP(R623,Start!$C$23:$D$29,2,FALSE)","v":0},{"$f":"(Y623/T623)+Start!$D$19*(VLOOKUP(R623,Start!$M$33:$N$39,2,FALSE)/T623)+VLOOKUP(S623,Start!$C$33:$D$40,2,FALSE)","v":1}]
[null,null,"Yes","SEE978934537223","BNA1289","AMK-Abfallentsorgungsgesellschaft des Märkischen Kreises mbH","Dieselaggregat 3",58636,"Iserlohn","Giesestraße 10","Nordrhein-Westfalen","2005-12-07","Mineralölprodukte","Heizöl, leicht","Oil","Nein","Verbrennungsmotor","Oil","Oil",0.33,"OPSD (2020)",1.79,1.615,{"$f":"(1-VLOOKUP(S624,Start!$H$33:$I$40,2,FALSE)/100)*W624","v":1.3727499999999999},{"$f":"VLOOKUP(R624,Start!$C$9:$D$15,2,FALSE)+VLOOKUP(R624,Start!$C$23:$D$29,2,FALSE)","v":35.54},{"$f":"(Y624/T624)+Start!$D$19*(VLOOKUP(R624,Start!$M$33:$N$39,2,FALSE)/T624)+VLOOKUP(S624,Start!$C$33:$D$40,2,FALSE)","v":152.89454545454544}]
[null,null,"Yes","SEE900664653232","BNA1289","AMK-Abfallentsorgungsgesellschaft des Märkischen Kreises mbH","Turbine 1",58636,"Iserlohn","Giesestraße 10","Nordrhein-Westfalen","1996-08-01","nicht biogener Abfall","nicht biogener Abfall (Hausmüll, Siedlungsabfälle)","Waste","Ja","Kondensationsmaschine mit Entnahme","Waste","Waste",0.33,"OPSD (2020)",13,10.7,{"$f":"(1-VLOOKUP(S625,Start!$H$33:$I$40,2,FALSE)/100)*W625","v":9.0949999999999989},{"$f":"VLOOKUP(R625,Start!$C$9:$D$15,2,FALSE)+VLOOKUP(R625,Start!$C$23:$D$29,2,FALSE)","v":0},{"$f":"(Y625/T625)+Start!$D$19*(VLOOKUP(R625,Start!$M$33:$N$39,2,FALSE)/T625)+VLOOKUP(S625,Start!$C$33:$D$40,2,FALSE)","v":1}]
[null,null,"Yes","SEE937978171572","BNA1289","AMK-Abfallentsorgungsgesellschaft des Märkischen Kreises mbH","Turbine 2",58636,"Iserlohn","Giesestraße 10","Nordrhein-Westfalen","1981-04-01","nicht biogener Abfall","nicht biogener Abfall (Hausmüll, Siedlungsabfälle)","Waste","Ja","Kondensationsmaschine mit Entnahme","Waste","Waste",0.33,"OPSD (2020)",6.6,3.4,{"$f":"(1-VLOOKUP(S626,Start!$H$33:$I$40,2,FALSE)/100)*W626","v":2.8899999999999997},{"$f":"VLOOKUP(R626,Start!$C$9:$D$15,2,FALSE)+VLOOKUP(R626,Start!$C$23:$D$29,2,FALSE)","v":0},{"$f":"(Y626/T626)+Start!$D$19*(VLOOKUP(R626,Start!$M$33:$N$39,2,FALSE)/T626)+VLOOKUP(S626,Start!$C$33:$D$40,2,FALSE)","v":1}]
[null,null,"Yes","SEE958335974377","BNA1291","IHKW Industrieheizkraftwerk Andernach GmbH","Dampfturbine",56626,"Andernach","Koblenzer Straße 141","Rheinland-Pfalz","2008-12-15","nicht biogener Abfall","nicht biogener Abfall (Hausmüll, Siedlungsabfälle)","Waste","Ja","Kondensationsmaschine mit Entnahme","Waste","Waste",0.33,"OPSD (2020)",13.7,12.5,{"$f":"(1-VLOOKUP(S627,Start!$H$33:$I$40,2,FALSE)/100)*W627","v":10.625},{"$f":"VLOOKUP(R627,Start!$C$9:$D$15,2,FALSE)+VLOOKUP(R627,Start!$C$23:$D$29,2,FALSE)","v":0},{"$f":"(Y627/T627)+Start!$D$19*(VLOOKUP(R627,Start!$M$33:$N$39,2,FALSE)/T627)+VLOOKUP(S627,Start!$C$33:$D$40,2,FALSE)","v":1}]
[null,null,"Yes","SEE925723270861","BNA1292b","J. M. Voith SE & Co. KG","HDH_004_Industrieheizkraftwerk-Heidenheim_GM1",89522,"Heidenheim","Alexanderstraße 8","Baden-Württemberg","2014-01-01","Erdgas","Erdgas, Erdölgas","Gas","Ja","Verbrennungsmotor","Gas","CCGT",0.40039999999999998,"OPSD (2020)",4.4009999999999998,4.2249999999999996,{"$f":"(1-VLOOKUP(S628,Start!$H$33:$I$40,2,FALSE)/100)*W628","v":3.6757499999999999},{"$f":"VLOOKUP(R628,Start!$C$9:$D$15,2,FALSE)+VLOOKUP(R628,Start!$C$23:$D$29,2,FALSE)","v":54.56},{"$f":"(Y628/T628)+Start!$D$19*(VLOOKUP(R628,Start!$M$33:$N$39,2,FALSE)/T628)+VLOOKUP(S628,Start!$C$33:$D$40,2,FALSE)","v":163.91281218781219}]
[null,null,"Yes","SEE942581404276","BNA1292b","J. M. Voith SE & Co. KG","HDH_004_Industrieheizkraftwerk-Heidenheim_GM2",89522,"Heidenheim","Alexanderstraße 8","Baden-Württemberg","2014-01-01","Erdgas","Erdgas, Erdölgas","Gas","Ja","Verbrennungsmotor","Gas","CCGT",0.40039999999999998,"OPSD (2020)",4.4009999999999998,4.2249999999999996,{"$f":"(1-VLOOKUP(S629,Start!$H$33:$I$40,2,FALSE)/100)*W629","v":3.6757499999999999},{"$f":"VLOOKUP(R629,Start!$C$9:$D$15,2,FALSE)+VLOOKUP(R629,Start!$C$23:$D$29,2,FALSE)","v":54.56},{"$f":"(Y629/T629)+Start!$D$19*(VLOOKUP(R629,Start!$M$33:$N$39,2,FALSE)/T629)+VLOOKUP(S629,Start!$C$33:$D$40,2,FALSE)","v":163.91281218781219}]
[null,null,"Yes","SEE999306148830","BNA1292b","J. M. Voith SE & Co. KG","HDH_004_Industrieheizkraftwerk-Heidenheim_GM3",89522,"Heidenheim","Alexanderstraße 8","Baden-Württemberg","2014-01-01","Erdgas","Erdgas, Erdölgas","Gas","Ja","Verbrennungsmotor","Gas","CCGT",0.40039999999999998,"OPSD (2020)",4.4009999999999998,4.2249999999999996,{"$f":"(1-VLOOKUP(S630,Start!$H$33:$I$40,2,FALSE)/100)*W630","v":3.6757499999999999},{"$f":"VLOOKUP(R630,Start!$C$9:$D$15,2,FALSE)+VLOOKUP(R630,Start!$C$23:$D$29,2,FALSE)","v":54.56},{"$f":"(Y630/T630)+Start!$D$19*(VLOOKUP(R630,Start!$M$33:$N$39,2,FALSE)/T630)+VLOOKUP(S630,Start!$C$33:$D$40,2,FALSE)","v":163.91281218781219}]
[null,null,"Yes","SEE908119179962","BNA1292b","J. M. Voith SE & Co. KG","HDH_004_Industrieheizkraftwerk-Heidenheim_GM4",89522,"Heidenheim","Alexanderstraße 8","Baden-Württemberg","1999-01-01","Erdgas","Erdgas, Erdölgas","Gas","Ja","Verbrennungsmotor","Gas","CCGT",0.40039999999999998,"OPSD (2020)",3.8839999999999999,3.7250000000000001,{"$f":"(1-VLOOKUP(S631,Start!$H$33:$I$40,2,FALSE)/100)*W631","v":3.2407500000000002},{"$f":"VLOOKUP(R631,Start!$C$9:$D$15,2,FALSE)+VLOOKUP(R631,Start!$C$23:$D$29,2,FALSE)","v":54.56},{"$f":"(Y631/T631)+Start!$D$19*(VLOOKUP(R631,Start!$M$33:$N$39,2,FALSE)/T631)+VLOOKUP(S631,Start!$C$33:$D$40,2,FALSE)","v":163.91281218781219}]
[null,null,"Yes","SEE964121468647","BNA1292b","J. M. Voith SE & Co. KG","HDH_004_Industrieheizkraftwerk-Heidenheim_GM5",89522,"Heidenheim","Alexanderstraße 8","Baden-Württemberg","2004-01-01","Erdgas","Erdgas, Erdölgas","Gas","Ja","Verbrennungsmotor","Gas","CCGT",0.40039999999999998,"OPSD (2020)",3.8839999999999999,3.7290000000000001,{"$f":"(1-VLOOKUP(S632,Start!$H$33:$I$40,2,FALSE)/100)*W632","v":3.2442299999999999},{"$f":"VLOOKUP(R632,Start!$C$9:$D$15,2,FALSE)+VLOOKUP(R632,Start!$C$23:$D$29,2,FALSE)","v":54.56},{"$f":"(Y632/T632)+Start!$D$19*(VLOOKUP(R632,Start!$M$33:$N$39,2,FALSE)/T632)+VLOOKUP(S632,Start!$C$33:$D$40,2,FALSE)","v":163.91281218781219}]
[null,null,"Yes","SEE986936308987","BNA1293a","Martinswerk GmbH","KWK-Anlage: Generator 1",50127,"Bergheim","Kölner Straße 110","Nordrhein-Westfalen","1961-01-01","Braunkohle","Rohbraunkohlen","Lignite","Ja","Gegendruckmaschine mit Entnahme","Lignite","Lignite",0.38800000000000001,"OPSD (2020)",11,9.9,{"$f":"(1-VLOOKUP(S633,Start!$H$33:$I$40,2,FALSE)/100)*W633","v":8.6129999999999995},{"$f":"VLOOKUP(R633,Start!$C$9:$D$15,2,FALSE)+VLOOKUP(R633,Start!$C$23:$D$29,2,FALSE)","v":3.1},{"$f":"(Y633/T633)+Start!$D$19*(VLOOKUP(R633,Start!$M$33:$N$39,2,FALSE)/T633)+VLOOKUP(S633,Start!$C$33:$D$40,2,FALSE)","v":63.927731958762891}]
[null,null,"Yes","SEE975343602986","BNA1293b","Martinswerk GmbH","KWK-Anlage: Generator 2",50127,"Bergheim","Kölner Straße 110","Nordrhein-Westfalen","1961-01-01","Braunkohle","Rohbraunkohlen","Lignite","Ja","Gegendruckmaschine mit Entnahme","Lignite","Lignite",0.38800000000000001,"OPSD (2020)",11,9.9,{"$f":"(1-VLOOKUP(S634,Start!$H$33:$I$40,2,FALSE)/100)*W634","v":8.6129999999999995},{"$f":"VLOOKUP(R634,Start!$C$9:$D$15,2,FALSE)+VLOOKUP(R634,Start!$C$23:$D$29,2,FALSE)","v":3.1},{"$f":"(Y634/T634)+Start!$D$19*(VLOOKUP(R634,Start!$M$33:$N$39,2,FALSE)/T634)+VLOOKUP(S634,Start!$C$33:$D$40,2,FALSE)","v":63.927731958762891}]
[null,null,"Yes","SEE991627285584","BNA1293c","Martinswerk GmbH","KWK-Anlage: Generator 4 (Gas)",50127,"Bergheim","Kölner Straße 110","Nordrhein-Westfalen","1971-01-01","Erdgas","Erdgas, Erdölgas","Gas","Ja","Gegendruckmaschine ohne Entnahme","Gas","CCGT",0.3795,"OPSD (2020)",5,4.5,{"$f":"(1-VLOOKUP(S635,Start!$H$33:$I$40,2,FALSE)/100)*W635","v":3.915},{"$f":"VLOOKUP(R635,Start!$C$9:$D$15,2,FALSE)+VLOOKUP(R635,Start!$C$23:$D$29,2,FALSE)","v":54.56},{"$f":"(Y635/T635)+Start!$D$19*(VLOOKUP(R635,Start!$M$33:$N$39,2,FALSE)/T635)+VLOOKUP(S635,Start!$C$33:$D$40,2,FALSE)","v":172.85728590250332}]
[null,null,"Yes","SEE975369197862","BNA1293d","Martinswerk GmbH","Notstromaggregat",50127,"Bergheim","Kölner Straße 110","Nordrhein-Westfalen","1961-01-01","Mineralölprodukte","Dieselkraftstoff","Oil","Ja","Verbrennungsmotor","Oil","Oil",0.3795,"OPSD (2020)",1.1200000000000001,1.1200000000000001,{"$f":"(1-VLOOKUP(S636,Start!$H$33:$I$40,2,FALSE)/100)*W636","v":0.95200000000000007},{"$f":"VLOOKUP(R636,Start!$C$9:$D$15,2,FALSE)+VLOOKUP(R636,Start!$C$23:$D$29,2,FALSE)","v":35.54},{"$f":"(Y636/T636)+Start!$D$19*(VLOOKUP(R636,Start!$M$33:$N$39,2,FALSE)/T636)+VLOOKUP(S636,Start!$C$33:$D$40,2,FALSE)","v":133.08221343873518}]
[null,null,"Yes","SEE943841929270","BNA1295","AVA Abfallverwertung Augsburg Kommunalunternehmen","AHKW HD Turbine",86167,"Augsburg","Am Mittleren Moos 60","Bayern","1994-09-16","nicht biogener Abfall","nicht biogener Abfall (Hausmüll, Siedlungsabfälle)","Waste","Ja","Sonstige","Waste","Waste",0.33,"OPSD (2020)",8.2200000000000006,7.97,{"$f":"(1-VLOOKUP(S637,Start!$H$33:$I$40,2,FALSE)/100)*W637","v":6.7744999999999997},{"$f":"VLOOKUP(R637,Start!$C$9:$D$15,2,FALSE)+VLOOKUP(R637,Start!$C$23:$D$29,2,FALSE)","v":0},{"$f":"(Y637/T637)+Start!$D$19*(VLOOKUP(R637,Start!$M$33:$N$39,2,FALSE)/T637)+VLOOKUP(S637,Start!$C$33:$D$40,2,FALSE)","v":1}]
[null,null,"Yes","SEE943548208159","BNA1295","AVA Abfallverwertung Augsburg Kommunalunternehmen","AHKW ND Turbine",86167,"Augsburg","Am Mittleren Moos 60","Bayern","1994-09-16","nicht biogener Abfall","nicht biogener Abfall (Hausmüll, Siedlungsabfälle)","Waste","Ja","Sonstige","Waste","Waste",0.33,"OPSD (2020)",9.4770000000000003,6.72,{"$f":"(1-VLOOKUP(S638,Start!$H$33:$I$40,2,FALSE)/100)*W638","v":5.7119999999999997},{"$f":"VLOOKUP(R638,Start!$C$9:$D$15,2,FALSE)+VLOOKUP(R638,Start!$C$23:$D$29,2,FALSE)","v":0},{"$f":"(Y638/T638)+Start!$D$19*(VLOOKUP(R638,Start!$M$33:$N$39,2,FALSE)/T638)+VLOOKUP(S638,Start!$C$33:$D$40,2,FALSE)","v":1}]
[null,null,"Yes","SEE901927360195","BNA1295","AVA Abfallverwertung Augsburg Kommunalunternehmen","VT NSD",86167,"Augsburg","Am Mittleren Moos 60","Bayern","1994-09-16","Mineralölprodukte","","Oil","Ja","Verbrennungsmotor","Oil","Oil",0.33,"OPSD (2020)",3.9,2.34,{"$f":"(1-VLOOKUP(S639,Start!$H$33:$I$40,2,FALSE)/100)*W639","v":1.9889999999999999},{"$f":"VLOOKUP(R639,Start!$C$9:$D$15,2,FALSE)+VLOOKUP(R639,Start!$C$23:$D$29,2,FALSE)","v":35.54},{"$f":"(Y639/T639)+Start!$D$19*(VLOOKUP(R639,Start!$M$33:$N$39,2,FALSE)/T639)+VLOOKUP(S639,Start!$C$33:$D$40,2,FALSE)","v":152.89454545454544}]
[null,null,"Yes","SEE982694984074","BNA1315","Universitätsklinikum Freiburg","BHKW 1",79106,"Freiburg","Hartmannstraße 1","Baden-Württemberg","2015-12-15","Erdgas","Erdgas, Erdölgas","Gas","Ja","Verbrennungsmotor","Gas","CCGT",0.3861,"OPSD (2020)",2.028,1.9990000000000001,{"$f":"(1-VLOOKUP(S640,Start!$H$33:$I$40,2,FALSE)/100)*W640","v":1.7391300000000001},{"$f":"VLOOKUP(R640,Start!$C$9:$D$15,2,FALSE)+VLOOKUP(R640,Start!$C$23:$D$29,2,FALSE)","v":54.56},{"$f":"(Y640/T640)+Start!$D$19*(VLOOKUP(R640,Start!$M$33:$N$39,2,FALSE)/T640)+VLOOKUP(S640,Start!$C$33:$D$40,2,FALSE)","v":169.92810152810154}]
[null,null,"Yes","SEE901884895389","BNA1315","Universitätsklinikum Freiburg","Dampfturbine 1",79106,"Freiburg","Hartmannstraße 1","Baden-Württemberg","2012-12-01","Erdgas","Erdgas, Erdölgas","Gas","Ja","Gegendruckmaschine mit Entnahme","Gas","CCGT",0.3861,"OPSD (2020)",12.988,12.8,{"$f":"(1-VLOOKUP(S641,Start!$H$33:$I$40,2,FALSE)/100)*W641","v":11.136000000000001},{"$f":"VLOOKUP(R641,Start!$C$9:$D$15,2,FALSE)+VLOOKUP(R641,Start!$C$23:$D$29,2,FALSE)","v":54.56},{"$f":"(Y641/T641)+Start!$D$19*(VLOOKUP(R641,Start!$M$33:$N$39,2,FALSE)/T641)+VLOOKUP(S641,Start!$C$33:$D$40,2,FALSE)","v":169.92810152810154}]
[null,null,"Yes","SEE946029200710","BNA1315","Universitätsklinikum Freiburg","Dampfturbine 2",79106,"Freiburg","Hartmannstraße 1","Baden-Württemberg","1970-01-01","Erdgas","Erdgas, Erdölgas","Gas","Ja","Gegendruckmaschine mit Entnahme","Gas","CCGT",0.3861,"OPSD (2020)",8.3000000000000007,8.3000000000000007,{"$f":"(1-VLOOKUP(S642,Start!$H$33:$I$40,2,FALSE)/100)*W642","v":7.221000000000001},{"$f":"VLOOKUP(R642,Start!$C$9:$D$15,2,FALSE)+VLOOKUP(R642,Start!$C$23:$D$29,2,FALSE)","v":54.56},{"$f":"(Y642/T642)+Start!$D$19*(VLOOKUP(R642,Start!$M$33:$N$39,2,FALSE)/T642)+VLOOKUP(S642,Start!$C$33:$D$40,2,FALSE)","v":169.92810152810154}]
[null,null,"Yes","SEE991039408854","BNA1315","Universitätsklinikum Freiburg","Gasturbine 1",79106,"Freiburg","Hartmannstraße 1","Baden-Württemberg","2001-01-01","Erdgas","Erdgas, Erdölgas","Gas","Ja","Gasturbinen mit Abhitzekessel","Gas","CCGT",0.3861,"OPSD (2020)",5.6,5.6,{"$f":"(1-VLOOKUP(S643,Start!$H$33:$I$40,2,FALSE)/100)*W643","v":4.8719999999999999},{"$f":"VLOOKUP(R643,Start!$C$9:$D$15,2,FALSE)+VLOOKUP(R643,Start!$C$23:$D$29,2,FALSE)","v":54.56},{"$f":"(Y643/T643)+Start!$D$19*(VLOOKUP(R643,Start!$M$33:$N$39,2,FALSE)/T643)+VLOOKUP(S643,Start!$C$33:$D$40,2,FALSE)","v":169.92810152810154}]
[null,null,"Yes","SEE994551453975","BNA1316","EkoCity","Generator A",42349,"Wuppertal","Korzert 15","Nordrhein-Westfalen","1976-01-01","nicht biogener Abfall","nicht biogener Abfall (Hausmüll, Siedlungsabfälle)","Waste","Ja","Kondensationsmaschine mit Entnahme","Waste","Waste",0.33,"OPSD (2020)",20,20,{"$f":"(1-VLOOKUP(S644,Start!$H$33:$I$40,2,FALSE)/100)*W644","v":17},{"$f":"VLOOKUP(R644,Start!$C$9:$D$15,2,FALSE)+VLOOKUP(R644,Start!$C$23:$D$29,2,FALSE)","v":0},{"$f":"(Y644/T644)+Start!$D$19*(VLOOKUP(R644,Start!$M$33:$N$39,2,FALSE)/T644)+VLOOKUP(S644,Start!$C$33:$D$40,2,FALSE)","v":1}]
[null,null,"Yes","SEE945602121718","BNA1316","EkoCity","Generator B",42349,"Wuppertal","Korzert 15","Nordrhein-Westfalen","1976-01-01","nicht biogener Abfall","nicht biogener Abfall (Hausmüll, Siedlungsabfälle)","Waste","Ja","Kondensationsmaschine mit Entnahme","Waste","Waste",0.33,"OPSD (2020)",20,20,{"$f":"(1-VLOOKUP(S645,Start!$H$33:$I$40,2,FALSE)/100)*W645","v":17},{"$f":"VLOOKUP(R645,Start!$C$9:$D$15,2,FALSE)+VLOOKUP(R645,Start!$C$23:$D$29,2,FALSE)","v":0},{"$f":"(Y645/T645)+Start!$D$19*(VLOOKUP(R645,Start!$M$33:$N$39,2,FALSE)/T645)+VLOOKUP(S645,Start!$C$33:$D$40,2,FALSE)","v":1}]
[null,null,"Yes","SEE990748250273","BNA1327a","Flughafen München GmbH","BHKW 1 - AGG1",85356,"München-Flughafen","Nordallee 18","Bayern","1992-05-08","Mineralölprodukte","Heizöl, leicht","Oil","Ja","Verbrennungsmotor","Oil","Oil",0.37619999999999998,"OPSD (2020)",1.58,1.52,{"$f":"(1-VLOOKUP(S646,Start!$H$33:$I$40,2,FALSE)/100)*W646","v":1.292},{"$f":"VLOOKUP(R646,Start!$C$9:$D$15,2,FALSE)+VLOOKUP(R646,Start!$C$23:$D$29,2,FALSE)","v":35.54},{"$f":"(Y646/T646)+Start!$D$19*(VLOOKUP(R646,Start!$M$33:$N$39,2,FALSE)/T646)+VLOOKUP(S646,Start!$C$33:$D$40,2,FALSE)","v":134.24082934609251}]
[null,null,"Yes","SEE945332437417","BNA1327a","Flughafen München GmbH","BHKW 1 - AGG2",85356,"München-Flughafen","Nordallee 18","Bayern","1992-05-08","Mineralölprodukte","Heizöl, leicht","Oil","Ja","Verbrennungsmotor","Oil","Oil",0.37619999999999998,"OPSD (2020)",1.58,1.52,{"$f":"(1-VLOOKUP(S647,Start!$H$33:$I$40,2,FALSE)/100)*W647","v":1.292},{"$f":"VLOOKUP(R647,Start!$C$9:$D$15,2,FALSE)+VLOOKUP(R647,Start!$C$23:$D$29,2,FALSE)","v":35.54},{"$f":"(Y647/T647)+Start!$D$19*(VLOOKUP(R647,Start!$M$33:$N$39,2,FALSE)/T647)+VLOOKUP(S647,Start!$C$33:$D$40,2,FALSE)","v":134.24082934609251}]
[null,null,"Yes","SEE973218123130","BNA1327a","Flughafen München GmbH","BHKW 1 - AGG3",85356,"München-Flughafen","Nordallee 18","Bayern","1992-05-08","Mineralölprodukte","Heizöl, leicht","Oil","Ja","Verbrennungsmotor","Oil","Oil",0.37619999999999998,"OPSD (2020)",1.58,1.52,{"$f":"(1-VLOOKUP(S648,Start!$H$33:$I$40,2,FALSE)/100)*W648","v":1.292},{"$f":"VLOOKUP(R648,Start!$C$9:$D$15,2,FALSE)+VLOOKUP(R648,Start!$C$23:$D$29,2,FALSE)","v":35.54},{"$f":"(Y648/T648)+Start!$D$19*(VLOOKUP(R648,Start!$M$33:$N$39,2,FALSE)/T648)+VLOOKUP(S648,Start!$C$33:$D$40,2,FALSE)","v":134.24082934609251}]
[null,null,"Yes","SEE943668244310","BNA1327a","Flughafen München GmbH","BHKW 1 - AGG4",85356,"München-Flughafen","Nordallee 18","Bayern","1992-05-08","Mineralölprodukte","Heizöl, leicht","Oil","Ja","Verbrennungsmotor","Oil","Oil",0.37619999999999998,"OPSD (2020)",1.58,1.52,{"$f":"(1-VLOOKUP(S649,Start!$H$33:$I$40,2,FALSE)/100)*W649","v":1.292},{"$f":"VLOOKUP(R649,Start!$C$9:$D$15,2,FALSE)+VLOOKUP(R649,Start!$C$23:$D$29,2,FALSE)","v":35.54},{"$f":"(Y649/T649)+Start!$D$19*(VLOOKUP(R649,Start!$M$33:$N$39,2,FALSE)/T649)+VLOOKUP(S649,Start!$C$33:$D$40,2,FALSE)","v":134.24082934609251}]
[null,null,"Yes","SEE921499316925","BNA1327a","Flughafen München GmbH","BHKW 1 - AGG5",85356,"München-Flughafen","Nordallee 18","Bayern","1992-05-08","Mineralölprodukte","Heizöl, leicht","Oil","Ja","Verbrennungsmotor","Oil","Oil",0.37619999999999998,"OPSD (2020)",1.58,1.52,{"$f":"(1-VLOOKUP(S650,Start!$H$33:$I$40,2,FALSE)/100)*W650","v":1.292},{"$f":"VLOOKUP(R650,Start!$C$9:$D$15,2,FALSE)+VLOOKUP(R650,Start!$C$23:$D$29,2,FALSE)","v":35.54},{"$f":"(Y650/T650)+Start!$D$19*(VLOOKUP(R650,Start!$M$33:$N$39,2,FALSE)/T650)+VLOOKUP(S650,Start!$C$33:$D$40,2,FALSE)","v":134.24082934609251}]
[null,null,"Yes","SEE966934929711","BNA1327a","Flughafen München GmbH","BHKW 1 - AGG6",85356,"München-Flughafen","Nordallee 18","Bayern","1992-05-08","Mineralölprodukte","Heizöl, leicht","Oil","Ja","Verbrennungsmotor","Oil","Oil",0.37619999999999998,"OPSD (2020)",1.58,1.52,{"$f":"(1-VLOOKUP(S651,Start!$H$33:$I$40,2,FALSE)/100)*W651","v":1.292},{"$f":"VLOOKUP(R651,Start!$C$9:$D$15,2,FALSE)+VLOOKUP(R651,Start!$C$23:$D$29,2,FALSE)","v":35.54},{"$f":"(Y651/T651)+Start!$D$19*(VLOOKUP(R651,Start!$M$33:$N$39,2,FALSE)/T651)+VLOOKUP(S651,Start!$C$33:$D$40,2,FALSE)","v":134.24082934609251}]
[null,null,"Yes","SEE942051897355","BNA1327a","Flughafen München GmbH","BHKW 1 - AGG7",85356,"München-Flughafen","Nordallee 18","Bayern","1992-05-08","Mineralölprodukte","Heizöl, leicht","Oil","Ja","Verbrennungsmotor","Oil","Oil",0.37619999999999998,"OPSD (2020)",1.58,1.52,{"$f":"(1-VLOOKUP(S652,Start!$H$33:$I$40,2,FALSE)/100)*W652","v":1.292},{"$f":"VLOOKUP(R652,Start!$C$9:$D$15,2,FALSE)+VLOOKUP(R652,Start!$C$23:$D$29,2,FALSE)","v":35.54},{"$f":"(Y652/T652)+Start!$D$19*(VLOOKUP(R652,Start!$M$33:$N$39,2,FALSE)/T652)+VLOOKUP(S652,Start!$C$33:$D$40,2,FALSE)","v":134.24082934609251}]
[null,null,"Yes","SEE946394519998","BNA1327b","Terminal 2 Gesellschaft & Co. oHG","BHKW M8",85356,"München-Flughafen","Nordallee 18","Bayern","2002-06-05","Erdgas","Erdgas, Erdölgas","Gas","Ja","Verbrennungsmotor","Gas","CCGT",0.38829999999999998,"OPSD (2020)",3.9,3.8156509999999999,{"$f":"(1-VLOOKUP(S653,Start!$H$33:$I$40,2,FALSE)/100)*W653","v":3.3196163699999999},{"$f":"VLOOKUP(R653,Start!$C$9:$D$15,2,FALSE)+VLOOKUP(R653,Start!$C$23:$D$29,2,FALSE)","v":54.56},{"$f":"(Y653/T653)+Start!$D$19*(VLOOKUP(R653,Start!$M$33:$N$39,2,FALSE)/T653)+VLOOKUP(S653,Start!$C$33:$D$40,2,FALSE)","v":168.97383466391966}]
[null,null,"Yes","SEE949201577754","BNA1327b","Terminal 2 Gesellschaft & Co. oHG","BHKW M9",85356,"München-Flughafen","Nordallee 18","Bayern","2002-06-05","Erdgas","Erdgas, Erdölgas","Gas","Ja","Verbrennungsmotor","Gas","CCGT",0.38829999999999998,"OPSD (2020)",3.9,3.8156509999999999,{"$f":"(1-VLOOKUP(S654,Start!$H$33:$I$40,2,FALSE)/100)*W654","v":3.3196163699999999},{"$f":"VLOOKUP(R654,Start!$C$9:$D$15,2,FALSE)+VLOOKUP(R654,Start!$C$23:$D$29,2,FALSE)","v":54.56},{"$f":"(Y654/T654)+Start!$D$19*(VLOOKUP(R654,Start!$M$33:$N$39,2,FALSE)/T654)+VLOOKUP(S654,Start!$C$33:$D$40,2,FALSE)","v":168.97383466391966}]
[null,null,"Yes","SEE997682781566","BNA1328","HBB Heizkraftwerk Bauernfeind Betreibergesellschaft mbH","HBB Heizkraftwerk Bauernfeind Betreibergesellschaft mbH (Stromerzeugung)",83064,"Raubling","Rosenheimer Straße 37","Bayern","2001-02-01","Erdgas","Erdgas, Erdölgas","Gas","Ja","Gasturbinen mit nachgeschalteter Dampfturbine","Gas","CCGT",0.3861,"OPSD (2020)",6,6,{"$f":"(1-VLOOKUP(S655,Start!$H$33:$I$40,2,FALSE)/100)*W655","v":5.22},{"$f":"VLOOKUP(R655,Start!$C$9:$D$15,2,FALSE)+VLOOKUP(R655,Start!$C$23:$D$29,2,FALSE)","v":54.56},{"$f":"(Y655/T655)+Start!$D$19*(VLOOKUP(R655,Start!$M$33:$N$39,2,FALSE)/T655)+VLOOKUP(S655,Start!$C$33:$D$40,2,FALSE)","v":169.92810152810154}]
[null,null,"Yes","SEE944995057840","BNA1329","Kübler & Niethammer Papierfabrik Kriebstein GmbH","Gasturbine",9648,"Kriebstein","Bauhofstraße 1","Sachsen","1993-04-08","Erdgas","Erdgas, Erdölgas","Gas","Ja","Gasturbinen mit nachgeschalteter Dampfturbine","Gas","CCGT",0.50849999999999995,"OPSD (2020)",10,9.8000000000000007,{"$f":"(1-VLOOKUP(S656,Start!$H$33:$I$40,2,FALSE)/100)*W656","v":8.5259999999999998},{"$f":"VLOOKUP(R656,Start!$C$9:$D$15,2,FALSE)+VLOOKUP(R656,Start!$C$23:$D$29,2,FALSE)","v":54.56},{"$f":"(Y656/T656)+Start!$D$19*(VLOOKUP(R656,Start!$M$33:$N$39,2,FALSE)/T656)+VLOOKUP(S656,Start!$C$33:$D$40,2,FALSE)","v":129.38611602753198}]
[null,null,"Yes","SEE906722372718","BNA1329","Kübler & Niethammer Papierfabrik Kriebstein GmbH","Gegendruckturbine 3 MW",9648,"Kriebstein","Bauhofstraße 1","Sachsen","1993-04-08","Wärme","Prozessdampf","Gas","Ja","Gegendruckmaschine mit Entnahme","Gas","CCGT",0.50849999999999995,"OPSD (2020)",3,2.9750000000000001,{"$f":"(1-VLOOKUP(S657,Start!$H$33:$I$40,2,FALSE)/100)*W657","v":2.5882499999999999},{"$f":"VLOOKUP(R657,Start!$C$9:$D$15,2,FALSE)+VLOOKUP(R657,Start!$C$23:$D$29,2,FALSE)","v":54.56},{"$f":"(Y657/T657)+Start!$D$19*(VLOOKUP(R657,Start!$M$33:$N$39,2,FALSE)/T657)+VLOOKUP(S657,Start!$C$33:$D$40,2,FALSE)","v":129.38611602753198}]
[null,null,"Yes","SEE917110358740","BNA1330","Steinbeis Energie GmbH","Steinbeis Energie EBS Kessel 6",25348,"Glückstadt","Stadtstraße 20","Schleswig-Holstein","2010-09-27","nicht biogener Abfall","nicht biogener Abfall (Hausmüll, Siedlungsabfälle)","Waste","Ja","Kondensationsmaschine mit Entnahme","Waste","Waste",0.33,"OPSD (2020)",21.4,17,{"$f":"(1-VLOOKUP(S658,Start!$H$33:$I$40,2,FALSE)/100)*W658","v":14.45},{"$f":"VLOOKUP(R658,Start!$C$9:$D$15,2,FALSE)+VLOOKUP(R658,Start!$C$23:$D$29,2,FALSE)","v":0},{"$f":"(Y658/T658)+Start!$D$19*(VLOOKUP(R658,Start!$M$33:$N$39,2,FALSE)/T658)+VLOOKUP(S658,Start!$C$33:$D$40,2,FALSE)","v":1}]
[null,null,"Yes","SEE993385162510","BNA1331","R.D.M. Arnsberg GmbH","BVI-NT",59821,"Arnsberg","Hellefelder Straße 51","Nordrhein-Westfalen","1957-02-27","Steinkohle","Steinkohlen","Coal","Ja","Kondensationsmaschine mit Entnahme","Coal","Coal",0.23250000000000001,"OPSD (2020)",6.6,5.7859999999999996,{"$f":"(1-VLOOKUP(S659,Start!$H$33:$I$40,2,FALSE)/100)*W659","v":4.6288},{"$f":"VLOOKUP(R659,Start!$C$9:$D$15,2,FALSE)+VLOOKUP(R659,Start!$C$23:$D$29,2,FALSE)","v":15.81},{"$f":"(Y659/T659)+Start!$D$19*(VLOOKUP(R659,Start!$M$33:$N$39,2,FALSE)/T659)+VLOOKUP(S659,Start!$C$33:$D$40,2,FALSE)","v":144.80249462365595}]
[null,null,"Yes","SEE900040609433","BNA1331","R.D.M. Arnsberg GmbH","SSW-NT",59821,"Arnsberg","Hellefelder Straße 51","Nordrhein-Westfalen","1957-02-27","Steinkohle","Steinkohlen","Coal","Ja","Kondensationsmaschine mit Entnahme","Coal","Coal",0.23250000000000001,"OPSD (2020)",7,6.14,{"$f":"(1-VLOOKUP(S660,Start!$H$33:$I$40,2,FALSE)/100)*W660","v":4.9119999999999999},{"$f":"VLOOKUP(R660,Start!$C$9:$D$15,2,FALSE)+VLOOKUP(R660,Start!$C$23:$D$29,2,FALSE)","v":15.81},{"$f":"(Y660/T660)+Start!$D$19*(VLOOKUP(R660,Start!$M$33:$N$39,2,FALSE)/T660)+VLOOKUP(S660,Start!$C$33:$D$40,2,FALSE)","v":144.80249462365595}]
[null,null,"Yes","SEE909339504022","BNA1331","R.D.M. Arnsberg GmbH","SSW-VT",59821,"Arnsberg","Hellefelder Straße 51","Nordrhein-Westfalen","1957-02-27","Steinkohle","Steinkohlen","Coal","Ja","Gegendruckmaschine ohne Entnahme","Coal","Coal",0.23250000000000001,"OPSD (2020)",7,6.14,{"$f":"(1-VLOOKUP(S661,Start!$H$33:$I$40,2,FALSE)/100)*W661","v":4.9119999999999999},{"$f":"VLOOKUP(R661,Start!$C$9:$D$15,2,FALSE)+VLOOKUP(R661,Start!$C$23:$D$29,2,FALSE)","v":15.81},{"$f":"(Y661/T661)+Start!$D$19*(VLOOKUP(R661,Start!$M$33:$N$39,2,FALSE)/T661)+VLOOKUP(S661,Start!$C$33:$D$40,2,FALSE)","v":144.80249462365595}]
[null,null,"Yes","SEE946501569267","BNA1332","INEOS SOLVENTS GERMANY GMBH","TG8",47443,"Moers","Römerstraße 733","Nordrhein-Westfalen","1995-09-01","Erdgas","Prozessdampf","Gas","Ja","Gegendruckmaschine mit Entnahme","Gas","CCGT",0.3795,"OPSD (2020)",12,12,{"$f":"(1-VLOOKUP(S662,Start!$H$33:$I$40,2,FALSE)/100)*W662","v":10.44},{"$f":"VLOOKUP(R662,Start!$C$9:$D$15,2,FALSE)+VLOOKUP(R662,Start!$C$23:$D$29,2,FALSE)","v":54.56},{"$f":"(Y662/T662)+Start!$D$19*(VLOOKUP(R662,Start!$M$33:$N$39,2,FALSE)/T662)+VLOOKUP(S662,Start!$C$33:$D$40,2,FALSE)","v":172.85728590250332}]
[null,null,"Yes","SEE961687984079","BNA1333a","Universität Stuttgart","HKW Pfaffenwald, Generator 41",70569,"Stuttgart","Pfaffenwaldring 8","Baden-Württemberg","1988-01-01","Erdgas","Erdgas, Erdölgas","Gas","Ja","Gasturbinen mit nachgeschalteter Dampfturbine","Gas","CCGT",0.37180000000000002,"OPSD (2020)",5.2,4.9000000000000004,{"$f":"(1-VLOOKUP(S663,Start!$H$33:$I$40,2,FALSE)/100)*W663","v":4.2629999999999999},{"$f":"VLOOKUP(R663,Start!$C$9:$D$15,2,FALSE)+VLOOKUP(R663,Start!$C$23:$D$29,2,FALSE)","v":54.56},{"$f":"(Y663/T663)+Start!$D$19*(VLOOKUP(R663,Start!$M$33:$N$39,2,FALSE)/T663)+VLOOKUP(S663,Start!$C$33:$D$40,2,FALSE)","v":176.40610543302853}]
[null,null,"Yes","SEE906061539261","BNA1333a","Universität Stuttgart","HKW Pfaffenwald, Generator 42",70569,"Stuttgart","Pfaffenwaldring 8","Baden-Württemberg","1988-01-01","Erdgas","Erdgas, Erdölgas","Gas","Ja","Gasturbinen mit nachgeschalteter Dampfturbine","Gas","CCGT",0.37180000000000002,"OPSD (2020)",5.2,4.9000000000000004,{"$f":"(1-VLOOKUP(S664,Start!$H$33:$I$40,2,FALSE)/100)*W664","v":4.2629999999999999},{"$f":"VLOOKUP(R664,Start!$C$9:$D$15,2,FALSE)+VLOOKUP(R664,Start!$C$23:$D$29,2,FALSE)","v":54.56},{"$f":"(Y664/T664)+Start!$D$19*(VLOOKUP(R664,Start!$M$33:$N$39,2,FALSE)/T664)+VLOOKUP(S664,Start!$C$33:$D$40,2,FALSE)","v":176.40610543302853}]
[null,null,"Yes","SEE963192915654","BNA1333a","Universität Stuttgart","HKW Pfaffenwald, Generator 43",70569,"Stuttgart","Pfaffenwaldring 8","Baden-Württemberg","1963-01-01","Wärme","Prozessdampf","Gas","Ja","Gegendruckmaschine mit Entnahme","Gas","CCGT",0.37180000000000002,"OPSD (2020)",2.6,2.4,{"$f":"(1-VLOOKUP(S665,Start!$H$33:$I$40,2,FALSE)/100)*W665","v":2.0880000000000001},{"$f":"VLOOKUP(R665,Start!$C$9:$D$15,2,FALSE)+VLOOKUP(R665,Start!$C$23:$D$29,2,FALSE)","v":54.56},{"$f":"(Y665/T665)+Start!$D$19*(VLOOKUP(R665,Start!$M$33:$N$39,2,FALSE)/T665)+VLOOKUP(S665,Start!$C$33:$D$40,2,FALSE)","v":176.40610543302853}]
[null,null,"Yes","SEE960507530304","BNA1333b","Universität Stuttgart","HKW Pfaffenwald, Generator 50",70569,"Stuttgart","Pfaffenwaldring 8","Baden-Württemberg","1969-01-01","Erdgas","Erdgas, Erdölgas","Gas","Ja","Gegendruckmaschine mit Entnahme","Gas","CCGT",0.35089999999999999,"OPSD (2020)",12.1,11.3,{"$f":"(1-VLOOKUP(S666,Start!$H$33:$I$40,2,FALSE)/100)*W666","v":9.8310000000000013},{"$f":"VLOOKUP(R666,Start!$C$9:$D$15,2,FALSE)+VLOOKUP(R666,Start!$C$23:$D$29,2,FALSE)","v":54.56},{"$f":"(Y666/T666)+Start!$D$19*(VLOOKUP(R666,Start!$M$33:$N$39,2,FALSE)/T666)+VLOOKUP(S666,Start!$C$33:$D$40,2,FALSE)","v":186.82371045882019}]
[null,null,"Yes","SEE994422897143","BNA1333c","Universität Stuttgart","HKW Pfaffenwald, Generator 60",70569,"Stuttgart","Pfaffenwaldring 8","Baden-Württemberg","1968-01-01","Erdgas","Erdgas, Erdölgas","Gas","Ja","Gegendruckmaschine mit Entnahme","Gas","CCGT",0.3498,"OPSD (2020)",12.4,11.6,{"$f":"(1-VLOOKUP(S667,Start!$H$33:$I$40,2,FALSE)/100)*W667","v":10.092000000000001},{"$f":"VLOOKUP(R667,Start!$C$9:$D$15,2,FALSE)+VLOOKUP(R667,Start!$C$23:$D$29,2,FALSE)","v":54.56},{"$f":"(Y667/T667)+Start!$D$19*(VLOOKUP(R667,Start!$M$33:$N$39,2,FALSE)/T667)+VLOOKUP(S667,Start!$C$33:$D$40,2,FALSE)","v":187.40648942252716}]
[null,null,"Yes","SEE927820549208","BNA1334","CR3-Kaffeeveredelung M. Hermsen GmbH","GT1",28237,"Bremen","Waterbergstraße 14","Bremen","1993-01-01","Erdgas","Erdgas, Erdölgas","Gas","Ja","Gasturbinen mit Abhitzekessel","Gas","CCGT",0.54900000000000004,"OPSD (2020)",4.95,4.7699999999999996,{"$f":"(1-VLOOKUP(S668,Start!$H$33:$I$40,2,FALSE)/100)*W668","v":4.1498999999999997},{"$f":"VLOOKUP(R668,Start!$C$9:$D$15,2,FALSE)+VLOOKUP(R668,Start!$C$23:$D$29,2,FALSE)","v":54.56},{"$f":"(Y668/T668)+Start!$D$19*(VLOOKUP(R668,Start!$M$33:$N$39,2,FALSE)/T668)+VLOOKUP(S668,Start!$C$33:$D$40,2,FALSE)","v":119.95189435336977}]
[null,null,"Yes","SEE977050146562","BNA1334","CR3-Kaffeeveredelung M. Hermsen GmbH","GT2",28237,"Bremen","Waterbergstraße 14","Bremen","2001-12-01","Erdgas","Erdgas, Erdölgas","Gas","Ja","Gasturbinen mit nachgeschalteter Dampfturbine","Gas","CCGT",0.54900000000000004,"OPSD (2020)",5.2050000000000001,5.0250000000000004,{"$f":"(1-VLOOKUP(S669,Start!$H$33:$I$40,2,FALSE)/100)*W669","v":4.3717500000000005},{"$f":"VLOOKUP(R669,Start!$C$9:$D$15,2,FALSE)+VLOOKUP(R669,Start!$C$23:$D$29,2,FALSE)","v":54.56},{"$f":"(Y669/T669)+Start!$D$19*(VLOOKUP(R669,Start!$M$33:$N$39,2,FALSE)/T669)+VLOOKUP(S669,Start!$C$33:$D$40,2,FALSE)","v":119.95189435336977}]
[null,null,"Yes","SEE997706570718","BNA1334","CR3-Kaffeeveredelung M. Hermsen GmbH","GT3",28237,"Bremen","Waterbergstraße 14","Bremen","2002-02-01","Erdgas","Erdgas, Erdölgas","Gas","Ja","Gasturbinen mit nachgeschalteter Dampfturbine","Gas","CCGT",0.54900000000000004,"OPSD (2020)",5.2050000000000001,5.0250000000000004,{"$f":"(1-VLOOKUP(S670,Start!$H$33:$I$40,2,FALSE)/100)*W670","v":4.3717500000000005},{"$f":"VLOOKUP(R670,Start!$C$9:$D$15,2,FALSE)+VLOOKUP(R670,Start!$C$23:$D$29,2,FALSE)","v":54.56},{"$f":"(Y670/T670)+Start!$D$19*(VLOOKUP(R670,Start!$M$33:$N$39,2,FALSE)/T670)+VLOOKUP(S670,Start!$C$33:$D$40,2,FALSE)","v":119.95189435336977}]
[null,null,"Yes","SEE903702464654","BNA1335a","Papier- u. Kartonfabrik Varel GmbH & Co. KG","PKV Dampfsammelschienen-KWK-Anlage Generator / Turbine GT 5",26316,"Varel","Dangaster Straße 38","Niedersachsen","1989-01-01","Erdgas","Erdgas, Erdölgas","Gas","Ja","Gasturbinen mit nachgeschalteter Dampfturbine","Gas","CCGT",0.37290000000000001,"OPSD (2020)",5.4,5.2380000000000004,{"$f":"(1-VLOOKUP(S671,Start!$H$33:$I$40,2,FALSE)/100)*W671","v":4.5570600000000008},{"$f":"VLOOKUP(R671,Start!$C$9:$D$15,2,FALSE)+VLOOKUP(R671,Start!$C$23:$D$29,2,FALSE)","v":54.56},{"$f":"(Y671/T671)+Start!$D$19*(VLOOKUP(R671,Start!$M$33:$N$39,2,FALSE)/T671)+VLOOKUP(S671,Start!$C$33:$D$40,2,FALSE)","v":175.89015821936175}]
[null,null,"Yes","SEE995754822537","BNA1335a","Papier- u. Kartonfabrik Varel GmbH & Co. KG","PKV Dampfsammelschienen-KWK-Anlage Generator / Turbine GT 8a",26316,"Varel","Dangaster Straße 38","Niedersachsen","2007-06-29","Erdgas","Erdgas, Erdölgas","Gas","Ja","Gasturbinen mit nachgeschalteter Dampfturbine","Gas","CCGT",0.37290000000000001,"OPSD (2020)",6.24,6.1269999999999998,{"$f":"(1-VLOOKUP(S672,Start!$H$33:$I$40,2,FALSE)/100)*W672","v":5.3304900000000002},{"$f":"VLOOKUP(R672,Start!$C$9:$D$15,2,FALSE)+VLOOKUP(R672,Start!$C$23:$D$29,2,FALSE)","v":54.56},{"$f":"(Y672/T672)+Start!$D$19*(VLOOKUP(R672,Start!$M$33:$N$39,2,FALSE)/T672)+VLOOKUP(S672,Start!$C$33:$D$40,2,FALSE)","v":175.89015821936175}]
[null,null,"Yes","SEE961202959384","BNA1335a","Papier- u. Kartonfabrik Varel GmbH & Co. KG","PKV Dampfsammelschienen-KWK-Anlage Generator / Turbine GT 8b",26316,"Varel","Dangaster Straße 38","Niedersachsen","2007-06-29","Erdgas","Erdgas, Erdölgas","Gas","Ja","Gasturbinen mit nachgeschalteter Dampfturbine","Gas","CCGT",0.37290000000000001,"OPSD (2020)",6.24,6.1269999999999998,{"$f":"(1-VLOOKUP(S673,Start!$H$33:$I$40,2,FALSE)/100)*W673","v":5.3304900000000002},{"$f":"VLOOKUP(R673,Start!$C$9:$D$15,2,FALSE)+VLOOKUP(R673,Start!$C$23:$D$29,2,FALSE)","v":54.56},{"$f":"(Y673/T673)+Start!$D$19*(VLOOKUP(R673,Start!$M$33:$N$39,2,FALSE)/T673)+VLOOKUP(S673,Start!$C$33:$D$40,2,FALSE)","v":175.89015821936175}]
[null,null,"Yes","SEE980976424690","BNA1335a","Papier- u. Kartonfabrik Varel GmbH & Co. KG","PKV Dampfsammelschienen-KWK-Anlage Generator/ Turbine GT 6",26316,"Varel","Dangaster Straße 38","Niedersachsen","2003-06-01","Erdgas","Erdgas, Erdölgas","Gas","Ja","Gasturbinen mit nachgeschalteter Dampfturbine","Gas","CCGT",0.37290000000000001,"OPSD (2020)",7.9,7.6619999999999999,{"$f":"(1-VLOOKUP(S674,Start!$H$33:$I$40,2,FALSE)/100)*W674","v":6.66594},{"$f":"VLOOKUP(R674,Start!$C$9:$D$15,2,FALSE)+VLOOKUP(R674,Start!$C$23:$D$29,2,FALSE)","v":54.56},{"$f":"(Y674/T674)+Start!$D$19*(VLOOKUP(R674,Start!$M$33:$N$39,2,FALSE)/T674)+VLOOKUP(S674,Start!$C$33:$D$40,2,FALSE)","v":175.89015821936175}]
[null,null,"Yes","SEE927766801477","BNA1335a","Papier- u. Kartonfabrik Varel GmbH & Co. KG","PKV Dampfsammelschienen-KWK-Anlage Generator / Turbine DT 11",26316,"Varel","Dangaster Straße 38","Niedersachsen","1965-08-25","Wärme","Prozessdampf","Gas","Ja","Gegendruckmaschine ohne Entnahme","Gas","CCGT",0.37290000000000001,"OPSD (2020)",3.76,3.6469999999999998,{"$f":"(1-VLOOKUP(S675,Start!$H$33:$I$40,2,FALSE)/100)*W675","v":3.1728899999999998},{"$f":"VLOOKUP(R675,Start!$C$9:$D$15,2,FALSE)+VLOOKUP(R675,Start!$C$23:$D$29,2,FALSE)","v":54.56},{"$f":"(Y675/T675)+Start!$D$19*(VLOOKUP(R675,Start!$M$33:$N$39,2,FALSE)/T675)+VLOOKUP(S675,Start!$C$33:$D$40,2,FALSE)","v":175.89015821936175}]
[null,null,"Yes","SEE997216629753","BNA1335a","Papier- u. Kartonfabrik Varel GmbH & Co. KG","PKV Dampfsammelschienen-KWK-Anlage Generator / Turbine DT 13",26316,"Varel","Dangaster Straße 38","Niedersachsen","1973-03-29","Wärme","","Gas","Ja","Gegendruckmaschine ohne Entnahme","Gas","CCGT",0.37290000000000001,"OPSD (2020)",7.28,7.0609999999999999,{"$f":"(1-VLOOKUP(S676,Start!$H$33:$I$40,2,FALSE)/100)*W676","v":6.1430699999999998},{"$f":"VLOOKUP(R676,Start!$C$9:$D$15,2,FALSE)+VLOOKUP(R676,Start!$C$23:$D$29,2,FALSE)","v":54.56},{"$f":"(Y676/T676)+Start!$D$19*(VLOOKUP(R676,Start!$M$33:$N$39,2,FALSE)/T676)+VLOOKUP(S676,Start!$C$33:$D$40,2,FALSE)","v":175.89015821936175}]
[null,null,"Yes","SEE988265559689","BNA1335a","Papier- u. Kartonfabrik Varel GmbH & Co. KG","PKV Dampfsammelschienen-KWK-Anlage Generator / Turbine DT 2",26316,"Varel","Dangaster Straße 38","Niedersachsen","1967-11-29","Wärme","","Gas","Ja","Gegendruckmaschine ohne Entnahme","Gas","CCGT",0.37290000000000001,"OPSD (2020)",2.96,2.871,{"$f":"(1-VLOOKUP(S677,Start!$H$33:$I$40,2,FALSE)/100)*W677","v":2.49777},{"$f":"VLOOKUP(R677,Start!$C$9:$D$15,2,FALSE)+VLOOKUP(R677,Start!$C$23:$D$29,2,FALSE)","v":54.56},{"$f":"(Y677/T677)+Start!$D$19*(VLOOKUP(R677,Start!$M$33:$N$39,2,FALSE)/T677)+VLOOKUP(S677,Start!$C$33:$D$40,2,FALSE)","v":175.89015821936175}]
[null,null,"Yes","SEE987913244618","BNA1335a","Papier- u. Kartonfabrik Varel GmbH & Co. KG","PKV Dampfsammelschienen-KWK-Anlage Generator / Turbine DT 7",26316,"Varel","Dangaster Straße 38","Niedersachsen","2003-06-01","Wärme","","Gas","Ja","Gegendruckmaschine ohne Entnahme","Gas","CCGT",0.37290000000000001,"OPSD (2020)",12.7,12.025,{"$f":"(1-VLOOKUP(S678,Start!$H$33:$I$40,2,FALSE)/100)*W678","v":10.46175},{"$f":"VLOOKUP(R678,Start!$C$9:$D$15,2,FALSE)+VLOOKUP(R678,Start!$C$23:$D$29,2,FALSE)","v":54.56},{"$f":"(Y678/T678)+Start!$D$19*(VLOOKUP(R678,Start!$M$33:$N$39,2,FALSE)/T678)+VLOOKUP(S678,Start!$C$33:$D$40,2,FALSE)","v":175.89015821936175}]
[null,null,"Yes","SEE953784241926","BNA1335a","Papier- u. Kartonfabrik Varel GmbH & Co. KG","PKV Dampfsammelschienen-KWK-Anlage Generator / Turbine DT 9",26316,"Varel","Dangaster Straße 38","Niedersachsen","2011-09-09","Wärme","","Gas","Ja","Gegendruckmaschine ohne Entnahme","Gas","CCGT",0.37290000000000001,"OPSD (2020)",13.41,13.167,{"$f":"(1-VLOOKUP(S679,Start!$H$33:$I$40,2,FALSE)/100)*W679","v":11.45529},{"$f":"VLOOKUP(R679,Start!$C$9:$D$15,2,FALSE)+VLOOKUP(R679,Start!$C$23:$D$29,2,FALSE)","v":54.56},{"$f":"(Y679/T679)+Start!$D$19*(VLOOKUP(R679,Start!$M$33:$N$39,2,FALSE)/T679)+VLOOKUP(S679,Start!$C$33:$D$40,2,FALSE)","v":175.89015821936175}]
[null,null,"Yes","SEE962185382367","BNA1335c","Papier- u. Kartonfabrik Varel GmbH & Co. KG","PKV Kraftwerk BGM 1",26316,"Varel","Dangaster Straße 38","Niedersachsen","2006-12-22","andere Gase","Andere Gase","Other (nicht erneuerbar)","Ja","Verbrennungsmotor","Gas","CCGT",0.45040000000000002,"OPSD (2020)",1.1240000000000001,1,{"$f":"(1-VLOOKUP(S680,Start!$H$33:$I$40,2,FALSE)/100)*W680","v":0.87},{"$f":"VLOOKUP(R680,Start!$C$9:$D$15,2,FALSE)+VLOOKUP(R680,Start!$C$23:$D$29,2,FALSE)","v":54.56},{"$f":"(Y680/T680)+Start!$D$19*(VLOOKUP(R680,Start!$M$33:$N$39,2,FALSE)/T680)+VLOOKUP(S680,Start!$C$33:$D$40,2,FALSE)","v":145.88297069271761}]
[null,null,"Yes","SEE967950570895","BNA1335c","Papier- u. Kartonfabrik Varel GmbH & Co. KG","PKV Kraftwerk BGM 2",26316,"Varel","Dangaster Straße 38","Niedersachsen","2006-12-22","andere Gase","Andere Gase","Other (nicht erneuerbar)","Ja","Verbrennungsmotor","Gas","CCGT",0.45040000000000002,"OPSD (2020)",1.1240000000000001,1,{"$f":"(1-VLOOKUP(S681,Start!$H$33:$I$40,2,FALSE)/100)*W681","v":0.87},{"$f":"VLOOKUP(R681,Start!$C$9:$D$15,2,FALSE)+VLOOKUP(R681,Start!$C$23:$D$29,2,FALSE)","v":54.56},{"$f":"(Y681/T681)+Start!$D$19*(VLOOKUP(R681,Start!$M$33:$N$39,2,FALSE)/T681)+VLOOKUP(S681,Start!$C$33:$D$40,2,FALSE)","v":145.88297069271761}]
[null,null,"Yes","SEE964215288830","BNA1336","BASF Personal Care and Nutrition GmbH","Generator Pacht-Gasturbine",40589,"Düsseldorf","Henkelstraße 67","Nordrhein-Westfalen","2012-02-24","Erdgas","Erdgas, Erdölgas","Gas","Ja","Gasturbinen mit Abhitzekessel","Gas","CCGT",0.32779999999999998,"OPSD (2020)",8.9,8.6,{"$f":"(1-VLOOKUP(S682,Start!$H$33:$I$40,2,FALSE)/100)*W682","v":7.4819999999999993},{"$f":"VLOOKUP(R682,Start!$C$9:$D$15,2,FALSE)+VLOOKUP(R682,Start!$C$23:$D$29,2,FALSE)","v":54.56},{"$f":"(Y682/T682)+Start!$D$19*(VLOOKUP(R682,Start!$M$33:$N$39,2,FALSE)/T682)+VLOOKUP(S682,Start!$C$33:$D$40,2,FALSE)","v":199.8834350213545}]
[null,null,"Yes","SEE956631893736","BNA1336","Henkel AG & Co. KGaA","F03G1",40589,"Düsseldorf","Henkelstraße 67","Nordrhein-Westfalen","1963-01-01","Erdgas","Erdgas, Erdölgas","Gas","Ja","Gegendruckmaschine mit Entnahme","Gas","CCGT",0.32779999999999998,"OPSD (2020)",10,10,{"$f":"(1-VLOOKUP(S683,Start!$H$33:$I$40,2,FALSE)/100)*W683","v":8.6999999999999993},{"$f":"VLOOKUP(R683,Start!$C$9:$D$15,2,FALSE)+VLOOKUP(R683,Start!$C$23:$D$29,2,FALSE)","v":54.56},{"$f":"(Y683/T683)+Start!$D$19*(VLOOKUP(R683,Start!$M$33:$N$39,2,FALSE)/T683)+VLOOKUP(S683,Start!$C$33:$D$40,2,FALSE)","v":199.8834350213545}]
[null,null,"Yes","SEE949722134498","BNA1336","Henkel AG & Co. KGaA","F03G2",40589,"Düsseldorf","Henkelstraße 67","Nordrhein-Westfalen","1965-01-01","Erdgas","Erdgas, Erdölgas","Gas","Ja","Gegendruckmaschine mit Entnahme","Gas","CCGT",0.32779999999999998,"OPSD (2020)",13.2,13.2,{"$f":"(1-VLOOKUP(S684,Start!$H$33:$I$40,2,FALSE)/100)*W684","v":11.484},{"$f":"VLOOKUP(R684,Start!$C$9:$D$15,2,FALSE)+VLOOKUP(R684,Start!$C$23:$D$29,2,FALSE)","v":54.56},{"$f":"(Y684/T684)+Start!$D$19*(VLOOKUP(R684,Start!$M$33:$N$39,2,FALSE)/T684)+VLOOKUP(S684,Start!$C$33:$D$40,2,FALSE)","v":199.8834350213545}]
[null,null,"Yes","SEE952807166543","BNA1336","Henkel AG & Co. KGaA","F03G3",40589,"Düsseldorf","Henkelstraße 67","Nordrhein-Westfalen","1965-01-01","Erdgas","Erdgas, Erdölgas","Gas","Ja","Gegendruckmaschine mit Entnahme","Gas","CCGT",0.32779999999999998,"OPSD (2020)",13.2,13.2,{"$f":"(1-VLOOKUP(S685,Start!$H$33:$I$40,2,FALSE)/100)*W685","v":11.484},{"$f":"VLOOKUP(R685,Start!$C$9:$D$15,2,FALSE)+VLOOKUP(R685,Start!$C$23:$D$29,2,FALSE)","v":54.56},{"$f":"(Y685/T685)+Start!$D$19*(VLOOKUP(R685,Start!$M$33:$N$39,2,FALSE)/T685)+VLOOKUP(S685,Start!$C$33:$D$40,2,FALSE)","v":199.8834350213545}]
[null,null,"Yes","SEE945580171361","BNA1336","Henkel AG & Co. KGaA","F13G5",40589,"Düsseldorf","Henkelstraße 67","Nordrhein-Westfalen","1980-01-01","Erdgas","Erdgas, Erdölgas","Gas","Ja","Gegendruckmaschine mit Entnahme","Gas","CCGT",0.32779999999999998,"OPSD (2020)",20,20,{"$f":"(1-VLOOKUP(S686,Start!$H$33:$I$40,2,FALSE)/100)*W686","v":17.399999999999999},{"$f":"VLOOKUP(R686,Start!$C$9:$D$15,2,FALSE)+VLOOKUP(R686,Start!$C$23:$D$29,2,FALSE)","v":54.56},{"$f":"(Y686/T686)+Start!$D$19*(VLOOKUP(R686,Start!$M$33:$N$39,2,FALSE)/T686)+VLOOKUP(S686,Start!$C$33:$D$40,2,FALSE)","v":199.8834350213545}]
[null,null,"Yes","SEE907828499484","BNA1336","Henkel AG & Co. KGaA","F13G6",40589,"Düsseldorf","Henkelstraße 67","Nordrhein-Westfalen","1983-01-01","Erdgas","Erdgas, Erdölgas","Gas","Ja","Gegendruckmaschine mit Entnahme","Gas","CCGT",0.32779999999999998,"OPSD (2020)",20,20,{"$f":"(1-VLOOKUP(S687,Start!$H$33:$I$40,2,FALSE)/100)*W687","v":17.399999999999999},{"$f":"VLOOKUP(R687,Start!$C$9:$D$15,2,FALSE)+VLOOKUP(R687,Start!$C$23:$D$29,2,FALSE)","v":54.56},{"$f":"(Y687/T687)+Start!$D$19*(VLOOKUP(R687,Start!$M$33:$N$39,2,FALSE)/T687)+VLOOKUP(S687,Start!$C$33:$D$40,2,FALSE)","v":199.8834350213545}]
[null,null,"Yes","SEE942008424429","BNA1336","Henkel AG & Co. KGaA","F13ND4",40589,"Düsseldorf","Henkelstraße 67","Nordrhein-Westfalen","1988-01-01","Mineralölprodukte","Heizöl, leicht","Oil","Nein","Verbrennungsmotor","Oil","Oil",0.32779999999999998,"OPSD (2020)",1.6,1.6,{"$f":"(1-VLOOKUP(S688,Start!$H$33:$I$40,2,FALSE)/100)*W688","v":1.36},{"$f":"VLOOKUP(R688,Start!$C$9:$D$15,2,FALSE)+VLOOKUP(R688,Start!$C$23:$D$29,2,FALSE)","v":35.54},{"$f":"(Y688/T688)+Start!$D$19*(VLOOKUP(R688,Start!$M$33:$N$39,2,FALSE)/T688)+VLOOKUP(S688,Start!$C$33:$D$40,2,FALSE)","v":153.9139719341062}]
[null,null,"Yes","SEE917448747254","BNA1336","Henkel AG & Co. KGaA","F13ND5",40589,"Düsseldorf","Henkelstraße 67","Nordrhein-Westfalen","2009-01-01","Mineralölprodukte","Heizöl, leicht","Oil","Nein","Verbrennungsmotor","Oil","Oil",0.32779999999999998,"OPSD (2020)",1.28,1.28,{"$f":"(1-VLOOKUP(S689,Start!$H$33:$I$40,2,FALSE)/100)*W689","v":1.0880000000000001},{"$f":"VLOOKUP(R689,Start!$C$9:$D$15,2,FALSE)+VLOOKUP(R689,Start!$C$23:$D$29,2,FALSE)","v":35.54},{"$f":"(Y689/T689)+Start!$D$19*(VLOOKUP(R689,Start!$M$33:$N$39,2,FALSE)/T689)+VLOOKUP(S689,Start!$C$33:$D$40,2,FALSE)","v":153.9139719341062}]
[null,null,"Yes","SEE992491089179","BNA1336","Henkel AG & Co. KGaA","F18BHKW",40589,"Düsseldorf","Henkelstraße 67","Nordrhein-Westfalen","2016-07-22","Erdgas","Erdgas, Erdölgas","Gas","Ja","Verbrennungsmotor","Gas","CCGT",0.32779999999999998,"OPSD (2020)",1.9990000000000001,1.968,{"$f":"(1-VLOOKUP(S690,Start!$H$33:$I$40,2,FALSE)/100)*W690","v":1.7121599999999999},{"$f":"VLOOKUP(R690,Start!$C$9:$D$15,2,FALSE)+VLOOKUP(R690,Start!$C$23:$D$29,2,FALSE)","v":54.56},{"$f":"(Y690/T690)+Start!$D$19*(VLOOKUP(R690,Start!$M$33:$N$39,2,FALSE)/T690)+VLOOKUP(S690,Start!$C$33:$D$40,2,FALSE)","v":199.8834350213545}]
[null,null,"Yes","SEE915604855232","BNA1337e","DS Smith Paper Deutschland GmbH","GuD-Anlage",63741,"Aschaffenburg","Weichertstraße 7","Bayern","2013-01-28","Erdgas","Erdgas, Erdölgas","Gas","Ja","Gasturbinen mit nachgeschalteter Dampfturbine","Gas","CCGT",0.59850000000000003,"OPSD (2020)",47.92,46.92,{"$f":"(1-VLOOKUP(S691,Start!$H$33:$I$40,2,FALSE)/100)*W691","v":40.820399999999999},{"$f":"VLOOKUP(R691,Start!$C$9:$D$15,2,FALSE)+VLOOKUP(R691,Start!$C$23:$D$29,2,FALSE)","v":54.56},{"$f":"(Y691/T691)+Start!$D$19*(VLOOKUP(R691,Start!$M$33:$N$39,2,FALSE)/T691)+VLOOKUP(S691,Start!$C$33:$D$40,2,FALSE)","v":110.15512113617376}]
[null,null,"Yes","SEE914224312040","BNA1396","GLOBALFOUNDRIES Dresden Module Two LLC & Co. KG","Gasmotoren-Blockheizkraftwerk I (Generator 1)",1468,"Moritzburg","Ringstraße 3","Sachsen","1998-09-01","Erdgas","Erdgas, Erdölgas","Gas","Ja","Verbrennungsmotor","Gas","CCGT",0.38279999999999997,"OPSD (2020)",3.8839999999999999,3.879,{"$f":"(1-VLOOKUP(S692,Start!$H$33:$I$40,2,FALSE)/100)*W692","v":3.37473},{"$f":"VLOOKUP(R692,Start!$C$9:$D$15,2,FALSE)+VLOOKUP(R692,Start!$C$23:$D$29,2,FALSE)","v":54.56},{"$f":"(Y692/T692)+Start!$D$19*(VLOOKUP(R692,Start!$M$33:$N$39,2,FALSE)/T692)+VLOOKUP(S692,Start!$C$33:$D$40,2,FALSE)","v":171.38006792058519}]
[null,null,"Yes","SEE932664806912","BNA1396","GLOBALFOUNDRIES Dresden Module Two LLC & Co. KG","Gasmotoren-Blockheizkraftwerk I (Generator 2)",1468,"Moritzburg","Ringstraße 3","Sachsen","1998-09-01","Erdgas","Erdgas, Erdölgas","Gas","Ja","Verbrennungsmotor","Gas","CCGT",0.38279999999999997,"OPSD (2020)",3.8839999999999999,3.879,{"$f":"(1-VLOOKUP(S693,Start!$H$33:$I$40,2,FALSE)/100)*W693","v":3.37473},{"$f":"VLOOKUP(R693,Start!$C$9:$D$15,2,FALSE)+VLOOKUP(R693,Start!$C$23:$D$29,2,FALSE)","v":54.56},{"$f":"(Y693/T693)+Start!$D$19*(VLOOKUP(R693,Start!$M$33:$N$39,2,FALSE)/T693)+VLOOKUP(S693,Start!$C$33:$D$40,2,FALSE)","v":171.38006792058519}]
[null,null,"Yes","SEE987679030500","BNA1396","GLOBALFOUNDRIES Dresden Module Two LLC & Co. KG","Gasmotoren-Blockheizkraftwerk I (Generator 3)",1468,"Moritzburg","Ringstraße 3","Sachsen","1998-09-01","Erdgas","Erdgas, Erdölgas","Gas","Ja","Verbrennungsmotor","Gas","CCGT",0.38279999999999997,"OPSD (2020)",3.8839999999999999,3.879,{"$f":"(1-VLOOKUP(S694,Start!$H$33:$I$40,2,FALSE)/100)*W694","v":3.37473},{"$f":"VLOOKUP(R694,Start!$C$9:$D$15,2,FALSE)+VLOOKUP(R694,Start!$C$23:$D$29,2,FALSE)","v":54.56},{"$f":"(Y694/T694)+Start!$D$19*(VLOOKUP(R694,Start!$M$33:$N$39,2,FALSE)/T694)+VLOOKUP(S694,Start!$C$33:$D$40,2,FALSE)","v":171.38006792058519}]
[null,null,"Yes","SEE923918497345","BNA1396","GLOBALFOUNDRIES Dresden Module Two LLC & Co. KG","Gasmotoren-Blockheizkraftwerk I (Generator 4)",1468,"Moritzburg","Ringstraße 3","Sachsen","1998-09-01","Erdgas","Erdgas, Erdölgas","Gas","Ja","Verbrennungsmotor","Gas","CCGT",0.38279999999999997,"OPSD (2020)",3.8839999999999999,3.879,{"$f":"(1-VLOOKUP(S695,Start!$H$33:$I$40,2,FALSE)/100)*W695","v":3.37473},{"$f":"VLOOKUP(R695,Start!$C$9:$D$15,2,FALSE)+VLOOKUP(R695,Start!$C$23:$D$29,2,FALSE)","v":54.56},{"$f":"(Y695/T695)+Start!$D$19*(VLOOKUP(R695,Start!$M$33:$N$39,2,FALSE)/T695)+VLOOKUP(S695,Start!$C$33:$D$40,2,FALSE)","v":171.38006792058519}]
[null,null,"Yes","SEE903406002589","BNA1396","GLOBALFOUNDRIES Dresden Module Two LLC & Co. KG","Gasmotoren-Blockheizkraftwerk I (Generator 5)",1468,"Moritzburg","Ringstraße 3","Sachsen","1998-09-01","Erdgas","Erdgas, Erdölgas","Gas","Ja","Verbrennungsmotor","Gas","CCGT",0.38279999999999997,"OPSD (2020)",3.8839999999999999,3.879,{"$f":"(1-VLOOKUP(S696,Start!$H$33:$I$40,2,FALSE)/100)*W696","v":3.37473},{"$f":"VLOOKUP(R696,Start!$C$9:$D$15,2,FALSE)+VLOOKUP(R696,Start!$C$23:$D$29,2,FALSE)","v":54.56},{"$f":"(Y696/T696)+Start!$D$19*(VLOOKUP(R696,Start!$M$33:$N$39,2,FALSE)/T696)+VLOOKUP(S696,Start!$C$33:$D$40,2,FALSE)","v":171.38006792058519}]
[null,null,"Yes","SEE956441736957","BNA1396","GLOBALFOUNDRIES Dresden Module Two LLC & Co. KG","Gasmotoren-Blockheizkraftwerk I (Generator 6)",1468,"Moritzburg","Ringstraße 3","Sachsen","1998-09-01","Erdgas","Erdgas, Erdölgas","Gas","Ja","Verbrennungsmotor","Gas","CCGT",0.38279999999999997,"OPSD (2020)",3.8839999999999999,3.879,{"$f":"(1-VLOOKUP(S697,Start!$H$33:$I$40,2,FALSE)/100)*W697","v":3.37473},{"$f":"VLOOKUP(R697,Start!$C$9:$D$15,2,FALSE)+VLOOKUP(R697,Start!$C$23:$D$29,2,FALSE)","v":54.56},{"$f":"(Y697/T697)+Start!$D$19*(VLOOKUP(R697,Start!$M$33:$N$39,2,FALSE)/T697)+VLOOKUP(S697,Start!$C$33:$D$40,2,FALSE)","v":171.38006792058519}]
[null,null,"Yes","SEE970377695522","BNA1396","GLOBALFOUNDRIES Dresden Module Two LLC & Co. KG","Gasmotoren-Blockheizkraftwerk I (Generator 7)",1468,"Moritzburg","Ringstraße 3","Sachsen","1998-09-01","Erdgas","Erdgas, Erdölgas","Gas","Ja","Verbrennungsmotor","Gas","CCGT",0.38279999999999997,"OPSD (2020)",3.8839999999999999,3.879,{"$f":"(1-VLOOKUP(S698,Start!$H$33:$I$40,2,FALSE)/100)*W698","v":3.37473},{"$f":"VLOOKUP(R698,Start!$C$9:$D$15,2,FALSE)+VLOOKUP(R698,Start!$C$23:$D$29,2,FALSE)","v":54.56},{"$f":"(Y698/T698)+Start!$D$19*(VLOOKUP(R698,Start!$M$33:$N$39,2,FALSE)/T698)+VLOOKUP(S698,Start!$C$33:$D$40,2,FALSE)","v":171.38006792058519}]
[null,null,"Yes","SEE992079247007","BNA1396","GLOBALFOUNDRIES Dresden Module Two LLC & Co. KG","Gasmotoren-Blockheizkraftwerk I (Generator 8)",1468,"Moritzburg","Ringstraße 3","Sachsen","1998-09-01","Erdgas","Erdgas, Erdölgas","Gas","Ja","Verbrennungsmotor","Gas","CCGT",0.38279999999999997,"OPSD (2020)",3.8839999999999999,3.879,{"$f":"(1-VLOOKUP(S699,Start!$H$33:$I$40,2,FALSE)/100)*W699","v":3.37473},{"$f":"VLOOKUP(R699,Start!$C$9:$D$15,2,FALSE)+VLOOKUP(R699,Start!$C$23:$D$29,2,FALSE)","v":54.56},{"$f":"(Y699/T699)+Start!$D$19*(VLOOKUP(R699,Start!$M$33:$N$39,2,FALSE)/T699)+VLOOKUP(S699,Start!$C$33:$D$40,2,FALSE)","v":171.38006792058519}]
[null,null,"Yes","SEE995527175044","BNA1396","GLOBALFOUNDRIES Dresden Module Two LLC & Co. KG","Gasmotoren-Blockheizkraftwerk I (Generator 9)",1468,"Moritzburg","Ringstraße 3","Sachsen","1998-09-01","Erdgas","Erdgas, Erdölgas","Gas","Ja","Verbrennungsmotor","Gas","CCGT",0.38279999999999997,"OPSD (2020)",3.8839999999999999,3.879,{"$f":"(1-VLOOKUP(S700,Start!$H$33:$I$40,2,FALSE)/100)*W700","v":3.37473},{"$f":"VLOOKUP(R700,Start!$C$9:$D$15,2,FALSE)+VLOOKUP(R700,Start!$C$23:$D$29,2,FALSE)","v":54.56},{"$f":"(Y700/T700)+Start!$D$19*(VLOOKUP(R700,Start!$M$33:$N$39,2,FALSE)/T700)+VLOOKUP(S700,Start!$C$33:$D$40,2,FALSE)","v":171.38006792058519}]
[null,null,"Yes","SEE935397901879","BNA1397a","INEOS Manufacturing Deutschland","Turbine 21",50769,"Köln","Alte Str. 201","Nordrhein-Westfalen","1964-01-15","andere Gase","Sonstige hergestellte Gase","Other (nicht erneuerbar)","Ja","Gegendruckmaschine ohne Entnahme","Other","Other",0.27600000000000002,"Assumption based on DIW (2014)",17.899999999999999,15.5,{"$f":"(1-VLOOKUP(S701,Start!$H$33:$I$40,2,FALSE)/100)*W701","v":13.174999999999999},{"$f":"VLOOKUP(R701,Start!$C$9:$D$15,2,FALSE)+VLOOKUP(R701,Start!$C$23:$D$29,2,FALSE)","v":38},{"$f":"(Y701/T701)+Start!$D$19*(VLOOKUP(R701,Start!$M$33:$N$39,2,FALSE)/T701)+VLOOKUP(S701,Start!$C$33:$D$40,2,FALSE)","v":179.06978260869565}]
[null,null,"Yes","SEE933851011843","BNA1397b","INEOS Manufacturing Deutschland","Turbine 22",50769,"Köln","Alte Str. 201","Nordrhein-Westfalen","1964-04-14","andere Gase","Sonstige hergestellte Gase","Other (nicht erneuerbar)","Ja","Gegendruckmaschine mit Entnahme","Other","Other",0.27600000000000002,"Assumption based on DIW (2014)",19.2,19.2,{"$f":"(1-VLOOKUP(S702,Start!$H$33:$I$40,2,FALSE)/100)*W702","v":16.32},{"$f":"VLOOKUP(R702,Start!$C$9:$D$15,2,FALSE)+VLOOKUP(R702,Start!$C$23:$D$29,2,FALSE)","v":38},{"$f":"(Y702/T702)+Start!$D$19*(VLOOKUP(R702,Start!$M$33:$N$39,2,FALSE)/T702)+VLOOKUP(S702,Start!$C$33:$D$40,2,FALSE)","v":179.06978260869565}]
[null,null,"Yes","SEE918791805134","BNA1397c","INEOS Manufacturing Deutschland","Turbine 23",50769,"Köln","Alte Str. 201","Nordrhein-Westfalen","1963-10-30","andere Gase","Sonstige hergestellte Gase","Other (nicht erneuerbar)","Ja","Gegendruckmaschine ohne Entnahme","Other","Other",0.27600000000000002,"Assumption based on DIW (2014)",17.899999999999999,15.5,{"$f":"(1-VLOOKUP(S703,Start!$H$33:$I$40,2,FALSE)/100)*W703","v":13.174999999999999},{"$f":"VLOOKUP(R703,Start!$C$9:$D$15,2,FALSE)+VLOOKUP(R703,Start!$C$23:$D$29,2,FALSE)","v":38},{"$f":"(Y703/T703)+Start!$D$19*(VLOOKUP(R703,Start!$M$33:$N$39,2,FALSE)/T703)+VLOOKUP(S703,Start!$C$33:$D$40,2,FALSE)","v":179.06978260869565}]
[null,null,"Yes","SEE929865645150","BNA1397d","INEOS Manufacturing Deutschland","Turbine 24",50769,"Köln","Alte Str. 201","Nordrhein-Westfalen","1966-06-15","andere Gase","Sonstige hergestellte Gase","Other (nicht erneuerbar)","Nein","Kondensationsmaschine ohne Entnahme","Other","Other",0.27600000000000002,"Assumption based on DIW (2014)",10.4,10.4,{"$f":"(1-VLOOKUP(S704,Start!$H$33:$I$40,2,FALSE)/100)*W704","v":8.84},{"$f":"VLOOKUP(R704,Start!$C$9:$D$15,2,FALSE)+VLOOKUP(R704,Start!$C$23:$D$29,2,FALSE)","v":38},{"$f":"(Y704/T704)+Start!$D$19*(VLOOKUP(R704,Start!$M$33:$N$39,2,FALSE)/T704)+VLOOKUP(S704,Start!$C$33:$D$40,2,FALSE)","v":179.06978260869565}]
[null,null,"Yes","SEE988668060393","BNA1397e","INEOS Manufacturing Deutschland","Turbine 31",50769,"Köln","Alte Str. 201","Nordrhein-Westfalen","1967-03-21","andere Gase","Sonstige hergestellte Gase","Other (nicht erneuerbar)","Ja","Gegendruckmaschine mit Entnahme","Other","Other",0.27600000000000002,"Assumption based on DIW (2014)",33.6,33.6,{"$f":"(1-VLOOKUP(S705,Start!$H$33:$I$40,2,FALSE)/100)*W705","v":28.56},{"$f":"VLOOKUP(R705,Start!$C$9:$D$15,2,FALSE)+VLOOKUP(R705,Start!$C$23:$D$29,2,FALSE)","v":38},{"$f":"(Y705/T705)+Start!$D$19*(VLOOKUP(R705,Start!$M$33:$N$39,2,FALSE)/T705)+VLOOKUP(S705,Start!$C$33:$D$40,2,FALSE)","v":179.06978260869565}]
[null,null,"Yes","SEE907524301289","BNA1399","OQ Chemicals Produktion GmbH & Co.KG","T/G 15",46147,"Oberhausen","Otto-Roelen-Strasse 3","Nordrhein-Westfalen","1954-01-01","Wärme","Prozessdampf","Other (nicht erneuerbar)","Ja","Gegendruckmaschine mit Entnahme","Other","Other",0.33,"Assumption based on DIW (2014)",12,10,{"$f":"(1-VLOOKUP(S706,Start!$H$33:$I$40,2,FALSE)/100)*W706","v":8.5},{"$f":"VLOOKUP(R706,Start!$C$9:$D$15,2,FALSE)+VLOOKUP(R706,Start!$C$23:$D$29,2,FALSE)","v":38},{"$f":"(Y706/T706)+Start!$D$19*(VLOOKUP(R706,Start!$M$33:$N$39,2,FALSE)/T706)+VLOOKUP(S706,Start!$C$33:$D$40,2,FALSE)","v":149.9310909090909}]
[null,null,"Yes","SEE921785427038","BNA1399","OQ Chemicals Produktion GmbH & Co.KG","T/G 6",46147,"Oberhausen","Otto-Roelen-Strasse 3","Nordrhein-Westfalen","1951-01-01","Wärme","Prozessdampf","Other (nicht erneuerbar)","Nein","Kondensationsmaschine ohne Entnahme","Other","Other",0.33,"Assumption based on DIW (2014)",25,12,{"$f":"(1-VLOOKUP(S707,Start!$H$33:$I$40,2,FALSE)/100)*W707","v":10.199999999999999},{"$f":"VLOOKUP(R707,Start!$C$9:$D$15,2,FALSE)+VLOOKUP(R707,Start!$C$23:$D$29,2,FALSE)","v":38},{"$f":"(Y707/T707)+Start!$D$19*(VLOOKUP(R707,Start!$M$33:$N$39,2,FALSE)/T707)+VLOOKUP(S707,Start!$C$33:$D$40,2,FALSE)","v":149.9310909090909}]
[null,null,"Yes","SEE970305352633","BNA1400a","Südzucker AG","Dampfturbine III Südzucker Zeitz",6712,"Zeitz","Albrechtstraße 54","Sachsen-Anhalt","1993-08-01","Wärme","Prozessdampf","Lignite","Ja","Gegendruckmaschine mit Entnahme","Lignite","Lignite",0.38319999999999999,"OPSD (2020)",19.399999999999999,16.899999999999999,{"$f":"(1-VLOOKUP(S708,Start!$H$33:$I$40,2,FALSE)/100)*W708","v":14.702999999999999},{"$f":"VLOOKUP(R708,Start!$C$9:$D$15,2,FALSE)+VLOOKUP(R708,Start!$C$23:$D$29,2,FALSE)","v":3.1},{"$f":"(Y708/T708)+Start!$D$19*(VLOOKUP(R708,Start!$M$33:$N$39,2,FALSE)/T708)+VLOOKUP(S708,Start!$C$33:$D$40,2,FALSE)","v":64.707202505219215}]
[null,null,"Yes","SEE972612434835","BNA1400b","Südzucker AG","Dampfturbine V Südzucker Zeitz",6712,"Zeitz","Albrechtstraße 54","Sachsen-Anhalt","2016-09-01","Wärme","Prozessdampf","Gas","Ja","Gegendruckmaschine ohne Entnahme","Gas","CCGT",0.37730000000000002,"OPSD (2020)",7.25,7.25,{"$f":"(1-VLOOKUP(S709,Start!$H$33:$I$40,2,FALSE)/100)*W709","v":6.3075000000000001},{"$f":"VLOOKUP(R709,Start!$C$9:$D$15,2,FALSE)+VLOOKUP(R709,Start!$C$23:$D$29,2,FALSE)","v":54.56},{"$f":"(Y709/T709)+Start!$D$19*(VLOOKUP(R709,Start!$M$33:$N$39,2,FALSE)/T709)+VLOOKUP(S709,Start!$C$33:$D$40,2,FALSE)","v":173.8564537503313}]
[null,null,"Yes","SEE925599434282","BNA1401a","RWE Power AG","Neurath F",41517,"Grevenbroich","Energiestraße 101","Nordrhein-Westfalen","2012-08-03","Braunkohle","Rohbraunkohlen","Lignite","Nein","Kondensationsmaschine mit Entnahme","Lignite","Lignite",0.43,"OPSD (2020)",1110,1060,{"$f":"(1-VLOOKUP(S710,Start!$H$33:$I$40,2,FALSE)/100)*W710","v":922.2},{"$f":"VLOOKUP(R710,Start!$C$9:$D$15,2,FALSE)+VLOOKUP(R710,Start!$C$23:$D$29,2,FALSE)","v":3.1},{"$f":"(Y710/T710)+Start!$D$19*(VLOOKUP(R710,Start!$M$33:$N$39,2,FALSE)/T710)+VLOOKUP(S710,Start!$C$33:$D$40,2,FALSE)","v":57.849674418604664}]
[null,null,"Yes","SEE993592183001","BNA1401b","RWE Power AG","Neurath G",41517,"Grevenbroich","Energiestraße 101","Nordrhein-Westfalen","2012-07-08","Braunkohle","Rohbraunkohlen","Lignite","Nein","Kondensationsmaschine mit Entnahme","Lignite","Lignite",0.43,"OPSD (2020)",1110,1060,{"$f":"(1-VLOOKUP(S711,Start!$H$33:$I$40,2,FALSE)/100)*W711","v":922.2},{"$f":"VLOOKUP(R711,Start!$C$9:$D$15,2,FALSE)+VLOOKUP(R711,Start!$C$23:$D$29,2,FALSE)","v":3.1},{"$f":"(Y711/T711)+Start!$D$19*(VLOOKUP(R711,Start!$M$33:$N$39,2,FALSE)/T711)+VLOOKUP(S711,Start!$C$33:$D$40,2,FALSE)","v":57.849674418604664}]
[null,null,"Yes","SEE932657881513","BNA1402","Delkeskamp Verpackungswerke GmbH","KWK-Anlage Gasturbine 1",49638,"Nortrup","Hauptstraße 15","Niedersachsen","1996-01-24","Erdgas","Erdgas, Erdölgas","Gas","Ja","Gasturbinen mit Abhitzekessel","Gas","CCGT",0.38059999999999999,"OPSD (2020)",4.96,4.96,{"$f":"(1-VLOOKUP(S712,Start!$H$33:$I$40,2,FALSE)/100)*W712","v":4.3151999999999999},{"$f":"VLOOKUP(R712,Start!$C$9:$D$15,2,FALSE)+VLOOKUP(R712,Start!$C$23:$D$29,2,FALSE)","v":54.56},{"$f":"(Y712/T712)+Start!$D$19*(VLOOKUP(R712,Start!$M$33:$N$39,2,FALSE)/T712)+VLOOKUP(S712,Start!$C$33:$D$40,2,FALSE)","v":172.36203363110877}]
[null,null,"Yes","SEE926292106278","BNA1402","Delkeskamp Verpackungswerke GmbH","KWK-Anlage Gasturbine 2",49638,"Nortrup","Hauptstraße 15","Niedersachsen","1997-09-30","Erdgas","Erdgas, Erdölgas","Gas","Ja","Gasturbinen mit Abhitzekessel","Gas","CCGT",0.38059999999999999,"OPSD (2020)",4.4800000000000004,4.4800000000000004,{"$f":"(1-VLOOKUP(S713,Start!$H$33:$I$40,2,FALSE)/100)*W713","v":3.8976000000000002},{"$f":"VLOOKUP(R713,Start!$C$9:$D$15,2,FALSE)+VLOOKUP(R713,Start!$C$23:$D$29,2,FALSE)","v":54.56},{"$f":"(Y713/T713)+Start!$D$19*(VLOOKUP(R713,Start!$M$33:$N$39,2,FALSE)/T713)+VLOOKUP(S713,Start!$C$33:$D$40,2,FALSE)","v":172.36203363110877}]
[null,null,"Yes","SEE991807535867","BNA1402","Delkeskamp Verpackungswerke GmbH","KWK-Anlage Gasturbine 3",49638,"Nortrup","Hauptstraße 15","Niedersachsen","2000-10-05","Erdgas","Erdgas, Erdölgas","Gas","Ja","Gasturbinen mit Abhitzekessel","Gas","CCGT",0.38059999999999999,"OPSD (2020)",5,5,{"$f":"(1-VLOOKUP(S714,Start!$H$33:$I$40,2,FALSE)/100)*W714","v":4.3499999999999996},{"$f":"VLOOKUP(R714,Start!$C$9:$D$15,2,FALSE)+VLOOKUP(R714,Start!$C$23:$D$29,2,FALSE)","v":54.56},{"$f":"(Y714/T714)+Start!$D$19*(VLOOKUP(R714,Start!$M$33:$N$39,2,FALSE)/T714)+VLOOKUP(S714,Start!$C$33:$D$40,2,FALSE)","v":172.36203363110877}]
[null,null,"Yes","SEE992623649677","BNA1402","Delkeskamp Verpackungswerke GmbH","KWK-Anlage Gasturbine 4",49638,"Nortrup","Hauptstraße 15","Niedersachsen","2009-03-05","Erdgas","Erdgas, Erdölgas","Gas","Ja","Gasturbinen mit Abhitzekessel","Gas","CCGT",0.38059999999999999,"OPSD (2020)",4.3600000000000003,4.3600000000000003,{"$f":"(1-VLOOKUP(S715,Start!$H$33:$I$40,2,FALSE)/100)*W715","v":3.7932000000000001},{"$f":"VLOOKUP(R715,Start!$C$9:$D$15,2,FALSE)+VLOOKUP(R715,Start!$C$23:$D$29,2,FALSE)","v":54.56},{"$f":"(Y715/T715)+Start!$D$19*(VLOOKUP(R715,Start!$M$33:$N$39,2,FALSE)/T715)+VLOOKUP(S715,Start!$C$33:$D$40,2,FALSE)","v":172.36203363110877}]
[null,null,"Yes","SEE918407219966","BNA1403","Neptune Energy Deutschland GmbH","GuD Steinitz - HKW 1",29410,"Salzwedel","Bobbenmärsche 11","Sachsen-Anhalt","1994-07-01","Erdgas","Erdgas, Erdölgas","Gas","Ja","Gasturbinen mit nachgeschalteter Dampfturbine","Gas","CCGT",0.38390000000000002,"OPSD (2020)",11.6,4.3499999999999996,{"$f":"(1-VLOOKUP(S716,Start!$H$33:$I$40,2,FALSE)/100)*W716","v":3.7844999999999995},{"$f":"VLOOKUP(R716,Start!$C$9:$D$15,2,FALSE)+VLOOKUP(R716,Start!$C$23:$D$29,2,FALSE)","v":54.56},{"$f":"(Y716/T716)+Start!$D$19*(VLOOKUP(R716,Start!$M$33:$N$39,2,FALSE)/T716)+VLOOKUP(S716,Start!$C$33:$D$40,2,FALSE)","v":170.89330554831986}]
[null,null,"Yes","SEE970401548961","BNA1403","Neptune Energy Deutschland GmbH","GuD Steinitz - HKW 2",29410,"Salzwedel","Bobbenmärsche 11","Sachsen-Anhalt","1994-07-01","Erdgas","Erdgas, Erdölgas","Gas","Ja","Gasturbinen mit nachgeschalteter Dampfturbine","Gas","CCGT",0.38390000000000002,"OPSD (2020)",11.6,11.6,{"$f":"(1-VLOOKUP(S717,Start!$H$33:$I$40,2,FALSE)/100)*W717","v":10.092000000000001},{"$f":"VLOOKUP(R717,Start!$C$9:$D$15,2,FALSE)+VLOOKUP(R717,Start!$C$23:$D$29,2,FALSE)","v":54.56},{"$f":"(Y717/T717)+Start!$D$19*(VLOOKUP(R717,Start!$M$33:$N$39,2,FALSE)/T717)+VLOOKUP(S717,Start!$C$33:$D$40,2,FALSE)","v":170.89330554831986}]
[null,null,"Yes","SEE968582186379","BNA1404","Lausitz Energie Kraftwerke AG","Boxberg Block R",2943,"Boxberg","Am Kraftwerk 1","Sachsen","2012-11-06","Braunkohle","Rohbraunkohlen","Lignite","Nein","Kondensationsmaschine mit Entnahme","Lignite","Lignite",0.437,"OPSD (2020)",666,630,{"$f":"(1-VLOOKUP(S718,Start!$H$33:$I$40,2,FALSE)/100)*W718","v":548.1},{"$f":"VLOOKUP(R718,Start!$C$9:$D$15,2,FALSE)+VLOOKUP(R718,Start!$C$23:$D$29,2,FALSE)","v":3.1},{"$f":"(Y718/T718)+Start!$D$19*(VLOOKUP(R718,Start!$M$33:$N$39,2,FALSE)/T718)+VLOOKUP(S718,Start!$C$33:$D$40,2,FALSE)","v":56.950251716247145}]
[null,null,"Yes","SEE985331675700","BNA1405a","Fernwärme Ulm GmbH","HKW Magirusstraße",89077,"Ulm","Magirusstraße 21","Baden-Württemberg","1992-11-09","Erdgas","Erdgas, Erdölgas","Gas","Ja","Gegendruckmaschine mit Entnahme","Gas","CCGT",0.40500000000000003,"OPSD (2020)",15.6,12.6,{"$f":"(1-VLOOKUP(S719,Start!$H$33:$I$40,2,FALSE)/100)*W719","v":10.962},{"$f":"VLOOKUP(R719,Start!$C$9:$D$15,2,FALSE)+VLOOKUP(R719,Start!$C$23:$D$29,2,FALSE)","v":54.56},{"$f":"(Y719/T719)+Start!$D$19*(VLOOKUP(R719,Start!$M$33:$N$39,2,FALSE)/T719)+VLOOKUP(S719,Start!$C$33:$D$40,2,FALSE)","v":162.06812345679012}]
[null,null,"Yes","SEE910951087138","BNA1406","MM Neuss","MM Neuss GmbH GT1",41460,"Neuss","Düsseldorfer Straße 182","Nordrhein-Westfalen","1992-07-01","Erdgas","Erdgas, Erdölgas","Gas","Ja","Gasturbinen mit Abhitzekessel","Gas","CCGT",0.37619999999999998,"OPSD (2020)",6.2,4.8,{"$f":"(1-VLOOKUP(S720,Start!$H$33:$I$40,2,FALSE)/100)*W720","v":4.1760000000000002},{"$f":"VLOOKUP(R720,Start!$C$9:$D$15,2,FALSE)+VLOOKUP(R720,Start!$C$23:$D$29,2,FALSE)","v":54.56},{"$f":"(Y720/T720)+Start!$D$19*(VLOOKUP(R720,Start!$M$33:$N$39,2,FALSE)/T720)+VLOOKUP(S720,Start!$C$33:$D$40,2,FALSE)","v":174.36041998936736}]
[null,null,"Yes","SEE957488519732","BNA1406","MM Neuss","MM Neuss GmbH DT",41460,"Neuss","Düsseldorfer Straße 182","Nordrhein-Westfalen","1971-01-01","Erdgas","Erdgas, Erdölgas","Gas","Ja","Gegendruckmaschine ohne Entnahme","Gas","CCGT",0.37619999999999998,"OPSD (2020)",10.5,9.5,{"$f":"(1-VLOOKUP(S721,Start!$H$33:$I$40,2,FALSE)/100)*W721","v":8.2650000000000006},{"$f":"VLOOKUP(R721,Start!$C$9:$D$15,2,FALSE)+VLOOKUP(R721,Start!$C$23:$D$29,2,FALSE)","v":54.56},{"$f":"(Y721/T721)+Start!$D$19*(VLOOKUP(R721,Start!$M$33:$N$39,2,FALSE)/T721)+VLOOKUP(S721,Start!$C$33:$D$40,2,FALSE)","v":174.36041998936736}]
[null,null,"Yes","SEE936873341158","BNA1407","Schoeller Technocell GmbH & Co.KG","Schoeller Technocell GmbH & Co.KG Weißenborn GT1",9600,"Weißenborn","Fabrikstraße 1","Sachsen","1976-01-01","Erdgas","Erdgas, Erdölgas","Gas","Ja","Gasturbinen mit Abhitzekessel","Gas","CCGT",0.38169999999999998,"OPSD (2020)",4.4290000000000003,4.3,{"$f":"(1-VLOOKUP(S722,Start!$H$33:$I$40,2,FALSE)/100)*W722","v":3.7409999999999997},{"$f":"VLOOKUP(R722,Start!$C$9:$D$15,2,FALSE)+VLOOKUP(R722,Start!$C$23:$D$29,2,FALSE)","v":54.56},{"$f":"(Y722/T722)+Start!$D$19*(VLOOKUP(R722,Start!$M$33:$N$39,2,FALSE)/T722)+VLOOKUP(S722,Start!$C$33:$D$40,2,FALSE)","v":171.86963583966468}]
[null,null,"Yes","SEE934554511586","BNA1407","Schoeller Technocell GmbH & Co.KG","Schoeller Technocell GmbH & Co.KG Weißenborn GT2",9600,"Weißenborn","Fabrikstraße 1","Sachsen","1976-01-01","Erdgas","Erdgas, Erdölgas","Gas","Ja","Gasturbinen mit Abhitzekessel","Gas","CCGT",0.38169999999999998,"OPSD (2020)",5.0830000000000002,2.85,{"$f":"(1-VLOOKUP(S723,Start!$H$33:$I$40,2,FALSE)/100)*W723","v":2.4795000000000003},{"$f":"VLOOKUP(R723,Start!$C$9:$D$15,2,FALSE)+VLOOKUP(R723,Start!$C$23:$D$29,2,FALSE)","v":54.56},{"$f":"(Y723/T723)+Start!$D$19*(VLOOKUP(R723,Start!$M$33:$N$39,2,FALSE)/T723)+VLOOKUP(S723,Start!$C$33:$D$40,2,FALSE)","v":171.86963583966468}]
[null,null,"Yes","SEE958711841521","BNA1407","Schoeller Technocell GmbH & Co.KG","Schoeller Technocell GmbH & Co.KG Weißenborn GT3",9600,"Weißenborn","Fabrikstraße 1","Sachsen","1996-01-01","Erdgas","Erdgas, Erdölgas","Gas","Ja","Gasturbinen mit Abhitzekessel","Gas","CCGT",0.38169999999999998,"OPSD (2020)",5.2,2.85,{"$f":"(1-VLOOKUP(S724,Start!$H$33:$I$40,2,FALSE)/100)*W724","v":2.4795000000000003},{"$f":"VLOOKUP(R724,Start!$C$9:$D$15,2,FALSE)+VLOOKUP(R724,Start!$C$23:$D$29,2,FALSE)","v":54.56},{"$f":"(Y724/T724)+Start!$D$19*(VLOOKUP(R724,Start!$M$33:$N$39,2,FALSE)/T724)+VLOOKUP(S724,Start!$C$33:$D$40,2,FALSE)","v":171.86963583966468}]
[null,null,"Yes","SEE952340290002","BNA1407","Schoeller Technocell GmbH & Co.KG","Schoeller Technocell GmbH & Co.KG Weißenborn DT",9600,"Weißenborn","Fabrikstraße 1","Sachsen","1976-01-01","Wärme","Prozessdampf","Gas","Ja","Gegendruckmaschine mit Entnahme","Gas","CCGT",0.38169999999999998,"OPSD (2020)",3.343,3.343,{"$f":"(1-VLOOKUP(S725,Start!$H$33:$I$40,2,FALSE)/100)*W725","v":2.9084099999999999},{"$f":"VLOOKUP(R725,Start!$C$9:$D$15,2,FALSE)+VLOOKUP(R725,Start!$C$23:$D$29,2,FALSE)","v":54.56},{"$f":"(Y725/T725)+Start!$D$19*(VLOOKUP(R725,Start!$M$33:$N$39,2,FALSE)/T725)+VLOOKUP(S725,Start!$C$33:$D$40,2,FALSE)","v":171.86963583966468}]
[null,null,"Yes","SEE913556136355","BNA1408","Evonik Operations GmbH","Rheinfelden Dampfturbine",79618,"Rheinfelden","Untere Kanalstraße 3","Baden-Württemberg","2006-01-01","Erdgas","Erdgas, Erdölgas","Gas","Ja","Gegendruckmaschine mit Entnahme","Gas","CCGT",0.3619,"OPSD (2020)",6.43,6.43,{"$f":"(1-VLOOKUP(S726,Start!$H$33:$I$40,2,FALSE)/100)*W726","v":5.5941000000000001},{"$f":"VLOOKUP(R726,Start!$C$9:$D$15,2,FALSE)+VLOOKUP(R726,Start!$C$23:$D$29,2,FALSE)","v":54.56},{"$f":"(Y726/T726)+Start!$D$19*(VLOOKUP(R726,Start!$M$33:$N$39,2,FALSE)/T726)+VLOOKUP(S726,Start!$C$33:$D$40,2,FALSE)","v":181.19077093119645}]
[null,null,"Yes","SEE929198153032","BNA1408","Evonik Operations GmbH","Rheinfelden Gasturbine",79618,"Rheinfelden","Untere Kanalstraße 3","Baden-Württemberg","1979-08-13","Erdgas","Erdgas, Erdölgas","Gas","Ja","Gasturbinen mit nachgeschalteter Dampfturbine","Gas","CCGT",0.3619,"OPSD (2020)",9.8000000000000007,9.25,{"$f":"(1-VLOOKUP(S727,Start!$H$33:$I$40,2,FALSE)/100)*W727","v":8.0474999999999994},{"$f":"VLOOKUP(R727,Start!$C$9:$D$15,2,FALSE)+VLOOKUP(R727,Start!$C$23:$D$29,2,FALSE)","v":54.56},{"$f":"(Y727/T727)+Start!$D$19*(VLOOKUP(R727,Start!$M$33:$N$39,2,FALSE)/T727)+VLOOKUP(S727,Start!$C$33:$D$40,2,FALSE)","v":181.19077093119645}]
[null,null,"Yes","SEE917497526305","BNA1437","Aluminium Oxid Stade GmbH","KWK GT1",21683,"Stade","Johann-Rathje-Köser-Str. ","Niedersachsen","2012-05-01","Erdgas","Erdgas, Erdölgas","Gas","Ja","Gasturbinen mit Abhitzekessel","Gas","CCGT",0.41120000000000001,"OPSD (2020)",15.36,15.36,{"$f":"(1-VLOOKUP(S728,Start!$H$33:$I$40,2,FALSE)/100)*W728","v":13.363199999999999},{"$f":"VLOOKUP(R728,Start!$C$9:$D$15,2,FALSE)+VLOOKUP(R728,Start!$C$23:$D$29,2,FALSE)","v":54.56},{"$f":"(Y728/T728)+Start!$D$19*(VLOOKUP(R728,Start!$M$33:$N$39,2,FALSE)/T728)+VLOOKUP(S728,Start!$C$33:$D$40,2,FALSE)","v":159.6471060311284}]
[null,null,"Yes","SEE989834346082","BNA1437","Aluminium Oxid Stade GmbH","KWK GT2",21683,"Stade","Johann-Rathje-Köser Straße  -","Niedersachsen","2012-05-01","Erdgas","Erdgas, Erdölgas","Gas","Ja","Gasturbinen mit Abhitzekessel","Gas","CCGT",0.41120000000000001,"OPSD (2020)",15.36,15.36,{"$f":"(1-VLOOKUP(S729,Start!$H$33:$I$40,2,FALSE)/100)*W729","v":13.363199999999999},{"$f":"VLOOKUP(R729,Start!$C$9:$D$15,2,FALSE)+VLOOKUP(R729,Start!$C$23:$D$29,2,FALSE)","v":54.56},{"$f":"(Y729/T729)+Start!$D$19*(VLOOKUP(R729,Start!$M$33:$N$39,2,FALSE)/T729)+VLOOKUP(S729,Start!$C$33:$D$40,2,FALSE)","v":159.6471060311284}]
[null,null,"Yes","SEE956884287917","BNA1447a","Röhm GmbH","Generator 2",67547,"Worms","Im Pfaffenwinkel 6","Rheinland-Pfalz","1990-11-20","Erdgas","Erdgas, Erdölgas","Gas","Ja","Gegendruckmaschine mit Entnahme","Gas","CCGT",0.33,"own Assumption",12.3,11.9,{"$f":"(1-VLOOKUP(S730,Start!$H$33:$I$40,2,FALSE)/100)*W730","v":10.353},{"$f":"VLOOKUP(R730,Start!$C$9:$D$15,2,FALSE)+VLOOKUP(R730,Start!$C$23:$D$29,2,FALSE)","v":54.56},{"$f":"(Y730/T730)+Start!$D$19*(VLOOKUP(R730,Start!$M$33:$N$39,2,FALSE)/T730)+VLOOKUP(S730,Start!$C$33:$D$40,2,FALSE)","v":198.56087878787881}]
[null,null,"Yes","SEE904364883227","BNA1447b","Röhm GmbH","KonTu",67547,"Worms","Im Pfaffenwinkel 6","Rheinland-Pfalz","2012-03-12","Erdgas","Erdgas, Erdölgas","Gas","Nein","Kondensationsmaschine ohne Entnahme","Gas","CCGT",0.33,"own Assumption",7.1,6.9,{"$f":"(1-VLOOKUP(S731,Start!$H$33:$I$40,2,FALSE)/100)*W731","v":6.0030000000000001},{"$f":"VLOOKUP(R731,Start!$C$9:$D$15,2,FALSE)+VLOOKUP(R731,Start!$C$23:$D$29,2,FALSE)","v":54.56},{"$f":"(Y731/T731)+Start!$D$19*(VLOOKUP(R731,Start!$M$33:$N$39,2,FALSE)/T731)+VLOOKUP(S731,Start!$C$33:$D$40,2,FALSE)","v":198.56087878787881}]
[null,null,"Yes","SEE957509710094","BNA1448","EEW Energy from Waste Saarbrücken GmbH  AHKW-Neunkirchen","AHKW-Neunkirchen",66538,"Neunkirchen","Am Blücherflöz 12","Saarland","1977-06-02","nicht biogener Abfall","nicht biogener Abfall (Hausmüll, Siedlungsabfälle)","Waste","Ja","Gegendruckmaschine mit Entnahme","Waste","Waste",0.33,"OPSD (2020)",14,11.6,{"$f":"(1-VLOOKUP(S732,Start!$H$33:$I$40,2,FALSE)/100)*W732","v":9.86},{"$f":"VLOOKUP(R732,Start!$C$9:$D$15,2,FALSE)+VLOOKUP(R732,Start!$C$23:$D$29,2,FALSE)","v":0},{"$f":"(Y732/T732)+Start!$D$19*(VLOOKUP(R732,Start!$M$33:$N$39,2,FALSE)/T732)+VLOOKUP(S732,Start!$C$33:$D$40,2,FALSE)","v":1}]
[null,null,"Yes","SEE990065849372","BNA1449a","Zweckverband Abfallwirtschaft Raum Würzburg","TS I",97076,"Würzburg","Gattingerstraße 31","Bayern","1984-06-04","nicht biogener Abfall","nicht biogener Abfall (Hausmüll, Siedlungsabfälle)","Waste","Ja","Kondensationsmaschine mit Entnahme","Waste","Waste",0.33,"OPSD (2020)",11.5,8.6999999999999993,{"$f":"(1-VLOOKUP(S733,Start!$H$33:$I$40,2,FALSE)/100)*W733","v":7.3949999999999996},{"$f":"VLOOKUP(R733,Start!$C$9:$D$15,2,FALSE)+VLOOKUP(R733,Start!$C$23:$D$29,2,FALSE)","v":0},{"$f":"(Y733/T733)+Start!$D$19*(VLOOKUP(R733,Start!$M$33:$N$39,2,FALSE)/T733)+VLOOKUP(S733,Start!$C$33:$D$40,2,FALSE)","v":1}]
[null,null,"Yes","SEE971796321603","BNA1449b","Zweckverband Abfallwirtschaft Raum Würzburg","TS II",97076,"Würzburg","Gattingerstraße 31","Bayern","1998-11-09","nicht biogener Abfall","nicht biogener Abfall (Hausmüll, Siedlungsabfälle)","Waste","Ja","Kondensationsmaschine mit Entnahme","Waste","Waste",0.33,"OPSD (2020)",16,12,{"$f":"(1-VLOOKUP(S734,Start!$H$33:$I$40,2,FALSE)/100)*W734","v":10.199999999999999},{"$f":"VLOOKUP(R734,Start!$C$9:$D$15,2,FALSE)+VLOOKUP(R734,Start!$C$23:$D$29,2,FALSE)","v":0},{"$f":"(Y734/T734)+Start!$D$19*(VLOOKUP(R734,Start!$M$33:$N$39,2,FALSE)/T734)+VLOOKUP(S734,Start!$C$33:$D$40,2,FALSE)","v":1}]
[null,null,"Yes","SEE923412553844","BNA1450","DREWSEN Spezialpapiere GmbH & Co. KG","GuD Anlage DREWSEN Spezialpapiere (Dampfturbine)",29331,"Lachendorf","Georg-Drewsen-Weg 2","Niedersachsen","2000-08-22","Erdgas","Erdgas, Erdölgas","Gas","Ja","Gasturbinen mit nachgeschalteter Dampfturbine","Gas","CCGT",0.54,"OPSD (2020)",8,8,{"$f":"(1-VLOOKUP(S735,Start!$H$33:$I$40,2,FALSE)/100)*W735","v":6.96},{"$f":"VLOOKUP(R735,Start!$C$9:$D$15,2,FALSE)+VLOOKUP(R735,Start!$C$23:$D$29,2,FALSE)","v":54.56},{"$f":"(Y735/T735)+Start!$D$19*(VLOOKUP(R735,Start!$M$33:$N$39,2,FALSE)/T735)+VLOOKUP(S735,Start!$C$33:$D$40,2,FALSE)","v":121.9260925925926}]
[null,null,"Yes","SEE957201039868","BNA1450","DREWSEN Spezialpapiere GmbH & Co. KG","GuD Anlage DREWSEN Spezialpapiere (Gasturbine)",29331,"Lachendorf","Georg-Drewsen-Weg 2","Niedersachsen","2000-08-22","Erdgas","Erdgas, Erdölgas","Gas","Ja","Gasturbinen mit nachgeschalteter Dampfturbine","Gas","CCGT",0.54,"OPSD (2020)",8,8,{"$f":"(1-VLOOKUP(S736,Start!$H$33:$I$40,2,FALSE)/100)*W736","v":6.96},{"$f":"VLOOKUP(R736,Start!$C$9:$D$15,2,FALSE)+VLOOKUP(R736,Start!$C$23:$D$29,2,FALSE)","v":54.56},{"$f":"(Y736/T736)+Start!$D$19*(VLOOKUP(R736,Start!$M$33:$N$39,2,FALSE)/T736)+VLOOKUP(S736,Start!$C$33:$D$40,2,FALSE)","v":121.9260925925926}]
[null,null,"Yes","SEE900341307519","BNA1451","Venator Germany GmbH","HKW Venator Germany",47198,"Duisburg","Dr.-Rudolf-Sachtleben-Str. 4","Nordrhein-Westfalen","1960-05-20","Braunkohle","Wirbelschichtkohle","Lignite","Ja","Gegendruckmaschine mit Entnahme","Lignite","Lignite",0.31359999999999999,"OPSD (2020)",31.53,28.376999999999999,{"$f":"(1-VLOOKUP(S737,Start!$H$33:$I$40,2,FALSE)/100)*W737","v":24.687989999999999},{"$f":"VLOOKUP(R737,Start!$C$9:$D$15,2,FALSE)+VLOOKUP(R737,Start!$C$23:$D$29,2,FALSE)","v":3.1},{"$f":"(Y737/T737)+Start!$D$19*(VLOOKUP(R737,Start!$M$33:$N$39,2,FALSE)/T737)+VLOOKUP(S737,Start!$C$33:$D$40,2,FALSE)","v":78.690943877551035}]
[null,null,"Yes","SEE921449009914","BNA1461","CropEnergies Bioethanol GmbH","Dampfturbine IV CropEnergies Zeitz",6712,"Zeitz","Albrechtstraße 54","Sachsen-Anhalt","2005-01-01","Wärme","Prozessdampf","Lignite","Ja","Gegendruckmaschine ohne Entnahme","Lignite","Lignite",0.4,"Assumption based on DIW (2014)",20.273,17.773,{"$f":"(1-VLOOKUP(S738,Start!$H$33:$I$40,2,FALSE)/100)*W738","v":15.46251},{"$f":"VLOOKUP(R738,Start!$C$9:$D$15,2,FALSE)+VLOOKUP(R738,Start!$C$23:$D$29,2,FALSE)","v":3.1},{"$f":"(Y738/T738)+Start!$D$19*(VLOOKUP(R738,Start!$M$33:$N$39,2,FALSE)/T738)+VLOOKUP(S738,Start!$C$33:$D$40,2,FALSE)","v":62.060900000000004}]
[null,null,"Yes","SEE967243760361","BNA1463","Smurfit Kappa Herzberg Solid Board GmbH","Dampfturbine 3",37412,"Herzberg","Andreasberger Straße 1","Niedersachsen","1983-01-01","Erdgas","Erdgas, Erdölgas","Gas","Ja","Kondensationsmaschine mit Entnahme","Gas","CCGT",0.4,"Assumption based on DIW (2014)",14.4,13.49,{"$f":"(1-VLOOKUP(S739,Start!$H$33:$I$40,2,FALSE)/100)*W739","v":11.7363},{"$f":"VLOOKUP(R739,Start!$C$9:$D$15,2,FALSE)+VLOOKUP(R739,Start!$C$23:$D$29,2,FALSE)","v":54.56},{"$f":"(Y739/T739)+Start!$D$19*(VLOOKUP(R739,Start!$M$33:$N$39,2,FALSE)/T739)+VLOOKUP(S739,Start!$C$33:$D$40,2,FALSE)","v":164.07522499999999}]
[null,null,"Yes","SEE943297204990","BNA1464","ZF Friedrichshafen AG","ZF-SBR-GuD-Heizkraftwerk",66117,"Saarbrücken","Untertürkheimer Straße ","Saarland","2012-03-29","Erdgas","Erdgas, Erdölgas","Gas","Ja","Gasturbinen mit nachgeschalteter Dampfturbine","Gas","CCGT",0.3982,"OPSD (2020)",39.029199999999996,38.610199999999999,{"$f":"(1-VLOOKUP(S740,Start!$H$33:$I$40,2,FALSE)/100)*W740","v":33.590873999999999},{"$f":"VLOOKUP(R740,Start!$C$9:$D$15,2,FALSE)+VLOOKUP(R740,Start!$C$23:$D$29,2,FALSE)","v":54.56},{"$f":"(Y740/T740)+Start!$D$19*(VLOOKUP(R740,Start!$M$33:$N$39,2,FALSE)/T740)+VLOOKUP(S740,Start!$C$33:$D$40,2,FALSE)","v":164.81012054244098}]
[null,null,"Yes","SEE988841475051","BNA1465a","B+T Energie GmbH","HKW Witzenhausen",37213,"Witzenhausen","Kasseler Landstraße 23","Hessen","2009-06-24","nicht biogener Abfall","nicht biogener Abfall (Hausmüll, Siedlungsabfälle)","Waste","Ja","Kondensationsmaschine mit Entnahme","Waste","Waste",0.33,"own Assumption",32.799999999999997,28,{"$f":"(1-VLOOKUP(S741,Start!$H$33:$I$40,2,FALSE)/100)*W741","v":23.8},{"$f":"VLOOKUP(R741,Start!$C$9:$D$15,2,FALSE)+VLOOKUP(R741,Start!$C$23:$D$29,2,FALSE)","v":0},{"$f":"(Y741/T741)+Start!$D$19*(VLOOKUP(R741,Start!$M$33:$N$39,2,FALSE)/T741)+VLOOKUP(S741,Start!$C$33:$D$40,2,FALSE)","v":1}]
[null,null,"Yes","SEE990015251552","BNA1465d","DS Smith Paper Deutschland GmbH","ABR990388771138",37213,"Witzenhausen","Kasseler Landstraße 23","Hessen","1975-07-01","Erdgas","Erdgas, Erdölgas","Gas","Ja","Gegendruckmaschine ohne Entnahme","Gas","CCGT",0.33,"own Assumption",13.2,12.8,{"$f":"(1-VLOOKUP(S742,Start!$H$33:$I$40,2,FALSE)/100)*W742","v":11.136000000000001},{"$f":"VLOOKUP(R742,Start!$C$9:$D$15,2,FALSE)+VLOOKUP(R742,Start!$C$23:$D$29,2,FALSE)","v":54.56},{"$f":"(Y742/T742)+Start!$D$19*(VLOOKUP(R742,Start!$M$33:$N$39,2,FALSE)/T742)+VLOOKUP(S742,Start!$C$33:$D$40,2,FALSE)","v":198.56087878787881}]
[null,null,"Yes","SEE981220191160","BNA1467","Papierfabrik August Koehler SE","HKW Oberkirch",77704,"Oberkirch","Hauptstraße 2","Baden-Württemberg","1987-05-26","Steinkohle","Steinkohlen","Coal","Ja","Kondensationsmaschine mit Entnahme","Coal","Coal",0.375,"Assumption based on DIW (2014)",20,20,{"$f":"(1-VLOOKUP(S743,Start!$H$33:$I$40,2,FALSE)/100)*W743","v":16},{"$f":"VLOOKUP(R743,Start!$C$9:$D$15,2,FALSE)+VLOOKUP(R743,Start!$C$23:$D$29,2,FALSE)","v":15.81},{"$f":"(Y743/T743)+Start!$D$19*(VLOOKUP(R743,Start!$M$33:$N$39,2,FALSE)/T743)+VLOOKUP(S743,Start!$C$33:$D$40,2,FALSE)","v":90.27154666666668}]
[null,null,"Yes","SEE927630371594","BNA1486","ROMONTA GmbH","Grubenheizkraftwerk Amsdorf",6317,"Seegebiet Mansfelder Land","Chausseestraße 1","Sachsen-Anhalt","1979-07-01","Braunkohle","Staub- und Trockenkohle","Lignite","Ja","Gegendruckmaschine mit Entnahme","Lignite","Lignite",0.34960000000000002,"OPSD (2020)",54.8,45.89,{"$f":"(1-VLOOKUP(S744,Start!$H$33:$I$40,2,FALSE)/100)*W744","v":39.924300000000002},{"$f":"VLOOKUP(R744,Start!$C$9:$D$15,2,FALSE)+VLOOKUP(R744,Start!$C$23:$D$29,2,FALSE)","v":3.1},{"$f":"(Y744/T744)+Start!$D$19*(VLOOKUP(R744,Start!$M$33:$N$39,2,FALSE)/T744)+VLOOKUP(S744,Start!$C$33:$D$40,2,FALSE)","v":70.762814645308922}]
[null,null,"Yes","SEE959802115149","BNA1488","KG Deutsche Gasrusswerke GmbH u Co","DGW TG 10",44147,"Dortmund","Weidenstraße 70","Nordrhein-Westfalen","1983-12-01","Wärme","Prozessdampf","Other (nicht erneuerbar)","Ja","Gegendruckmaschine mit Entnahme","Other","Other",0.37,"Assumption based on DIW (2014)",9.1760000000000002,9.1760000000000002,{"$f":"(1-VLOOKUP(S745,Start!$H$33:$I$40,2,FALSE)/100)*W745","v":7.7995999999999999},{"$f":"VLOOKUP(R745,Start!$C$9:$D$15,2,FALSE)+VLOOKUP(R745,Start!$C$23:$D$29,2,FALSE)","v":38},{"$f":"(Y745/T745)+Start!$D$19*(VLOOKUP(R745,Start!$M$33:$N$39,2,FALSE)/T745)+VLOOKUP(S745,Start!$C$33:$D$40,2,FALSE)","v":133.83043243243245}]
[null,null,"Yes","SEE997020557907","BNA1488","KG Deutsche Gasrusswerke GmbH u Co","DGW TG 15",44147,"Dortmund","Weidenstraße 70","Nordrhein-Westfalen","1989-12-01","Wärme","Prozessdampf","Other (nicht erneuerbar)","Ja","Gegendruckmaschine mit Entnahme","Other","Other",0.37,"Assumption based on DIW (2014)",18.239999999999998,18.239999999999998,{"$f":"(1-VLOOKUP(S746,Start!$H$33:$I$40,2,FALSE)/100)*W746","v":15.503999999999998},{"$f":"VLOOKUP(R746,Start!$C$9:$D$15,2,FALSE)+VLOOKUP(R746,Start!$C$23:$D$29,2,FALSE)","v":38},{"$f":"(Y746/T746)+Start!$D$19*(VLOOKUP(R746,Start!$M$33:$N$39,2,FALSE)/T746)+VLOOKUP(S746,Start!$C$33:$D$40,2,FALSE)","v":133.83043243243245}]
[null,null,"Yes","SEE964073339897","BNA1489","Stadtwerke - Altmärkische Gas-, Wasser-und Elektrizitätswerke GmbH Stendal","Heizkraftwerk Stendal",39576,"Stendal","Schillerstraße ","Sachsen-Anhalt","2018-12-18","Erdgas","Erdgas, Erdölgas","Gas","Ja","Verbrennungsmotor","Gas","CCGT",0.37840000000000001,"OPSD (2020)",13.5,13.2,{"$f":"(1-VLOOKUP(S747,Start!$H$33:$I$40,2,FALSE)/100)*W747","v":11.484},{"$f":"VLOOKUP(R747,Start!$C$9:$D$15,2,FALSE)+VLOOKUP(R747,Start!$C$23:$D$29,2,FALSE)","v":54.56},{"$f":"(Y747/T747)+Start!$D$19*(VLOOKUP(R747,Start!$M$33:$N$39,2,FALSE)/T747)+VLOOKUP(S747,Start!$C$33:$D$40,2,FALSE)","v":173.35541754756872}]
[null,null,"Yes","SEE942777699660","BNA1490","EBS Kraftwerk GmbH","EBKW Knapsack",50354,"Hürth","Industriestraße 300","Nordrhein-Westfalen","2009-01-01","nicht biogener Abfall","nicht biogener Industrieabfall","Waste","Nein","Kondensationsmaschine ohne Entnahme","Waste","Waste",0.33,"OPSD (2020)",33.42,29.9,{"$f":"(1-VLOOKUP(S748,Start!$H$33:$I$40,2,FALSE)/100)*W748","v":25.414999999999999},{"$f":"VLOOKUP(R748,Start!$C$9:$D$15,2,FALSE)+VLOOKUP(R748,Start!$C$23:$D$29,2,FALSE)","v":0},{"$f":"(Y748/T748)+Start!$D$19*(VLOOKUP(R748,Start!$M$33:$N$39,2,FALSE)/T748)+VLOOKUP(S748,Start!$C$33:$D$40,2,FALSE)","v":1}]
[null,null,"Yes","SEE993957305321","BNA1492a","Papierfabrik Adolf Jass GmbH & Co. KG","G25",36039,"Fulda","Hermann-Muth-Straße 6","Hessen","1992-01-03","Erdgas","Erdgas, Erdölgas","Gas","Ja","Gegendruckmaschine mit Entnahme","Gas","CCGT",0.3982,"OPSD (2020)",14.5,13.52,{"$f":"(1-VLOOKUP(S749,Start!$H$33:$I$40,2,FALSE)/100)*W749","v":11.7624},{"$f":"VLOOKUP(R749,Start!$C$9:$D$15,2,FALSE)+VLOOKUP(R749,Start!$C$23:$D$29,2,FALSE)","v":54.56},{"$f":"(Y749/T749)+Start!$D$19*(VLOOKUP(R749,Start!$M$33:$N$39,2,FALSE)/T749)+VLOOKUP(S749,Start!$C$33:$D$40,2,FALSE)","v":164.81012054244098}]
[null,null,"Yes","SEE945436960576","BNA1492a","Papierfabrik Adolf Jass GmbH & Co. KG","GT1",36039,"Fulda","Hermann-Muth-Straße 6","Hessen","2012-09-01","Erdgas","Erdgas, Erdölgas","Gas","Ja","Gasturbinen mit Abhitzekessel","Gas","CCGT",0.3982,"OPSD (2020)",7.2,7.15,{"$f":"(1-VLOOKUP(S750,Start!$H$33:$I$40,2,FALSE)/100)*W750","v":6.2205000000000004},{"$f":"VLOOKUP(R750,Start!$C$9:$D$15,2,FALSE)+VLOOKUP(R750,Start!$C$23:$D$29,2,FALSE)","v":54.56},{"$f":"(Y750/T750)+Start!$D$19*(VLOOKUP(R750,Start!$M$33:$N$39,2,FALSE)/T750)+VLOOKUP(S750,Start!$C$33:$D$40,2,FALSE)","v":164.81012054244098}]
[null,null,"Yes","SEE932621971301","BNA1492a","Papierfabrik Adolf Jass GmbH & Co. KG","GT2",36039,"Fulda","Hermann-Muth-Straße 6","Hessen","2012-09-01","Erdgas","Erdgas, Erdölgas","Gas","Ja","Gasturbinen mit Abhitzekessel","Gas","CCGT",0.3982,"OPSD (2020)",7.2,7.15,{"$f":"(1-VLOOKUP(S751,Start!$H$33:$I$40,2,FALSE)/100)*W751","v":6.2205000000000004},{"$f":"VLOOKUP(R751,Start!$C$9:$D$15,2,FALSE)+VLOOKUP(R751,Start!$C$23:$D$29,2,FALSE)","v":54.56},{"$f":"(Y751/T751)+Start!$D$19*(VLOOKUP(R751,Start!$M$33:$N$39,2,FALSE)/T751)+VLOOKUP(S751,Start!$C$33:$D$40,2,FALSE)","v":164.81012054244098}]
[null,null,"Yes","SEE925631744058","BNA1492b","Papierfabrik Adolf Jass GmbH & Co. KG","G20",36039,"Fulda","Hermann-Muth-Straße 6","Hessen","1982-03-30","Erdgas","Erdgas, Erdölgas","Gas","Ja","Gegendruckmaschine ohne Entnahme","Gas","CCGT",0.36520000000000002,"OPSD (2020)",8,7.4820000000000002,{"$f":"(1-VLOOKUP(S752,Start!$H$33:$I$40,2,FALSE)/100)*W752","v":6.5093399999999999},{"$f":"VLOOKUP(R752,Start!$C$9:$D$15,2,FALSE)+VLOOKUP(R752,Start!$C$23:$D$29,2,FALSE)","v":54.56},{"$f":"(Y752/T752)+Start!$D$19*(VLOOKUP(R752,Start!$M$33:$N$39,2,FALSE)/T752)+VLOOKUP(S752,Start!$C$33:$D$40,2,FALSE)","v":179.56705914567362}]
[null,null,"Yes","SEE948481095354","BNA1498","Nordzucker AG Werk Nordstemmen","Generator 1",31171,"Nordstemmen","Calenberger Straße 36","Niedersachsen","1988-09-28","Erdgas","Erdgas, Erdölgas","Gas","Ja","Gegendruckmaschine ohne Entnahme","Gas","CCGT",0.33329999999999999,"OPSD (2020)",15,13,{"$f":"(1-VLOOKUP(S753,Start!$H$33:$I$40,2,FALSE)/100)*W753","v":11.31},{"$f":"VLOOKUP(R753,Start!$C$9:$D$15,2,FALSE)+VLOOKUP(R753,Start!$C$23:$D$29,2,FALSE)","v":54.56},{"$f":"(Y753/T753)+Start!$D$19*(VLOOKUP(R753,Start!$M$33:$N$39,2,FALSE)/T753)+VLOOKUP(S753,Start!$C$33:$D$40,2,FALSE)","v":196.60978097809783}]
[null,null,"Yes","SEE930751125922","BNA1498","Nordzucker AG Werk Nordstemmen","Generator 2",31171,"Nordstemmen","Calenberger Straße 36","Niedersachsen","1993-11-23","Erdgas","Erdgas, Erdölgas","Gas","Ja","Gegendruckmaschine ohne Entnahme","Gas","CCGT",0.33329999999999999,"OPSD (2020)",15,13,{"$f":"(1-VLOOKUP(S754,Start!$H$33:$I$40,2,FALSE)/100)*W754","v":11.31},{"$f":"VLOOKUP(R754,Start!$C$9:$D$15,2,FALSE)+VLOOKUP(R754,Start!$C$23:$D$29,2,FALSE)","v":54.56},{"$f":"(Y754/T754)+Start!$D$19*(VLOOKUP(R754,Start!$M$33:$N$39,2,FALSE)/T754)+VLOOKUP(S754,Start!$C$33:$D$40,2,FALSE)","v":196.60978097809783}]
[null,null,"Yes","SEE987326760026","BNA1499","Nordzucker","Generator 1",31249,"Hohenhameln","Zuckerfabrik 3","Niedersachsen","2008-09-01","Erdgas","Erdgas, Erdölgas","Gas","Ja","Gegendruckmaschine mit Entnahme","Gas","CCGT",0.38829999999999998,"OPSD (2020)",18.649999999999999,17.649999999999999,{"$f":"(1-VLOOKUP(S755,Start!$H$33:$I$40,2,FALSE)/100)*W755","v":15.355499999999999},{"$f":"VLOOKUP(R755,Start!$C$9:$D$15,2,FALSE)+VLOOKUP(R755,Start!$C$23:$D$29,2,FALSE)","v":54.56},{"$f":"(Y755/T755)+Start!$D$19*(VLOOKUP(R755,Start!$M$33:$N$39,2,FALSE)/T755)+VLOOKUP(S755,Start!$C$33:$D$40,2,FALSE)","v":168.97383466391966}]
[null,null,"Yes","SEE935395375856","BNA1499","Nordzucker","Generator 2",31249,"Hohenhameln","Zuckerfabrik 3","Niedersachsen","1984-09-01","Erdgas","Erdgas, Erdölgas","Gas","Ja","Gegendruckmaschine ohne Entnahme","Gas","CCGT",0.38829999999999998,"OPSD (2020)",12.56,11.56,{"$f":"(1-VLOOKUP(S756,Start!$H$33:$I$40,2,FALSE)/100)*W756","v":10.0572},{"$f":"VLOOKUP(R756,Start!$C$9:$D$15,2,FALSE)+VLOOKUP(R756,Start!$C$23:$D$29,2,FALSE)","v":54.56},{"$f":"(Y756/T756)+Start!$D$19*(VLOOKUP(R756,Start!$M$33:$N$39,2,FALSE)/T756)+VLOOKUP(S756,Start!$C$33:$D$40,2,FALSE)","v":168.97383466391966}]
[null,null,"Yes","SEE996376851301","BNA1500","Nodrzucker AG Werk Uelzen","BHKW",29525,"Uelzen","An der Zuckerfabrik 1","Niedersachsen","2005-10-26","andere Gase","Andere Gase","Other (nicht erneuerbar)","Ja","Verbrennungsmotor","Gas","CCGT",0.33750000000000002,"OPSD (2020)",1.6,1.6,{"$f":"(1-VLOOKUP(S757,Start!$H$33:$I$40,2,FALSE)/100)*W757","v":1.3920000000000001},{"$f":"VLOOKUP(R757,Start!$C$9:$D$15,2,FALSE)+VLOOKUP(R757,Start!$C$23:$D$29,2,FALSE)","v":54.56},{"$f":"(Y757/T757)+Start!$D$19*(VLOOKUP(R757,Start!$M$33:$N$39,2,FALSE)/T757)+VLOOKUP(S757,Start!$C$33:$D$40,2,FALSE)","v":194.18174814814813}]
[null,null,"Yes","SEE945740636167","BNA1500","Nodrzucker AG Werk Uelzen","Generator 1",29525,"Uelzen","An der Zuckerfabrik 1","Niedersachsen","1965-09-01","Steinkohle","Steinkohlen","Coal","Ja","Gegendruckmaschine ohne Entnahme","Coal","Coal",0.33750000000000002,"OPSD (2020)",23,20,{"$f":"(1-VLOOKUP(S758,Start!$H$33:$I$40,2,FALSE)/100)*W758","v":16},{"$f":"VLOOKUP(R758,Start!$C$9:$D$15,2,FALSE)+VLOOKUP(R758,Start!$C$23:$D$29,2,FALSE)","v":15.81},{"$f":"(Y758/T758)+Start!$D$19*(VLOOKUP(R758,Start!$M$33:$N$39,2,FALSE)/T758)+VLOOKUP(S758,Start!$C$33:$D$40,2,FALSE)","v":100.15727407407407}]
[null,null,"Yes","SEE902686859227","BNA1500","Nodrzucker AG Werk Uelzen","Generator 2",29525,"Uelzen","An der Zuckerfabrik 1","Niedersachsen","1965-09-01","Steinkohle","Steinkohlen","Coal","Ja","Gegendruckmaschine mit Entnahme","Coal","Coal",0.33750000000000002,"OPSD (2020)",17.100000000000001,14.9,{"$f":"(1-VLOOKUP(S759,Start!$H$33:$I$40,2,FALSE)/100)*W759","v":11.920000000000002},{"$f":"VLOOKUP(R759,Start!$C$9:$D$15,2,FALSE)+VLOOKUP(R759,Start!$C$23:$D$29,2,FALSE)","v":15.81},{"$f":"(Y759/T759)+Start!$D$19*(VLOOKUP(R759,Start!$M$33:$N$39,2,FALSE)/T759)+VLOOKUP(S759,Start!$C$33:$D$40,2,FALSE)","v":100.15727407407407}]
[null,null,"Yes","SEE970980016073","BNA1502","SWK ENERGIE GmbH","KWK006-1",47804,"Krefeld","St. Töniser Straße 270","Nordrhein-Westfalen","2013-02-06","Erdgas","Erdgas, Erdölgas","Gas","Ja","Verbrennungsmotor","Gas","CCGT",0.39710000000000001,"OPSD (2020)",4.3,4.2409999999999997,{"$f":"(1-VLOOKUP(S760,Start!$H$33:$I$40,2,FALSE)/100)*W760","v":3.6896699999999996},{"$f":"VLOOKUP(R760,Start!$C$9:$D$15,2,FALSE)+VLOOKUP(R760,Start!$C$23:$D$29,2,FALSE)","v":54.56},{"$f":"(Y760/T760)+Start!$D$19*(VLOOKUP(R760,Start!$M$33:$N$39,2,FALSE)/T760)+VLOOKUP(S760,Start!$C$33:$D$40,2,FALSE)","v":165.26250314782172}]
[null,null,"Yes","SEE930322571356","BNA1502","SWK ENERGIE GmbH","KWK006-2",47804,"Krefeld","St. Töniser Str. 270","Nordrhein-Westfalen","2013-02-06","Erdgas","Erdgas, Erdölgas","Gas","Ja","Verbrennungsmotor","Gas","CCGT",0.39710000000000001,"OPSD (2020)",4.3,4.2409999999999997,{"$f":"(1-VLOOKUP(S761,Start!$H$33:$I$40,2,FALSE)/100)*W761","v":3.6896699999999996},{"$f":"VLOOKUP(R761,Start!$C$9:$D$15,2,FALSE)+VLOOKUP(R761,Start!$C$23:$D$29,2,FALSE)","v":54.56},{"$f":"(Y761/T761)+Start!$D$19*(VLOOKUP(R761,Start!$M$33:$N$39,2,FALSE)/T761)+VLOOKUP(S761,Start!$C$33:$D$40,2,FALSE)","v":165.26250314782172}]
[null,null,"Yes","SEE979899728817","BNA1502","SWK ENERGIE GmbH","KWK006-3",47804,"Krefeld","St. Töniser Straße 270","Nordrhein-Westfalen","2013-02-06","Erdgas","Erdgas, Erdölgas","Gas","Ja","Verbrennungsmotor","Gas","CCGT",0.39710000000000001,"OPSD (2020)",4.3,4.2409999999999997,{"$f":"(1-VLOOKUP(S762,Start!$H$33:$I$40,2,FALSE)/100)*W762","v":3.6896699999999996},{"$f":"VLOOKUP(R762,Start!$C$9:$D$15,2,FALSE)+VLOOKUP(R762,Start!$C$23:$D$29,2,FALSE)","v":54.56},{"$f":"(Y762/T762)+Start!$D$19*(VLOOKUP(R762,Start!$M$33:$N$39,2,FALSE)/T762)+VLOOKUP(S762,Start!$C$33:$D$40,2,FALSE)","v":165.26250314782172}]
[null,null,"Yes","SEE951458309484","BNA1503","Mercedes-Benz AG","Gebäude 120 / BHKW Modul 01",40476,"Düsseldorf","Rather Straße 51","Nordrhein-Westfalen","2012-10-31","Erdgas","Erdgas, Erdölgas","Gas","Ja","Gasturbinen mit Abhitzekessel","Gas","CCGT",0.3982,"OPSD (2020)",4.3,4.2,{"$f":"(1-VLOOKUP(S763,Start!$H$33:$I$40,2,FALSE)/100)*W763","v":3.6539999999999999},{"$f":"VLOOKUP(R763,Start!$C$9:$D$15,2,FALSE)+VLOOKUP(R763,Start!$C$23:$D$29,2,FALSE)","v":54.56},{"$f":"(Y763/T763)+Start!$D$19*(VLOOKUP(R763,Start!$M$33:$N$39,2,FALSE)/T763)+VLOOKUP(S763,Start!$C$33:$D$40,2,FALSE)","v":164.81012054244098}]
[null,null,"Yes","SEE911257641864","BNA1503","Mercedes-Benz AG","Gebäude 120 / BHKW Modul 02",40476,"Düsseldorf","Rather Straße 51","Nordrhein-Westfalen","2012-10-31","Erdgas","Erdgas, Erdölgas","Gas","Ja","Gasturbinen mit Abhitzekessel","Gas","CCGT",0.3982,"OPSD (2020)",4.3,4.2,{"$f":"(1-VLOOKUP(S764,Start!$H$33:$I$40,2,FALSE)/100)*W764","v":3.6539999999999999},{"$f":"VLOOKUP(R764,Start!$C$9:$D$15,2,FALSE)+VLOOKUP(R764,Start!$C$23:$D$29,2,FALSE)","v":54.56},{"$f":"(Y764/T764)+Start!$D$19*(VLOOKUP(R764,Start!$M$33:$N$39,2,FALSE)/T764)+VLOOKUP(S764,Start!$C$33:$D$40,2,FALSE)","v":164.81012054244098}]
[null,null,"Yes","SEE999839188105","BNA1503","Mercedes-Benz AG","Gebäude 120 / BHKW Modul 03",40476,"Düsseldorf","Rather Straße 51","Nordrhein-Westfalen","2012-10-31","Erdgas","Erdgas, Erdölgas","Gas","Ja","Gasturbinen mit Abhitzekessel","Gas","CCGT",0.3982,"OPSD (2020)",4.3,4.2,{"$f":"(1-VLOOKUP(S765,Start!$H$33:$I$40,2,FALSE)/100)*W765","v":3.6539999999999999},{"$f":"VLOOKUP(R765,Start!$C$9:$D$15,2,FALSE)+VLOOKUP(R765,Start!$C$23:$D$29,2,FALSE)","v":54.56},{"$f":"(Y765/T765)+Start!$D$19*(VLOOKUP(R765,Start!$M$33:$N$39,2,FALSE)/T765)+VLOOKUP(S765,Start!$C$33:$D$40,2,FALSE)","v":164.81012054244098}]
[null,null,"Yes","SEE906385906152","BNA1503","Mercedes-Benz AG","Gebäude 120 / BHKW Modul 04",40476,"Düsseldorf","Rather Straße 51","Nordrhein-Westfalen","2012-10-31","Erdgas","Erdgas, Erdölgas","Gas","Ja","Gasturbinen mit Abhitzekessel","Gas","CCGT",0.3982,"OPSD (2020)",4.3,4.2,{"$f":"(1-VLOOKUP(S766,Start!$H$33:$I$40,2,FALSE)/100)*W766","v":3.6539999999999999},{"$f":"VLOOKUP(R766,Start!$C$9:$D$15,2,FALSE)+VLOOKUP(R766,Start!$C$23:$D$29,2,FALSE)","v":54.56},{"$f":"(Y766/T766)+Start!$D$19*(VLOOKUP(R766,Start!$M$33:$N$39,2,FALSE)/T766)+VLOOKUP(S766,Start!$C$33:$D$40,2,FALSE)","v":164.81012054244098}]
[null,null,"Yes","SEE966481430050","BNA1503","Mercedes-Benz AG","Gebäude 120 / BHKW Modul 05",40476,"Düsseldorf","Rather Straße 51","Nordrhein-Westfalen","2014-12-19","Erdgas","Erdgas, Erdölgas","Gas","Ja","Gasturbinen mit Abhitzekessel","Gas","CCGT",0.3982,"OPSD (2020)",4.3,4.2,{"$f":"(1-VLOOKUP(S767,Start!$H$33:$I$40,2,FALSE)/100)*W767","v":3.6539999999999999},{"$f":"VLOOKUP(R767,Start!$C$9:$D$15,2,FALSE)+VLOOKUP(R767,Start!$C$23:$D$29,2,FALSE)","v":54.56},{"$f":"(Y767/T767)+Start!$D$19*(VLOOKUP(R767,Start!$M$33:$N$39,2,FALSE)/T767)+VLOOKUP(S767,Start!$C$33:$D$40,2,FALSE)","v":164.81012054244098}]
[null,null,"Yes","SEE914749097217","BNA1504","Daimler Truck AG","129870 Modul 1",76744,"Wörth","Daimlerstraße 1","Rheinland-Pfalz","2013-02-20","Erdgas","Erdgas, Erdölgas","Gas","Ja","Verbrennungsmotor","Gas","CCGT",0.39929999999999999,"OPSD (2020)",4.49,4.4400000000000004,{"$f":"(1-VLOOKUP(S768,Start!$H$33:$I$40,2,FALSE)/100)*W768","v":3.8628000000000005},{"$f":"VLOOKUP(R768,Start!$C$9:$D$15,2,FALSE)+VLOOKUP(R768,Start!$C$23:$D$29,2,FALSE)","v":54.56},{"$f":"(Y768/T768)+Start!$D$19*(VLOOKUP(R768,Start!$M$33:$N$39,2,FALSE)/T768)+VLOOKUP(S768,Start!$C$33:$D$40,2,FALSE)","v":164.36023040320563}]
[null,null,"Yes","SEE969792129750","BNA1504","Daimler Truck AG","129870 Modul 2",76744,"Wörth","Daimlerstraße 1","Rheinland-Pfalz","2013-02-20","Erdgas","Erdgas, Erdölgas","Gas","Ja","Verbrennungsmotor","Gas","CCGT",0.39929999999999999,"OPSD (2020)",4.49,4.4400000000000004,{"$f":"(1-VLOOKUP(S769,Start!$H$33:$I$40,2,FALSE)/100)*W769","v":3.8628000000000005},{"$f":"VLOOKUP(R769,Start!$C$9:$D$15,2,FALSE)+VLOOKUP(R769,Start!$C$23:$D$29,2,FALSE)","v":54.56},{"$f":"(Y769/T769)+Start!$D$19*(VLOOKUP(R769,Start!$M$33:$N$39,2,FALSE)/T769)+VLOOKUP(S769,Start!$C$33:$D$40,2,FALSE)","v":164.36023040320563}]
[null,null,"Yes","SEE900240101683","BNA1504","Daimler Truck AG","129870 Modul 3",76744,"Wörth","Daimlerstraße 1","Rheinland-Pfalz","2013-02-20","Erdgas","Erdgas, Erdölgas","Gas","Ja","Verbrennungsmotor","Gas","CCGT",0.39929999999999999,"OPSD (2020)",4.49,4.4400000000000004,{"$f":"(1-VLOOKUP(S770,Start!$H$33:$I$40,2,FALSE)/100)*W770","v":3.8628000000000005},{"$f":"VLOOKUP(R770,Start!$C$9:$D$15,2,FALSE)+VLOOKUP(R770,Start!$C$23:$D$29,2,FALSE)","v":54.56},{"$f":"(Y770/T770)+Start!$D$19*(VLOOKUP(R770,Start!$M$33:$N$39,2,FALSE)/T770)+VLOOKUP(S770,Start!$C$33:$D$40,2,FALSE)","v":164.36023040320563}]
[null,null,"Yes","SEE976944273018","BNA1504","Daimler Truck AG","Rollenprüfstand 1, Gebäude 38",76744,"Wörth","Daimlerstraße 1","Rheinland-Pfalz","2019-09-18","Mineralölprodukte","Dieselkraftstoff","Oil","Nein","Verbrennungsmotor","Oil","Oil",0.39929999999999999,"OPSD (2020)",1.36,1.36,{"$f":"(1-VLOOKUP(S771,Start!$H$33:$I$40,2,FALSE)/100)*W771","v":1.1560000000000001},{"$f":"VLOOKUP(R771,Start!$C$9:$D$15,2,FALSE)+VLOOKUP(R771,Start!$C$23:$D$29,2,FALSE)","v":35.54},{"$f":"(Y771/T771)+Start!$D$19*(VLOOKUP(R771,Start!$M$33:$N$39,2,FALSE)/T771)+VLOOKUP(S771,Start!$C$33:$D$40,2,FALSE)","v":126.53268219383924}]
[null,null,"Yes","SEE900758207372","BNA1505","Opel Automobile GmbH / Werk Eisenach","HKW Wiesengrund",99817,"Eisenach","Adam-Opel-Straße 101","Thüringen","1993-10-13","Erdgas","Erdgas, Erdölgas","Gas","Ja","Gasturbinen mit nachgeschalteter Dampfturbine","Gas","CCGT",0.37730000000000002,"OPSD (2020)",22.7,22.1,{"$f":"(1-VLOOKUP(S772,Start!$H$33:$I$40,2,FALSE)/100)*W772","v":19.227},{"$f":"VLOOKUP(R772,Start!$C$9:$D$15,2,FALSE)+VLOOKUP(R772,Start!$C$23:$D$29,2,FALSE)","v":54.56},{"$f":"(Y772/T772)+Start!$D$19*(VLOOKUP(R772,Start!$M$33:$N$39,2,FALSE)/T772)+VLOOKUP(S772,Start!$C$33:$D$40,2,FALSE)","v":173.8564537503313}]
[null,null,"Yes","SEE935952275827","BNA1506","Nordzucker, Werk Klein Wanzleben","Dampfturbine",39164,"Wanzleben-Börde","Magdeburger Landstraße 1","Sachsen-Anhalt","1994-07-04","Erdgas","Erdgas, Erdölgas","Gas","Ja","Gegendruckmaschine mit Entnahme","Gas","CCGT",0.37840000000000001,"OPSD (2020)",14.24,14.18,{"$f":"(1-VLOOKUP(S773,Start!$H$33:$I$40,2,FALSE)/100)*W773","v":12.336599999999999},{"$f":"VLOOKUP(R773,Start!$C$9:$D$15,2,FALSE)+VLOOKUP(R773,Start!$C$23:$D$29,2,FALSE)","v":54.56},{"$f":"(Y773/T773)+Start!$D$19*(VLOOKUP(R773,Start!$M$33:$N$39,2,FALSE)/T773)+VLOOKUP(S773,Start!$C$33:$D$40,2,FALSE)","v":173.35541754756872}]
[null,null,"Yes","SEE976376888927","BNA1506","Nordzucker, Werk Klein Wanzleben","Gasturbine 1",39164,"Wanzleben-Börde","Magdeburger Landstraße 1","Sachsen-Anhalt","1994-07-04","Erdgas","Erdgas, Erdölgas","Gas","Ja","Gasturbinen mit Abhitzekessel","Gas","CCGT",0.37840000000000001,"OPSD (2020)",4.95,4.92,{"$f":"(1-VLOOKUP(S774,Start!$H$33:$I$40,2,FALSE)/100)*W774","v":4.2804000000000002},{"$f":"VLOOKUP(R774,Start!$C$9:$D$15,2,FALSE)+VLOOKUP(R774,Start!$C$23:$D$29,2,FALSE)","v":54.56},{"$f":"(Y774/T774)+Start!$D$19*(VLOOKUP(R774,Start!$M$33:$N$39,2,FALSE)/T774)+VLOOKUP(S774,Start!$C$33:$D$40,2,FALSE)","v":173.35541754756872}]
[null,null,"Yes","SEE943682372433","BNA1506","Nordzucker, Werk Klein Wanzleben","Gasturbine 2",39164,"Wanzleben-Börde","Magdeburger Landstraße 1","Sachsen-Anhalt","2007-08-27","Erdgas","Erdgas, Erdölgas","Gas","Ja","Gasturbinen mit Abhitzekessel","Gas","CCGT",0.37840000000000001,"OPSD (2020)",5.67,5.63,{"$f":"(1-VLOOKUP(S775,Start!$H$33:$I$40,2,FALSE)/100)*W775","v":4.8980999999999995},{"$f":"VLOOKUP(R775,Start!$C$9:$D$15,2,FALSE)+VLOOKUP(R775,Start!$C$23:$D$29,2,FALSE)","v":54.56},{"$f":"(Y775/T775)+Start!$D$19*(VLOOKUP(R775,Start!$M$33:$N$39,2,FALSE)/T775)+VLOOKUP(S775,Start!$C$33:$D$40,2,FALSE)","v":173.35541754756872}]
[null,null,"Yes","SEE997988564504","BNA1507","Michelin Reifenwerke AG & Co. KGaA","BKR Gasturbine",55543,"Bad Kreuznach","Michelinstraße 1","Rheinland-Pfalz","2006-09-29","Erdgas","Erdgas, Erdölgas","Gas","Ja","Gasturbinen mit Abhitzekessel","Gas","CCGT",0.39,"Assumption based on DIW (2014)",11.4,11.343999999999999,{"$f":"(1-VLOOKUP(S776,Start!$H$33:$I$40,2,FALSE)/100)*W776","v":9.8692799999999998},{"$f":"VLOOKUP(R776,Start!$C$9:$D$15,2,FALSE)+VLOOKUP(R776,Start!$C$23:$D$29,2,FALSE)","v":54.56},{"$f":"(Y776/T776)+Start!$D$19*(VLOOKUP(R776,Start!$M$33:$N$39,2,FALSE)/T776)+VLOOKUP(S776,Start!$C$33:$D$40,2,FALSE)","v":168.24382051282052}]
[null,null,"Yes","SEE961029163353","BNA1508","Trianel Kohlekraftwerk Lünen GmbH & Co KG","Trianel Kohlekraftwerk Lünen",44536,"Lünen","Frydagstraße 40","Nordrhein-Westfalen","2013-01-01","Steinkohle","Steinkohlen","Coal","Ja","Kondensationsmaschine mit Entnahme","Coal","Coal",0.45950000000000002,"OPSD (2020)",812,746,{"$f":"(1-VLOOKUP(S777,Start!$H$33:$I$40,2,FALSE)/100)*W777","v":596.80000000000007},{"$f":"VLOOKUP(R777,Start!$C$9:$D$15,2,FALSE)+VLOOKUP(R777,Start!$C$23:$D$29,2,FALSE)","v":15.81},{"$f":"(Y777/T777)+Start!$D$19*(VLOOKUP(R777,Start!$M$33:$N$39,2,FALSE)/T777)+VLOOKUP(S777,Start!$C$33:$D$40,2,FALSE)","v":73.910076169749729}]
[null,null,"Yes","SEE967441234602","BNA1509","BP Europa SE","GT1",49808,"Lingen","Raffineriestraße 1","Niedersachsen","1996-12-06","Mineralölprodukte","Erdgas, Erdölgas","Oil","Ja","Gasturbinen mit Abhitzekessel","Oil","Oil",0.38059999999999999,"OPSD (2020)",22.4,22.4,{"$f":"(1-VLOOKUP(S778,Start!$H$33:$I$40,2,FALSE)/100)*W778","v":19.04},{"$f":"VLOOKUP(R778,Start!$C$9:$D$15,2,FALSE)+VLOOKUP(R778,Start!$C$23:$D$29,2,FALSE)","v":35.54},{"$f":"(Y778/T778)+Start!$D$19*(VLOOKUP(R778,Start!$M$33:$N$39,2,FALSE)/T778)+VLOOKUP(S778,Start!$C$33:$D$40,2,FALSE)","v":132.70047293746717}]
[null,null,"Yes","SEE909297051026","BNA1509","BP Europa SE","GT2",49808,"Lingen","Raffineriestraße 1","Niedersachsen","1996-12-06","Mineralölprodukte","Erdgas, Erdölgas","Oil","Ja","Gasturbinen mit Abhitzekessel","Oil","Oil",0.38059999999999999,"OPSD (2020)",22.7,22.7,{"$f":"(1-VLOOKUP(S779,Start!$H$33:$I$40,2,FALSE)/100)*W779","v":19.294999999999998},{"$f":"VLOOKUP(R779,Start!$C$9:$D$15,2,FALSE)+VLOOKUP(R779,Start!$C$23:$D$29,2,FALSE)","v":35.54},{"$f":"(Y779/T779)+Start!$D$19*(VLOOKUP(R779,Start!$M$33:$N$39,2,FALSE)/T779)+VLOOKUP(S779,Start!$C$33:$D$40,2,FALSE)","v":132.70047293746717}]
[null,null,"Yes","SEE950981928360","BNA1509","BP Europa SE","TG4",49808,"Lingen","Raffineriestraße 1","Niedersachsen","1996-12-06","Mineralölprodukte","Prozessdampf","Oil","Ja","Gegendruckmaschine ohne Entnahme","Oil","Oil",0.38059999999999999,"OPSD (2020)",10.9,10.9,{"$f":"(1-VLOOKUP(S780,Start!$H$33:$I$40,2,FALSE)/100)*W780","v":9.2650000000000006},{"$f":"VLOOKUP(R780,Start!$C$9:$D$15,2,FALSE)+VLOOKUP(R780,Start!$C$23:$D$29,2,FALSE)","v":35.54},{"$f":"(Y780/T780)+Start!$D$19*(VLOOKUP(R780,Start!$M$33:$N$39,2,FALSE)/T780)+VLOOKUP(S780,Start!$C$33:$D$40,2,FALSE)","v":132.70047293746717}]
[null,null,"Yes","SEE960254517375","BNA1509","BP Europa SE","TG6",49808,"Lingen","Raffineriestr. 1","Niedersachsen","1996-12-06","Erdgas","Prozessdampf","Gas","Ja","Gegendruckmaschine ohne Entnahme","Gas","CCGT",0.38059999999999999,"OPSD (2020)",10.1,10.1,{"$f":"(1-VLOOKUP(S781,Start!$H$33:$I$40,2,FALSE)/100)*W781","v":8.786999999999999},{"$f":"VLOOKUP(R781,Start!$C$9:$D$15,2,FALSE)+VLOOKUP(R781,Start!$C$23:$D$29,2,FALSE)","v":54.56},{"$f":"(Y781/T781)+Start!$D$19*(VLOOKUP(R781,Start!$M$33:$N$39,2,FALSE)/T781)+VLOOKUP(S781,Start!$C$33:$D$40,2,FALSE)","v":172.36203363110877}]
[null,null,"Yes","SEE937544161082","BNA1510","Hamburger Rieger GmbH GB Kraftwerk","EBS Heizkraftwerk Spremberg",3130,"Spremberg","An der Heide A9","Brandenburg","2013-08-01","nicht biogener Abfall","nicht biogener Industrieabfall","Waste","Ja","Kondensationsmaschine mit Entnahme","Waste","Waste",0.33,"OPSD (2020)",22.7,17.5,{"$f":"(1-VLOOKUP(S782,Start!$H$33:$I$40,2,FALSE)/100)*W782","v":14.875},{"$f":"VLOOKUP(R782,Start!$C$9:$D$15,2,FALSE)+VLOOKUP(R782,Start!$C$23:$D$29,2,FALSE)","v":0},{"$f":"(Y782/T782)+Start!$D$19*(VLOOKUP(R782,Start!$M$33:$N$39,2,FALSE)/T782)+VLOOKUP(S782,Start!$C$33:$D$40,2,FALSE)","v":1}]
[null,null,"Yes","SEE969051180959","BNA1516","Südzucker AG","Dampfturbine I Südzucker Offstein",67283,"Obrigheim","Wormser Straße 11","Rheinland-Pfalz","1981-01-01","Wärme","Prozessdampf","Gas","Ja","Gegendruckmaschine ohne Entnahme","Gas","CCGT",0.34210000000000002,"OPSD (2020)",14,12.093200000000001,{"$f":"(1-VLOOKUP(S783,Start!$H$33:$I$40,2,FALSE)/100)*W783","v":10.521084000000002},{"$f":"VLOOKUP(R783,Start!$C$9:$D$15,2,FALSE)+VLOOKUP(R783,Start!$C$23:$D$29,2,FALSE)","v":54.56},{"$f":"(Y783/T783)+Start!$D$19*(VLOOKUP(R783,Start!$M$33:$N$39,2,FALSE)/T783)+VLOOKUP(S783,Start!$C$33:$D$40,2,FALSE)","v":191.59087985969018}]
[null,null,"Yes","SEE958827094903","BNA1523a","Moritz J. Weig GmbH & Co. KG","Gasturbine 1",56727,"Mayen","Polcher Straße 113","Rheinland-Pfalz","2015-10-01","Erdgas","Erdgas, Erdölgas","Gas","Ja","Gasturbinen mit Abhitzekessel","Gas","CCGT",0.504,"OPSD (2020)",3.5,3.5,{"$f":"(1-VLOOKUP(S784,Start!$H$33:$I$40,2,FALSE)/100)*W784","v":3.0449999999999999},{"$f":"VLOOKUP(R784,Start!$C$9:$D$15,2,FALSE)+VLOOKUP(R784,Start!$C$23:$D$29,2,FALSE)","v":54.56},{"$f":"(Y784/T784)+Start!$D$19*(VLOOKUP(R784,Start!$M$33:$N$39,2,FALSE)/T784)+VLOOKUP(S784,Start!$C$33:$D$40,2,FALSE)","v":130.52795634920636}]
[null,null,"Yes","SEE982064018118","BNA1523b","Moritz J. Weig GmbH & Co. KG","Gasturbine 2",56727,"Mayen","Polcher Straße 113","Rheinland-Pfalz","2015-10-01","Erdgas","Erdgas, Erdölgas","Gas","Ja","Gasturbinen mit Abhitzekessel","Gas","CCGT",0.59850000000000003,"OPSD (2020)",16.649999999999999,16.649999999999999,{"$f":"(1-VLOOKUP(S785,Start!$H$33:$I$40,2,FALSE)/100)*W785","v":14.485499999999998},{"$f":"VLOOKUP(R785,Start!$C$9:$D$15,2,FALSE)+VLOOKUP(R785,Start!$C$23:$D$29,2,FALSE)","v":54.56},{"$f":"(Y785/T785)+Start!$D$19*(VLOOKUP(R785,Start!$M$33:$N$39,2,FALSE)/T785)+VLOOKUP(S785,Start!$C$33:$D$40,2,FALSE)","v":110.15512113617376}]
[null,null,"Yes","SEE999756197518","BNA1523c","Moritz J. Weig GmbH & Co. KG","Dampfturbine 2",56727,"Mayen","Polcher Straße 113","Rheinland-Pfalz","2015-10-01","Erdgas","Erdgas, Erdölgas","Gas","Ja","Gegendruckmaschine mit Entnahme","Gas","CCGT",0.374,"Assumption based on DIW (2014)",17.399999999999999,17.399999999999999,{"$f":"(1-VLOOKUP(S786,Start!$H$33:$I$40,2,FALSE)/100)*W786","v":15.137999999999998},{"$f":"VLOOKUP(R786,Start!$C$9:$D$15,2,FALSE)+VLOOKUP(R786,Start!$C$23:$D$29,2,FALSE)","v":54.56},{"$f":"(Y786/T786)+Start!$D$19*(VLOOKUP(R786,Start!$M$33:$N$39,2,FALSE)/T786)+VLOOKUP(S786,Start!$C$33:$D$40,2,FALSE)","v":175.37724598930481}]
[null,null,"Yes","SEE914931712744","BNA1524","Sales & Solutions GmbH","HK_001_Industrieheizkraftwerk-Walsrode_BHKW-GM1",29699,"Bomlitz","Bahnhofstraße 13","Niedersachsen","2019-01-01","Erdgas","Erdgas, Erdölgas","Gas","Ja","Verbrennungsmotor","Gas","CCGT",0.35089999999999999,"OPSD (2020)",3.33,3.2,{"$f":"(1-VLOOKUP(S787,Start!$H$33:$I$40,2,FALSE)/100)*W787","v":2.7840000000000003},{"$f":"VLOOKUP(R787,Start!$C$9:$D$15,2,FALSE)+VLOOKUP(R787,Start!$C$23:$D$29,2,FALSE)","v":54.56},{"$f":"(Y787/T787)+Start!$D$19*(VLOOKUP(R787,Start!$M$33:$N$39,2,FALSE)/T787)+VLOOKUP(S787,Start!$C$33:$D$40,2,FALSE)","v":186.82371045882019}]
[null,null,"Yes","SEE955802157592","BNA1524","Sales & Solutions GmbH","HK_001_Industrieheizkraftwerk-Walsrode_BHKW-GM2",29699,"Bomlitz","Bahnhofstraße 13","Niedersachsen","2019-01-01","Erdgas","Erdgas, Erdölgas","Gas","Ja","Verbrennungsmotor","Gas","CCGT",0.35089999999999999,"OPSD (2020)",3.33,3.2,{"$f":"(1-VLOOKUP(S788,Start!$H$33:$I$40,2,FALSE)/100)*W788","v":2.7840000000000003},{"$f":"VLOOKUP(R788,Start!$C$9:$D$15,2,FALSE)+VLOOKUP(R788,Start!$C$23:$D$29,2,FALSE)","v":54.56},{"$f":"(Y788/T788)+Start!$D$19*(VLOOKUP(R788,Start!$M$33:$N$39,2,FALSE)/T788)+VLOOKUP(S788,Start!$C$33:$D$40,2,FALSE)","v":186.82371045882019}]
[null,null,"Yes","SEE963301495572","BNA1524","Sales & Solutions GmbH","HK_001_Industrieheizkraftwerk-Walsrode_GT6",29699,"Bomlitz","Bahnhofstraße 13","Niedersachsen","2004-06-01","Erdgas","Erdgas, Erdölgas","Gas","Ja","Gasturbinen mit Abhitzekessel","Gas","CCGT",0.35089999999999999,"OPSD (2020)",6.5,6.35,{"$f":"(1-VLOOKUP(S789,Start!$H$33:$I$40,2,FALSE)/100)*W789","v":5.5244999999999997},{"$f":"VLOOKUP(R789,Start!$C$9:$D$15,2,FALSE)+VLOOKUP(R789,Start!$C$23:$D$29,2,FALSE)","v":54.56},{"$f":"(Y789/T789)+Start!$D$19*(VLOOKUP(R789,Start!$M$33:$N$39,2,FALSE)/T789)+VLOOKUP(S789,Start!$C$33:$D$40,2,FALSE)","v":186.82371045882019}]
[null,null,"Yes","SEE981258814888","BNA1526","Raffinerie Heide GmbH","Kraftwerk Raffinerie Heide GmbH",25770,"Hemmingstedt","Meldorfer Straße 43","Schleswig-Holstein","1962-05-28","Mineralölprodukte","Heizöl, schwer","Oil","Ja","Kondensationsmaschine mit Entnahme","Oil","Oil",0.34320000000000001,"OPSD (2018)",47.2,45.2,{"$f":"(1-VLOOKUP(S790,Start!$H$33:$I$40,2,FALSE)/100)*W790","v":38.42},{"$f":"VLOOKUP(R790,Start!$C$9:$D$15,2,FALSE)+VLOOKUP(R790,Start!$C$23:$D$29,2,FALSE)","v":35.54},{"$f":"(Y790/T790)+Start!$D$19*(VLOOKUP(R790,Start!$M$33:$N$39,2,FALSE)/T790)+VLOOKUP(S790,Start!$C$33:$D$40,2,FALSE)","v":147.05244755244755}]
[null,null,"Yes","SEE976263348152","BNA1528","Stadtwerke Kempen GmbH","0040 - STW - BHKW - KWK",47906,"Kempen","Otto-Schott-Straße 4","Nordrhein-Westfalen","2010-01-01","Erdgas","Erdgas, Erdölgas","Gas","Ja","Verbrennungsmotor","Gas","CCGT",0.42799999999999999,"Assumption based on DIW (2014)",2.427,2.391,{"$f":"(1-VLOOKUP(S791,Start!$H$33:$I$40,2,FALSE)/100)*W791","v":2.0801699999999999},{"$f":"VLOOKUP(R791,Start!$C$9:$D$15,2,FALSE)+VLOOKUP(R791,Start!$C$23:$D$29,2,FALSE)","v":54.56},{"$f":"(Y791/T791)+Start!$D$19*(VLOOKUP(R791,Start!$M$33:$N$39,2,FALSE)/T791)+VLOOKUP(S791,Start!$C$33:$D$40,2,FALSE)","v":153.43946261682242}]
[null,null,"Yes","SEE918912535520","BNA1528","Stadtwerke Kempen GmbH","0041 - STW - BHKW - KWK",47906,"Kempen","Otto-Schott-Straße 4","Nordrhein-Westfalen","2010-01-01","Erdgas","Erdgas, Erdölgas","Gas","Ja","Verbrennungsmotor","Gas","CCGT",0.42799999999999999,"Assumption based on DIW (2014)",2.427,2.391,{"$f":"(1-VLOOKUP(S792,Start!$H$33:$I$40,2,FALSE)/100)*W792","v":2.0801699999999999},{"$f":"VLOOKUP(R792,Start!$C$9:$D$15,2,FALSE)+VLOOKUP(R792,Start!$C$23:$D$29,2,FALSE)","v":54.56},{"$f":"(Y792/T792)+Start!$D$19*(VLOOKUP(R792,Start!$M$33:$N$39,2,FALSE)/T792)+VLOOKUP(S792,Start!$C$33:$D$40,2,FALSE)","v":153.43946261682242}]
[null,null,"Yes","SEE900953976684","BNA1528","Stadtwerke Kempen GmbH","0042 - STW - BHKW - KWK",47906,"Kempen","Otto-Schott-Straße 4","Nordrhein-Westfalen","2010-01-01","Erdgas","Erdgas, Erdölgas","Gas","Ja","Verbrennungsmotor","Gas","CCGT",0.42799999999999999,"Assumption based on DIW (2014)",2.427,2.391,{"$f":"(1-VLOOKUP(S793,Start!$H$33:$I$40,2,FALSE)/100)*W793","v":2.0801699999999999},{"$f":"VLOOKUP(R793,Start!$C$9:$D$15,2,FALSE)+VLOOKUP(R793,Start!$C$23:$D$29,2,FALSE)","v":54.56},{"$f":"(Y793/T793)+Start!$D$19*(VLOOKUP(R793,Start!$M$33:$N$39,2,FALSE)/T793)+VLOOKUP(S793,Start!$C$33:$D$40,2,FALSE)","v":153.43946261682242}]
[null,null,"Yes","SEE951078548935","BNA1528","Stadtwerke Kempen GmbH","0050 - STW - BHKW - KWK",47906,"Kempen","Otto-Schott-Straße 4","Nordrhein-Westfalen","2017-11-01","Erdgas","Erdgas, Erdölgas","Gas","Ja","Verbrennungsmotor","Gas","CCGT",0.42799999999999999,"Assumption based on DIW (2014)",3.3559999999999999,3.3130000000000002,{"$f":"(1-VLOOKUP(S794,Start!$H$33:$I$40,2,FALSE)/100)*W794","v":2.8823099999999999},{"$f":"VLOOKUP(R794,Start!$C$9:$D$15,2,FALSE)+VLOOKUP(R794,Start!$C$23:$D$29,2,FALSE)","v":54.56},{"$f":"(Y794/T794)+Start!$D$19*(VLOOKUP(R794,Start!$M$33:$N$39,2,FALSE)/T794)+VLOOKUP(S794,Start!$C$33:$D$40,2,FALSE)","v":153.43946261682242}]
[null,null,"Yes","SEE911283118750","BNA1531","Industriekraftwerk Greifswald GmbH","Industriekraftwerk Greifswald GmbH",17509,"Lubmin","Am Hafen 2","Mecklenburg-Vorpommern","2013-12-17","Erdgas","Erdgas, Erdölgas","Gas","Ja","Gasturbinen mit Abhitzekessel","Gas","CCGT",0.39929999999999999,"OPSD (2018)",39,38.200000000000003,{"$f":"(1-VLOOKUP(S795,Start!$H$33:$I$40,2,FALSE)/100)*W795","v":33.234000000000002},{"$f":"VLOOKUP(R795,Start!$C$9:$D$15,2,FALSE)+VLOOKUP(R795,Start!$C$23:$D$29,2,FALSE)","v":54.56},{"$f":"(Y795/T795)+Start!$D$19*(VLOOKUP(R795,Start!$M$33:$N$39,2,FALSE)/T795)+VLOOKUP(S795,Start!$C$33:$D$40,2,FALSE)","v":164.36023040320563}]
[null,null,"Yes","SEE963962520354","BNA1541","Freiberger Erdgas GmbH","BHKW1 Chemnitzer Straße 40",9599,"Freiberg","Chemnitzer Straße 40","Sachsen","2013-07-01","Erdgas","Erdgas, Erdölgas","Gas","Ja","Verbrennungsmotor","Gas","CCGT",0.39929999999999999,"OPSD (2020)",4.4009999999999998,4.3129999999999997,{"$f":"(1-VLOOKUP(S796,Start!$H$33:$I$40,2,FALSE)/100)*W796","v":3.7523099999999996},{"$f":"VLOOKUP(R796,Start!$C$9:$D$15,2,FALSE)+VLOOKUP(R796,Start!$C$23:$D$29,2,FALSE)","v":54.56},{"$f":"(Y796/T796)+Start!$D$19*(VLOOKUP(R796,Start!$M$33:$N$39,2,FALSE)/T796)+VLOOKUP(S796,Start!$C$33:$D$40,2,FALSE)","v":164.36023040320563}]
[null,null,"Yes","SEE923729511377","BNA1541","Freiberger Erdgas GmbH","BHKW2 Chemnitzer Straße 40",9599,"Freiberg","Chemnitzer Straße 40","Sachsen","2013-07-01","Erdgas","Erdgas, Erdölgas","Gas","Ja","Verbrennungsmotor","Gas","CCGT",0.39929999999999999,"OPSD (2020)",4.4009999999999998,4.3129999999999997,{"$f":"(1-VLOOKUP(S797,Start!$H$33:$I$40,2,FALSE)/100)*W797","v":3.7523099999999996},{"$f":"VLOOKUP(R797,Start!$C$9:$D$15,2,FALSE)+VLOOKUP(R797,Start!$C$23:$D$29,2,FALSE)","v":54.56},{"$f":"(Y797/T797)+Start!$D$19*(VLOOKUP(R797,Start!$M$33:$N$39,2,FALSE)/T797)+VLOOKUP(S797,Start!$C$33:$D$40,2,FALSE)","v":164.36023040320563}]
[null,null,"Yes","SEE940178738247","BNA1541","Freiberger Erdgas GmbH","GT Chemnitzer Straße 40",9599,"Freiberg","Chemnitzer Straße 40","Sachsen","2013-07-01","Erdgas","Erdgas, Erdölgas","Gas","Ja","Gasturbinen mit Abhitzekessel","Gas","CCGT",0.39929999999999999,"OPSD (2020)",4.8289999999999997,4.7569999999999997,{"$f":"(1-VLOOKUP(S798,Start!$H$33:$I$40,2,FALSE)/100)*W798","v":4.1385899999999998},{"$f":"VLOOKUP(R798,Start!$C$9:$D$15,2,FALSE)+VLOOKUP(R798,Start!$C$23:$D$29,2,FALSE)","v":54.56},{"$f":"(Y798/T798)+Start!$D$19*(VLOOKUP(R798,Start!$M$33:$N$39,2,FALSE)/T798)+VLOOKUP(S798,Start!$C$33:$D$40,2,FALSE)","v":164.36023040320563}]
[null,null,"Yes","SEE919286948329","BNA1553","Gunvor Raffinerie Ingolstadt GmbH","Kraftwerk GRI",85092,"Kösching","Essostr. 1","Bayern","1964-01-01","Erdgas","Erdgas, Erdölgas","Gas","Ja","Gegendruckmaschine mit Entnahme","Gas","CCGT",0.4,"own Assumption",7.8,7.8,{"$f":"(1-VLOOKUP(S799,Start!$H$33:$I$40,2,FALSE)/100)*W799","v":6.7859999999999996},{"$f":"VLOOKUP(R799,Start!$C$9:$D$15,2,FALSE)+VLOOKUP(R799,Start!$C$23:$D$29,2,FALSE)","v":54.56},{"$f":"(Y799/T799)+Start!$D$19*(VLOOKUP(R799,Start!$M$33:$N$39,2,FALSE)/T799)+VLOOKUP(S799,Start!$C$33:$D$40,2,FALSE)","v":164.07522499999999}]
[null,null,"Yes","SEE938449433663","BNA1553","Gunvor Raffinerie Ingolstadt GmbH","Kraftwerk GRI",85092,"Kösching","Essostr. 1","Bayern","1964-01-01","Erdgas","Erdgas, Erdölgas","Gas","Ja","Gegendruckmaschine mit Entnahme","Gas","CCGT",0.4,"own Assumption",7.2,7.2,{"$f":"(1-VLOOKUP(S800,Start!$H$33:$I$40,2,FALSE)/100)*W800","v":6.2640000000000002},{"$f":"VLOOKUP(R800,Start!$C$9:$D$15,2,FALSE)+VLOOKUP(R800,Start!$C$23:$D$29,2,FALSE)","v":54.56},{"$f":"(Y800/T800)+Start!$D$19*(VLOOKUP(R800,Start!$M$33:$N$39,2,FALSE)/T800)+VLOOKUP(S800,Start!$C$33:$D$40,2,FALSE)","v":164.07522499999999}]
[null,null,"Yes","SEE933714674710","BNA1553","Gunvor Raffinerie Ingolstadt GmbH","Kraftwerk GRI",85092,"Kösching","Essostr. 1","Bayern","1964-01-01","Erdgas","Erdgas, Erdölgas","Gas","Ja","Kondensationsmaschine ohne Entnahme","Gas","CCGT",0.4,"own Assumption",10,10,{"$f":"(1-VLOOKUP(S801,Start!$H$33:$I$40,2,FALSE)/100)*W801","v":8.6999999999999993},{"$f":"VLOOKUP(R801,Start!$C$9:$D$15,2,FALSE)+VLOOKUP(R801,Start!$C$23:$D$29,2,FALSE)","v":54.56},{"$f":"(Y801/T801)+Start!$D$19*(VLOOKUP(R801,Start!$M$33:$N$39,2,FALSE)/T801)+VLOOKUP(S801,Start!$C$33:$D$40,2,FALSE)","v":164.07522499999999}]
[null,null,"Yes","SEE989200392347","BNA1556","Sachsenmilch Leppersdorf GmbH","7711MKA10-GT1",1454,"Wachau","An den Breiten ","Sachsen","2014-05-21","Erdgas","Erdgas, Erdölgas","Gas","Ja","Gasturbinen mit Abhitzekessel","Gas","CCGT",0.45600000000000002,"Assumption based on DIW (2014)",15.45,14.885,{"$f":"(1-VLOOKUP(S802,Start!$H$33:$I$40,2,FALSE)/100)*W802","v":12.949949999999999},{"$f":"VLOOKUP(R802,Start!$C$9:$D$15,2,FALSE)+VLOOKUP(R802,Start!$C$23:$D$29,2,FALSE)","v":54.56},{"$f":"(Y802/T802)+Start!$D$19*(VLOOKUP(R802,Start!$M$33:$N$39,2,FALSE)/T802)+VLOOKUP(S802,Start!$C$33:$D$40,2,FALSE)","v":144.10984649122807}]
[null,null,"Yes","SEE904662075126","BNA1556","Sachsenmilch Leppersdorf GmbH","7712MKA10-GT2",1454,"Wachau","An den Breiten ","Sachsen","2014-05-14","Erdgas","Erdgas, Erdölgas","Gas","Ja","Gasturbinen mit Abhitzekessel","Gas","CCGT",0.45600000000000002,"Assumption based on DIW (2014)",15.45,14.885,{"$f":"(1-VLOOKUP(S803,Start!$H$33:$I$40,2,FALSE)/100)*W803","v":12.949949999999999},{"$f":"VLOOKUP(R803,Start!$C$9:$D$15,2,FALSE)+VLOOKUP(R803,Start!$C$23:$D$29,2,FALSE)","v":54.56},{"$f":"(Y803/T803)+Start!$D$19*(VLOOKUP(R803,Start!$M$33:$N$39,2,FALSE)/T803)+VLOOKUP(S803,Start!$C$33:$D$40,2,FALSE)","v":144.10984649122807}]
[null,null,"Yes","SEE970806189455","BNA1557","Volkswagen Sachsen GmbH - Fahrzeugwerk Zwickau","BHKW-G66-KWK-groß",8058,"Zwickau","Glauchauer Straße 40","Sachsen","2014-02-13","Erdgas","Erdgas, Erdölgas","Gas","Ja","Verbrennungsmotor","Gas","CCGT",0.45600000000000002,"Assumption based on DIW (2014)",12.9,12.9,{"$f":"(1-VLOOKUP(S804,Start!$H$33:$I$40,2,FALSE)/100)*W804","v":11.223000000000001},{"$f":"VLOOKUP(R804,Start!$C$9:$D$15,2,FALSE)+VLOOKUP(R804,Start!$C$23:$D$29,2,FALSE)","v":54.56},{"$f":"(Y804/T804)+Start!$D$19*(VLOOKUP(R804,Start!$M$33:$N$39,2,FALSE)/T804)+VLOOKUP(S804,Start!$C$33:$D$40,2,FALSE)","v":144.10984649122807}]
[null,null,"Yes","SEE970425279599","BNA1674","Onyx Kraftwerk Wilhelmshaven GmbH & Co. KG","Kraftwerk Wilhelmshaven Onyx",26386,"Wilhelmshaven","Niedersachsendamm 10","Niedersachsen","2015-11-30","Steinkohle","Steinkohlen","Coal","Nein","Kondensationsmaschine ohne Entnahme","Coal","Coal",0.46250000000000002,"OPSD (2020)",790,726,{"$f":"(1-VLOOKUP(S805,Start!$H$33:$I$40,2,FALSE)/100)*W805","v":580.80000000000007},{"$f":"VLOOKUP(R805,Start!$C$9:$D$15,2,FALSE)+VLOOKUP(R805,Start!$C$23:$D$29,2,FALSE)","v":15.81},{"$f":"(Y805/T805)+Start!$D$19*(VLOOKUP(R805,Start!$M$33:$N$39,2,FALSE)/T805)+VLOOKUP(S805,Start!$C$33:$D$40,2,FALSE)","v":73.439091891891891}]
[null,null,"Yes","SEE977273010268","BNA1676","Evonik Operations GmbH","Kraftwerk IV, DT 411",45772,"Marl","Paul-Baumann-Straße 1","Nordrhein-Westfalen","2016-02-13","Erdgas","Erdgas, Erdölgas","Gas","Ja","Gegendruckmaschine ohne Entnahme","Gas","CCGT",0.40260000000000001,"OPSD (2020)",11.189,11,{"$f":"(1-VLOOKUP(S806,Start!$H$33:$I$40,2,FALSE)/100)*W806","v":9.57},{"$f":"VLOOKUP(R806,Start!$C$9:$D$15,2,FALSE)+VLOOKUP(R806,Start!$C$23:$D$29,2,FALSE)","v":54.56},{"$f":"(Y806/T806)+Start!$D$19*(VLOOKUP(R806,Start!$M$33:$N$39,2,FALSE)/T806)+VLOOKUP(S806,Start!$C$33:$D$40,2,FALSE)","v":163.02531048186785}]
[null,null,"Yes","SEE945093389369","BNA1676","Evonik Operations GmbH","Kraftwerk IV, GT 421",45772,"Marl","Paul-Baumann-Straße 1","Nordrhein-Westfalen","2016-02-13","Erdgas","Erdgas, Erdölgas","Gas","Ja","Gasturbinen mit nachgeschalteter Dampfturbine","Gas","CCGT",0.40260000000000001,"OPSD (2020)",47.99,47,{"$f":"(1-VLOOKUP(S807,Start!$H$33:$I$40,2,FALSE)/100)*W807","v":40.89},{"$f":"VLOOKUP(R807,Start!$C$9:$D$15,2,FALSE)+VLOOKUP(R807,Start!$C$23:$D$29,2,FALSE)","v":54.56},{"$f":"(Y807/T807)+Start!$D$19*(VLOOKUP(R807,Start!$M$33:$N$39,2,FALSE)/T807)+VLOOKUP(S807,Start!$C$33:$D$40,2,FALSE)","v":163.02531048186785}]
[null,null,"Yes","SEE971995083203","BNA1677","Volkswagen AG","BHKW Braunschweig",38112,"Braunschweig","Gifhorner Straße 180","Niedersachsen","2014-07-27","Erdgas","Erdgas, Erdölgas","Gas","Ja","Verbrennungsmotor","Gas","CCGT",0.40039999999999998,"OPSD (2020)",10.4,10.4,{"$f":"(1-VLOOKUP(S808,Start!$H$33:$I$40,2,FALSE)/100)*W808","v":9.048},{"$f":"VLOOKUP(R808,Start!$C$9:$D$15,2,FALSE)+VLOOKUP(R808,Start!$C$23:$D$29,2,FALSE)","v":54.56},{"$f":"(Y808/T808)+Start!$D$19*(VLOOKUP(R808,Start!$M$33:$N$39,2,FALSE)/T808)+VLOOKUP(S808,Start!$C$33:$D$40,2,FALSE)","v":163.91281218781219}]
[null,null,"Yes","SEE980130244065","BNA1678","Flughafen München GmbH","BHKW 2 - GOM 1",85356,"München-Flughafen","Nordallee 18","Bayern","2014-12-03","Erdgas","Erdgas, Erdölgas","Gas","Ja","Verbrennungsmotor","Gas","CCGT",0.40039999999999998,"OPSD (2020)",4.3,4.2069999999999999,{"$f":"(1-VLOOKUP(S809,Start!$H$33:$I$40,2,FALSE)/100)*W809","v":3.6600899999999998},{"$f":"VLOOKUP(R809,Start!$C$9:$D$15,2,FALSE)+VLOOKUP(R809,Start!$C$23:$D$29,2,FALSE)","v":54.56},{"$f":"(Y809/T809)+Start!$D$19*(VLOOKUP(R809,Start!$M$33:$N$39,2,FALSE)/T809)+VLOOKUP(S809,Start!$C$33:$D$40,2,FALSE)","v":163.91281218781219}]
[null,null,"Yes","SEE976877764072","BNA1678","Flughafen München GmbH","BHKW 2 - GOM 2",85356,"München-Flughafen","Nordallee 18","Bayern","2014-12-04","Erdgas","Erdgas, Erdölgas","Gas","Ja","Verbrennungsmotor","Gas","CCGT",0.40039999999999998,"OPSD (2020)",4.3,4.2069999999999999,{"$f":"(1-VLOOKUP(S810,Start!$H$33:$I$40,2,FALSE)/100)*W810","v":3.6600899999999998},{"$f":"VLOOKUP(R810,Start!$C$9:$D$15,2,FALSE)+VLOOKUP(R810,Start!$C$23:$D$29,2,FALSE)","v":54.56},{"$f":"(Y810/T810)+Start!$D$19*(VLOOKUP(R810,Start!$M$33:$N$39,2,FALSE)/T810)+VLOOKUP(S810,Start!$C$33:$D$40,2,FALSE)","v":163.91281218781219}]
[null,null,"Yes","SEE925705511180","BNA1678","Flughafen München GmbH","BHKW 2 - GOM 3",85356,"München-Flughafen","Nordallee 18","Bayern","2014-12-10","Erdgas","Erdgas, Erdölgas","Gas","Ja","Verbrennungsmotor","Gas","CCGT",0.40039999999999998,"OPSD (2020)",4.3,4.2069999999999999,{"$f":"(1-VLOOKUP(S811,Start!$H$33:$I$40,2,FALSE)/100)*W811","v":3.6600899999999998},{"$f":"VLOOKUP(R811,Start!$C$9:$D$15,2,FALSE)+VLOOKUP(R811,Start!$C$23:$D$29,2,FALSE)","v":54.56},{"$f":"(Y811/T811)+Start!$D$19*(VLOOKUP(R811,Start!$M$33:$N$39,2,FALSE)/T811)+VLOOKUP(S811,Start!$C$33:$D$40,2,FALSE)","v":163.91281218781219}]
[null,null,"Yes","SEE925623713673","BNA1678","Flughafen München GmbH","BHKW 2 - GOM 4",85356,"München-Flughafen","Nordallee 18","Bayern","2014-12-11","Erdgas","Erdgas, Erdölgas","Gas","Ja","Verbrennungsmotor","Gas","CCGT",0.40039999999999998,"OPSD (2020)",4.3,4.2069999999999999,{"$f":"(1-VLOOKUP(S812,Start!$H$33:$I$40,2,FALSE)/100)*W812","v":3.6600899999999998},{"$f":"VLOOKUP(R812,Start!$C$9:$D$15,2,FALSE)+VLOOKUP(R812,Start!$C$23:$D$29,2,FALSE)","v":54.56},{"$f":"(Y812/T812)+Start!$D$19*(VLOOKUP(R812,Start!$M$33:$N$39,2,FALSE)/T812)+VLOOKUP(S812,Start!$C$33:$D$40,2,FALSE)","v":163.91281218781219}]
[null,null,"Yes","SEE917096062495","BNA1810","ExxonMobil Production Deutschland GmbH","KWK Anlage Großenkneten",26197,"Großenkneten","Vor dem Esch 12","Niedersachsen","2014-07-31","Erdgas","Erdgas, Erdölgas","Gas","Ja","Gasturbinen mit Abhitzekessel","Gas","CCGT",0.45600000000000002,"Assumption based on DIW (2014)",30.495999999999999,30.16,{"$f":"(1-VLOOKUP(S813,Start!$H$33:$I$40,2,FALSE)/100)*W813","v":26.2392},{"$f":"VLOOKUP(R813,Start!$C$9:$D$15,2,FALSE)+VLOOKUP(R813,Start!$C$23:$D$29,2,FALSE)","v":54.56},{"$f":"(Y813/T813)+Start!$D$19*(VLOOKUP(R813,Start!$M$33:$N$39,2,FALSE)/T813)+VLOOKUP(S813,Start!$C$33:$D$40,2,FALSE)","v":144.10984649122807}]
[null,null,"Yes","SEE975361659900","BNA1817","Stadtwerke Düsseldorf AG","SWD KWL GuD F",40221,"Düsseldorf","Auf der Lausward 75","Nordrhein-Westfalen","2016-01-22","Erdgas","Erdgas, Erdölgas","Gas","Ja","Gasturbinen mit nachgeschalteter Dampfturbine","Gas","CCGT",0.61199999999999999,"OPSD (2020)",605,595,{"$f":"(1-VLOOKUP(S814,Start!$H$33:$I$40,2,FALSE)/100)*W814","v":517.65},{"$f":"VLOOKUP(R814,Start!$C$9:$D$15,2,FALSE)+VLOOKUP(R814,Start!$C$23:$D$29,2,FALSE)","v":54.56},{"$f":"(Y814/T814)+Start!$D$19*(VLOOKUP(R814,Start!$M$33:$N$39,2,FALSE)/T814)+VLOOKUP(S814,Start!$C$33:$D$40,2,FALSE)","v":107.75831699346406}]
[null,null,"Yes","SEE931050475398","BNA1818","RheinEnergie AG","GuD Niehl 3 RheinEnergie",50735,"Köln","Am Molenkopf 3","Nordrhein-Westfalen","2016-04-29","Erdgas","Erdgas, Erdölgas","Gas","Ja","Gasturbinen mit nachgeschalteter Dampfturbine","Gas","CCGT",0.40260000000000001,"OPSD (2020)",459.9,452.9,{"$f":"(1-VLOOKUP(S815,Start!$H$33:$I$40,2,FALSE)/100)*W815","v":394.02299999999997},{"$f":"VLOOKUP(R815,Start!$C$9:$D$15,2,FALSE)+VLOOKUP(R815,Start!$C$23:$D$29,2,FALSE)","v":54.56},{"$f":"(Y815/T815)+Start!$D$19*(VLOOKUP(R815,Start!$M$33:$N$39,2,FALSE)/T815)+VLOOKUP(S815,Start!$C$33:$D$40,2,FALSE)","v":163.02531048186785}]
[null,null,"Yes","SEE999539592561","BNA1819","Stadtwerke Flensburg","Dampfturbine 12",24939,"Flensburg","Batteriestraße 48","Schleswig-Holstein","2016-05-01","Erdgas","Erdgas, Erdölgas","Gas","Ja","Gegendruckmaschine ohne Entnahme","Gas","CCGT",0.61199999999999999,"OPSD (2020)",27.9,27.2,{"$f":"(1-VLOOKUP(S816,Start!$H$33:$I$40,2,FALSE)/100)*W816","v":23.663999999999998},{"$f":"VLOOKUP(R816,Start!$C$9:$D$15,2,FALSE)+VLOOKUP(R816,Start!$C$23:$D$29,2,FALSE)","v":54.56},{"$f":"(Y816/T816)+Start!$D$19*(VLOOKUP(R816,Start!$M$33:$N$39,2,FALSE)/T816)+VLOOKUP(S816,Start!$C$33:$D$40,2,FALSE)","v":107.75831699346406}]
[null,null,"Yes","SEE966920434281","BNA1819","Stadtwerke Flensburg","Gasturbine 12",24939,"Flensburg","Batteriestraße 48","Schleswig-Holstein","2016-04-14","Erdgas","Erdgas, Erdölgas","Gas","Ja","Gasturbinen mit Abhitzekessel","Gas","CCGT",0.61199999999999999,"OPSD (2020)",50.2,50.1,{"$f":"(1-VLOOKUP(S817,Start!$H$33:$I$40,2,FALSE)/100)*W817","v":43.587000000000003},{"$f":"VLOOKUP(R817,Start!$C$9:$D$15,2,FALSE)+VLOOKUP(R817,Start!$C$23:$D$29,2,FALSE)","v":54.56},{"$f":"(Y817/T817)+Start!$D$19*(VLOOKUP(R817,Start!$M$33:$N$39,2,FALSE)/T817)+VLOOKUP(S817,Start!$C$33:$D$40,2,FALSE)","v":107.75831699346406}]
[null,null,"Yes","SEE989202977269","BNA1820","Gemeinschaftskraftwerk Bremen GmbH & Co. KG","GUD Mibü",28237,"Bremen","Auf den Delben 35","Bremen","2015-04-01","Erdgas","Erdgas, Erdölgas","Gas","Nein","Gasturbinen mit nachgeschalteter Dampfturbine","Gas","CCGT",0.61199999999999999,"OPSD (2020)",460,444.5,{"$f":"(1-VLOOKUP(S818,Start!$H$33:$I$40,2,FALSE)/100)*W818","v":386.71499999999997},{"$f":"VLOOKUP(R818,Start!$C$9:$D$15,2,FALSE)+VLOOKUP(R818,Start!$C$23:$D$29,2,FALSE)","v":54.56},{"$f":"(Y818/T818)+Start!$D$19*(VLOOKUP(R818,Start!$M$33:$N$39,2,FALSE)/T818)+VLOOKUP(S818,Start!$C$33:$D$40,2,FALSE)","v":107.75831699346406}]
[null,null,"Yes","SEE908238702164","BNA1821","Bayer AG Berlin","Turboeinheit 1 Dampfturbine 60 t Gen 10 MW",13353,"Berlin","Müllerstraße 170","Berlin","1973-06-01","Erdgas","Erdgas, Erdölgas","Gas","Ja","Gegendruckmaschine mit Entnahme","Gas","CCGT",0.35420000000000001,"OPSD (2020)",10,9.6,{"$f":"(1-VLOOKUP(S819,Start!$H$33:$I$40,2,FALSE)/100)*W819","v":8.3520000000000003},{"$f":"VLOOKUP(R819,Start!$C$9:$D$15,2,FALSE)+VLOOKUP(R819,Start!$C$23:$D$29,2,FALSE)","v":54.56},{"$f":"(Y819/T819)+Start!$D$19*(VLOOKUP(R819,Start!$M$33:$N$39,2,FALSE)/T819)+VLOOKUP(S819,Start!$C$33:$D$40,2,FALSE)","v":185.0970920383964}]
[null,null,"Yes","SEE971801168636","BNA1821","Bayer AG Berlin","Turboeinheit 2 Dampfturbine 40 t Gen 6 MW",13353,"Berlin","Müllerstraße 170","Berlin","1973-06-01","Erdgas","Erdgas, Erdölgas","Gas","Ja","Gegendruckmaschine mit Entnahme","Gas","CCGT",0.35420000000000001,"OPSD (2020)",6,5.7,{"$f":"(1-VLOOKUP(S820,Start!$H$33:$I$40,2,FALSE)/100)*W820","v":4.9590000000000005},{"$f":"VLOOKUP(R820,Start!$C$9:$D$15,2,FALSE)+VLOOKUP(R820,Start!$C$23:$D$29,2,FALSE)","v":54.56},{"$f":"(Y820/T820)+Start!$D$19*(VLOOKUP(R820,Start!$M$33:$N$39,2,FALSE)/T820)+VLOOKUP(S820,Start!$C$33:$D$40,2,FALSE)","v":185.0970920383964}]
[null,null,"Yes","SEE977956291342","BNA1859","Ford-Werke GmbH","BHKW Ford Saarlouis",66740,"Saarlouis","Henry-Ford-Straße 1","Saarland","2016-10-28","Erdgas","Erdgas, Erdölgas","Gas","Ja","Verbrennungsmotor","Gas","CCGT",0.40260000000000001,"OPSD (2020)",22.02,21.61,{"$f":"(1-VLOOKUP(S821,Start!$H$33:$I$40,2,FALSE)/100)*W821","v":18.800699999999999},{"$f":"VLOOKUP(R821,Start!$C$9:$D$15,2,FALSE)+VLOOKUP(R821,Start!$C$23:$D$29,2,FALSE)","v":54.56},{"$f":"(Y821/T821)+Start!$D$19*(VLOOKUP(R821,Start!$M$33:$N$39,2,FALSE)/T821)+VLOOKUP(S821,Start!$C$33:$D$40,2,FALSE)","v":163.02531048186785}]
[null,null,"Yes","SEE910326850336","BNA1861","BMW AG","Regensburg KWK 1",93055,"Regensburg","Herbert-Quandt-Allee 1","Bayern","2011-07-05","Erdgas","Erdgas, Erdölgas","Gas","Ja","Verbrennungsmotor","Gas","CCGT",0.3982,"OPSD (2020)",2.6779999999999999,2.6240000000000001,{"$f":"(1-VLOOKUP(S822,Start!$H$33:$I$40,2,FALSE)/100)*W822","v":2.28288},{"$f":"VLOOKUP(R822,Start!$C$9:$D$15,2,FALSE)+VLOOKUP(R822,Start!$C$23:$D$29,2,FALSE)","v":54.56},{"$f":"(Y822/T822)+Start!$D$19*(VLOOKUP(R822,Start!$M$33:$N$39,2,FALSE)/T822)+VLOOKUP(S822,Start!$C$33:$D$40,2,FALSE)","v":164.81012054244098}]
[null,null,"Yes","SEE908927793930","BNA1861","BMW AG","Regensburg KWK 2",93055,"Regensburg","Herbert-Quandt-Allee 1","Bayern","2011-07-05","Erdgas","Erdgas, Erdölgas","Gas","Ja","Verbrennungsmotor","Gas","CCGT",0.3982,"OPSD (2020)",2.6779999999999999,2.6240000000000001,{"$f":"(1-VLOOKUP(S823,Start!$H$33:$I$40,2,FALSE)/100)*W823","v":2.28288},{"$f":"VLOOKUP(R823,Start!$C$9:$D$15,2,FALSE)+VLOOKUP(R823,Start!$C$23:$D$29,2,FALSE)","v":54.56},{"$f":"(Y823/T823)+Start!$D$19*(VLOOKUP(R823,Start!$M$33:$N$39,2,FALSE)/T823)+VLOOKUP(S823,Start!$C$33:$D$40,2,FALSE)","v":164.81012054244098}]
[null,null,"Yes","SEE989785638618","BNA1861","BMW AG","Regensburg KWK 3",93055,"Regensburg","Herbert-Quandt-Allee 1","Bayern","2012-10-29","Erdgas","Erdgas, Erdölgas","Gas","Ja","Verbrennungsmotor","Gas","CCGT",0.3982,"OPSD (2020)",2.6779999999999999,2.6240000000000001,{"$f":"(1-VLOOKUP(S824,Start!$H$33:$I$40,2,FALSE)/100)*W824","v":2.28288},{"$f":"VLOOKUP(R824,Start!$C$9:$D$15,2,FALSE)+VLOOKUP(R824,Start!$C$23:$D$29,2,FALSE)","v":54.56},{"$f":"(Y824/T824)+Start!$D$19*(VLOOKUP(R824,Start!$M$33:$N$39,2,FALSE)/T824)+VLOOKUP(S824,Start!$C$33:$D$40,2,FALSE)","v":164.81012054244098}]
[null,null,"Yes","SEE902725989434","BNA1861","BMW AG","Regensburg KWK 4",93055,"Regensburg","Herbert-Quandt-Allee 1","Bayern","2012-10-29","Erdgas","Erdgas, Erdölgas","Gas","Ja","Verbrennungsmotor","Gas","CCGT",0.3982,"OPSD (2020)",2.6779999999999999,2.6240000000000001,{"$f":"(1-VLOOKUP(S825,Start!$H$33:$I$40,2,FALSE)/100)*W825","v":2.28288},{"$f":"VLOOKUP(R825,Start!$C$9:$D$15,2,FALSE)+VLOOKUP(R825,Start!$C$23:$D$29,2,FALSE)","v":54.56},{"$f":"(Y825/T825)+Start!$D$19*(VLOOKUP(R825,Start!$M$33:$N$39,2,FALSE)/T825)+VLOOKUP(S825,Start!$C$33:$D$40,2,FALSE)","v":164.81012054244098}]
[null,null,"Yes","SEE928797247012","BNA1862","BMW AG","Regensburg KWK 5",93055,"Regensburg","Herbert-Quandt-Allee 1","Bayern","2016-08-22","Erdgas","Erdgas, Erdölgas","Gas","Ja","Verbrennungsmotor","Gas","CCGT",0.40260000000000001,"OPSD (2020)",2.6789999999999998,2.6520000000000001,{"$f":"(1-VLOOKUP(S826,Start!$H$33:$I$40,2,FALSE)/100)*W826","v":2.3072400000000002},{"$f":"VLOOKUP(R826,Start!$C$9:$D$15,2,FALSE)+VLOOKUP(R826,Start!$C$23:$D$29,2,FALSE)","v":54.56},{"$f":"(Y826/T826)+Start!$D$19*(VLOOKUP(R826,Start!$M$33:$N$39,2,FALSE)/T826)+VLOOKUP(S826,Start!$C$33:$D$40,2,FALSE)","v":163.02531048186785}]
[null,null,"Yes","SEE991036415459","BNA1863","Fresenius Medical Care Deutschland GmbH","Gasturbine 1",66606,"St. Wendel","Frankfurter Straße 44414","Saarland","2014-01-24","Erdgas","Erdgas, Erdölgas","Gas","Ja","Gasturbinen mit Abhitzekessel","Gas","CCGT",0.41639999999999999,"OPSD (2020)",7.58,7.5579999999999998,{"$f":"(1-VLOOKUP(S827,Start!$H$33:$I$40,2,FALSE)/100)*W827","v":6.5754599999999996},{"$f":"VLOOKUP(R827,Start!$C$9:$D$15,2,FALSE)+VLOOKUP(R827,Start!$C$23:$D$29,2,FALSE)","v":54.56},{"$f":"(Y827/T827)+Start!$D$19*(VLOOKUP(R827,Start!$M$33:$N$39,2,FALSE)/T827)+VLOOKUP(S827,Start!$C$33:$D$40,2,FALSE)","v":157.67216618635928}]
[null,null,"Yes","SEE997248724068","BNA1863","Fresenius Medical Care Deutschland GmbH","Gasturbine 2",66606,"St. Wendel","Frankfurter Straße 44414","Saarland","2014-01-24","Erdgas","Erdgas, Erdölgas","Gas","Ja","Gasturbinen mit Abhitzekessel","Gas","CCGT",0.41639999999999999,"OPSD (2020)",7.58,7.5579999999999998,{"$f":"(1-VLOOKUP(S828,Start!$H$33:$I$40,2,FALSE)/100)*W828","v":6.5754599999999996},{"$f":"VLOOKUP(R828,Start!$C$9:$D$15,2,FALSE)+VLOOKUP(R828,Start!$C$23:$D$29,2,FALSE)","v":54.56},{"$f":"(Y828/T828)+Start!$D$19*(VLOOKUP(R828,Start!$M$33:$N$39,2,FALSE)/T828)+VLOOKUP(S828,Start!$C$33:$D$40,2,FALSE)","v":157.67216618635928}]
[null,null,"Yes","SEE940081190514","BNA1863","Fresenius Medical Care Deutschland GmbH","Gasturbine 3",66606,"St. Wendel","Frankfurter Straße 44414","Saarland","2017-11-28","Erdgas","Erdgas, Erdölgas","Gas","Ja","Gasturbinen mit Abhitzekessel","Gas","CCGT",0.41639999999999999,"OPSD (2020)",4.4039999999999999,4.3680000000000003,{"$f":"(1-VLOOKUP(S829,Start!$H$33:$I$40,2,FALSE)/100)*W829","v":3.8001600000000004},{"$f":"VLOOKUP(R829,Start!$C$9:$D$15,2,FALSE)+VLOOKUP(R829,Start!$C$23:$D$29,2,FALSE)","v":54.56},{"$f":"(Y829/T829)+Start!$D$19*(VLOOKUP(R829,Start!$M$33:$N$39,2,FALSE)/T829)+VLOOKUP(S829,Start!$C$33:$D$40,2,FALSE)","v":157.67216618635928}]
[null,null,"Yes","SEE974018310478","BNA1864","KÄMMERER Energie GmbH","Generator 4",49090,"Osnabrück","Römereschstraße 33","Niedersachsen","1962-12-22","Braunkohle","Wirbelschichtkohle","Lignite","Ja","Sonstige","Lignite","Lignite",0.33,"own Assumption",11.25,9.1999999999999993,{"$f":"(1-VLOOKUP(S830,Start!$H$33:$I$40,2,FALSE)/100)*W830","v":8.0039999999999996},{"$f":"VLOOKUP(R830,Start!$C$9:$D$15,2,FALSE)+VLOOKUP(R830,Start!$C$23:$D$29,2,FALSE)","v":3.1},{"$f":"(Y830/T830)+Start!$D$19*(VLOOKUP(R830,Start!$M$33:$N$39,2,FALSE)/T830)+VLOOKUP(S830,Start!$C$33:$D$40,2,FALSE)","v":74.864727272727279}]
[null,null,"Yes","SEE920672219015","BNA1865","KÄMMERER Energie GmbH","Generator 5",49090,"Osnabrück","Römereschstraße 33","Niedersachsen","1977-01-10","Braunkohle","Wirbelschichtkohle","Lignite","Ja","Sonstige","Lignite","Lignite",0.33,"own Assumption",16.5,9.8000000000000007,{"$f":"(1-VLOOKUP(S831,Start!$H$33:$I$40,2,FALSE)/100)*W831","v":8.5259999999999998},{"$f":"VLOOKUP(R831,Start!$C$9:$D$15,2,FALSE)+VLOOKUP(R831,Start!$C$23:$D$29,2,FALSE)","v":3.1},{"$f":"(Y831/T831)+Start!$D$19*(VLOOKUP(R831,Start!$M$33:$N$39,2,FALSE)/T831)+VLOOKUP(S831,Start!$C$33:$D$40,2,FALSE)","v":74.864727272727279}]
[null,null,"Yes","SEE971876915975","BNA1866","GLOBALFOUNDRIES Dresden Module One LLC & Co. KG","Gasmotoren-Blockheizkraftwerk II (Generator 1)",1468,"Moritzburg","Ringstraße 3","Sachsen","2004-11-10","Erdgas","Erdgas, Erdölgas","Gas","Ja","Verbrennungsmotor","Gas","CCGT",0.442,"Assumption based on DIW (2014)",3.8319999999999999,3.7719999999999998,{"$f":"(1-VLOOKUP(S832,Start!$H$33:$I$40,2,FALSE)/100)*W832","v":3.2816399999999999},{"$f":"VLOOKUP(R832,Start!$C$9:$D$15,2,FALSE)+VLOOKUP(R832,Start!$C$23:$D$29,2,FALSE)","v":54.56},{"$f":"(Y832/T832)+Start!$D$19*(VLOOKUP(R832,Start!$M$33:$N$39,2,FALSE)/T832)+VLOOKUP(S832,Start!$C$33:$D$40,2,FALSE)","v":148.62690045248868}]
[null,null,"Yes","SEE921008505376","BNA1866","GLOBALFOUNDRIES Dresden Module One LLC & Co. KG","Gasmotoren-Blockheizkraftwerk II (Generator 2)",1468,"Moritzburg","Ringstraße 3","Sachsen","2004-11-10","Erdgas","Erdgas, Erdölgas","Gas","Ja","Verbrennungsmotor","Gas","CCGT",0.442,"Assumption based on DIW (2014)",3.8319999999999999,3.7719999999999998,{"$f":"(1-VLOOKUP(S833,Start!$H$33:$I$40,2,FALSE)/100)*W833","v":3.2816399999999999},{"$f":"VLOOKUP(R833,Start!$C$9:$D$15,2,FALSE)+VLOOKUP(R833,Start!$C$23:$D$29,2,FALSE)","v":54.56},{"$f":"(Y833/T833)+Start!$D$19*(VLOOKUP(R833,Start!$M$33:$N$39,2,FALSE)/T833)+VLOOKUP(S833,Start!$C$33:$D$40,2,FALSE)","v":148.62690045248868}]
[null,null,"Yes","SEE916894674336","BNA1866","GLOBALFOUNDRIES Dresden Module One LLC & Co. KG","Gasmotoren-Blockheizkraftwerk II (Generator 3)",1468,"Moritzburg","Ringstraße 3","Sachsen","2004-11-10","Erdgas","Erdgas, Erdölgas","Gas","Ja","Verbrennungsmotor","Gas","CCGT",0.442,"Assumption based on DIW (2014)",3.8319999999999999,3.7719999999999998,{"$f":"(1-VLOOKUP(S834,Start!$H$33:$I$40,2,FALSE)/100)*W834","v":3.2816399999999999},{"$f":"VLOOKUP(R834,Start!$C$9:$D$15,2,FALSE)+VLOOKUP(R834,Start!$C$23:$D$29,2,FALSE)","v":54.56},{"$f":"(Y834/T834)+Start!$D$19*(VLOOKUP(R834,Start!$M$33:$N$39,2,FALSE)/T834)+VLOOKUP(S834,Start!$C$33:$D$40,2,FALSE)","v":148.62690045248868}]
[null,null,"Yes","SEE910080930862","BNA1866","GLOBALFOUNDRIES Dresden Module One LLC & Co. KG","Gasmotoren-Blockheizkraftwerk II (Generator 4)",1468,"Moritzburg","Ringstraße 3","Sachsen","2004-11-10","Erdgas","Erdgas, Erdölgas","Gas","Ja","Verbrennungsmotor","Gas","CCGT",0.442,"Assumption based on DIW (2014)",3.8319999999999999,3.7719999999999998,{"$f":"(1-VLOOKUP(S835,Start!$H$33:$I$40,2,FALSE)/100)*W835","v":3.2816399999999999},{"$f":"VLOOKUP(R835,Start!$C$9:$D$15,2,FALSE)+VLOOKUP(R835,Start!$C$23:$D$29,2,FALSE)","v":54.56},{"$f":"(Y835/T835)+Start!$D$19*(VLOOKUP(R835,Start!$M$33:$N$39,2,FALSE)/T835)+VLOOKUP(S835,Start!$C$33:$D$40,2,FALSE)","v":148.62690045248868}]
[null,null,"Yes","SEE960430412456","BNA1866","GLOBALFOUNDRIES Dresden Module One LLC & Co. KG","Gasmotoren-Blockheizkraftwerk II (Generator 5)",1468,"Moritzburg","Ringstraße 3","Sachsen","2004-11-10","Erdgas","Erdgas, Erdölgas","Gas","Ja","Verbrennungsmotor","Gas","CCGT",0.442,"Assumption based on DIW (2014)",3.8319999999999999,3.7719999999999998,{"$f":"(1-VLOOKUP(S836,Start!$H$33:$I$40,2,FALSE)/100)*W836","v":3.2816399999999999},{"$f":"VLOOKUP(R836,Start!$C$9:$D$15,2,FALSE)+VLOOKUP(R836,Start!$C$23:$D$29,2,FALSE)","v":54.56},{"$f":"(Y836/T836)+Start!$D$19*(VLOOKUP(R836,Start!$M$33:$N$39,2,FALSE)/T836)+VLOOKUP(S836,Start!$C$33:$D$40,2,FALSE)","v":148.62690045248868}]
[null,null,"Yes","SEE912978354040","BNA1866","GLOBALFOUNDRIES Dresden Module One LLC & Co. KG","Gasmotoren-Blockheizkraftwerk II (Generator 6)",1468,"Moritzburg","Ringstraße 3","Sachsen","2004-11-10","Erdgas","Erdgas, Erdölgas","Gas","Ja","Verbrennungsmotor","Gas","CCGT",0.442,"Assumption based on DIW (2014)",3.8319999999999999,3.7719999999999998,{"$f":"(1-VLOOKUP(S837,Start!$H$33:$I$40,2,FALSE)/100)*W837","v":3.2816399999999999},{"$f":"VLOOKUP(R837,Start!$C$9:$D$15,2,FALSE)+VLOOKUP(R837,Start!$C$23:$D$29,2,FALSE)","v":54.56},{"$f":"(Y837/T837)+Start!$D$19*(VLOOKUP(R837,Start!$M$33:$N$39,2,FALSE)/T837)+VLOOKUP(S837,Start!$C$33:$D$40,2,FALSE)","v":148.62690045248868}]
[null,null,"Yes","SEE905054165586","BNA1866","GLOBALFOUNDRIES Dresden Module One LLC & Co. KG","Gasmotoren-Blockheizkraftwerk II (Generator 7)",1468,"Moritzburg","Ringstraße 3","Sachsen","2004-11-10","Erdgas","Erdgas, Erdölgas","Gas","Ja","Verbrennungsmotor","Gas","CCGT",0.442,"Assumption based on DIW (2014)",3.8319999999999999,3.7719999999999998,{"$f":"(1-VLOOKUP(S838,Start!$H$33:$I$40,2,FALSE)/100)*W838","v":3.2816399999999999},{"$f":"VLOOKUP(R838,Start!$C$9:$D$15,2,FALSE)+VLOOKUP(R838,Start!$C$23:$D$29,2,FALSE)","v":54.56},{"$f":"(Y838/T838)+Start!$D$19*(VLOOKUP(R838,Start!$M$33:$N$39,2,FALSE)/T838)+VLOOKUP(S838,Start!$C$33:$D$40,2,FALSE)","v":148.62690045248868}]
[null,null,"Yes","SEE970143794190","BNA1866","GLOBALFOUNDRIES Dresden Module One LLC & Co. KG","Gasmotoren-Blockheizkraftwerk II (Generator 8)",1468,"Moritzburg","Ringstraße 3","Sachsen","2004-11-10","Erdgas","Erdgas, Erdölgas","Gas","Ja","Verbrennungsmotor","Gas","CCGT",0.442,"Assumption based on DIW (2014)",3.8319999999999999,3.7719999999999998,{"$f":"(1-VLOOKUP(S839,Start!$H$33:$I$40,2,FALSE)/100)*W839","v":3.2816399999999999},{"$f":"VLOOKUP(R839,Start!$C$9:$D$15,2,FALSE)+VLOOKUP(R839,Start!$C$23:$D$29,2,FALSE)","v":54.56},{"$f":"(Y839/T839)+Start!$D$19*(VLOOKUP(R839,Start!$M$33:$N$39,2,FALSE)/T839)+VLOOKUP(S839,Start!$C$33:$D$40,2,FALSE)","v":148.62690045248868}]
[null,null,"Yes","SEE955085348786","BNA1866","GLOBALFOUNDRIES Dresden Module One LLC & Co. KG","Gasmotoren-Blockheizkraftwerk II (Generator 9)",1468,"Moritzburg","Ringstraße 3","Sachsen","2004-11-10","Erdgas","Erdgas, Erdölgas","Gas","Ja","Verbrennungsmotor","Gas","CCGT",0.442,"Assumption based on DIW (2014)",3.8319999999999999,3.7719999999999998,{"$f":"(1-VLOOKUP(S840,Start!$H$33:$I$40,2,FALSE)/100)*W840","v":3.2816399999999999},{"$f":"VLOOKUP(R840,Start!$C$9:$D$15,2,FALSE)+VLOOKUP(R840,Start!$C$23:$D$29,2,FALSE)","v":54.56},{"$f":"(Y840/T840)+Start!$D$19*(VLOOKUP(R840,Start!$M$33:$N$39,2,FALSE)/T840)+VLOOKUP(S840,Start!$C$33:$D$40,2,FALSE)","v":148.62690045248868}]
[null,null,"Yes","SEE942956157011","BNA1867","AVG Köln mbH","Turbosatz 2",50735,"Köln","Geestemünder Str. 23","Nordrhein-Westfalen","2017-05-30","nicht biogener Abfall","","Waste","Nein","Kondensationsmaschine ohne Entnahme","Waste","Waste",0.33,"OPSD (2020)",31.76,18,{"$f":"(1-VLOOKUP(S841,Start!$H$33:$I$40,2,FALSE)/100)*W841","v":15.299999999999999},{"$f":"VLOOKUP(R841,Start!$C$9:$D$15,2,FALSE)+VLOOKUP(R841,Start!$C$23:$D$29,2,FALSE)","v":0},{"$f":"(Y841/T841)+Start!$D$19*(VLOOKUP(R841,Start!$M$33:$N$39,2,FALSE)/T841)+VLOOKUP(S841,Start!$C$33:$D$40,2,FALSE)","v":1}]
[null,null,"Yes","SEE957769851605","BNA1868","Mainova AG","HKW West Turbine 5",60327,"Frankfurt","Gutleutstraße 231","Hessen","2017-12-07","Wärme","Dampf (fremdbezogen)","Gas","Ja","Sonstige","Gas","CCGT",0.40479999999999999,"OPSD (2020)",39.299999999999997,39.137,{"$f":"(1-VLOOKUP(S842,Start!$H$33:$I$40,2,FALSE)/100)*W842","v":34.049190000000003},{"$f":"VLOOKUP(R842,Start!$C$9:$D$15,2,FALSE)+VLOOKUP(R842,Start!$C$23:$D$29,2,FALSE)","v":54.56},{"$f":"(Y842/T842)+Start!$D$19*(VLOOKUP(R842,Start!$M$33:$N$39,2,FALSE)/T842)+VLOOKUP(S842,Start!$C$33:$D$40,2,FALSE)","v":162.14745553359685}]
[null,null,"Yes","SEE957163765348","BNA1870","ORION Engineered Carbons GmbH","Generator 3",50997,"Köln","Harry-Kloepfer-Str. 1","Nordrhein-Westfalen","2020-06-05","andere Gase","Andere Gase","Other (nicht erneuerbar)","Ja","Gegendruckmaschine mit Entnahme","Gas","CCGT",0.34100000000000003,"Assumption based on DIW (2014)",14,13.4,{"$f":"(1-VLOOKUP(S843,Start!$H$33:$I$40,2,FALSE)/100)*W843","v":11.657999999999999},{"$f":"VLOOKUP(R843,Start!$C$9:$D$15,2,FALSE)+VLOOKUP(R843,Start!$C$23:$D$29,2,FALSE)","v":54.56},{"$f":"(Y843/T843)+Start!$D$19*(VLOOKUP(R843,Start!$M$33:$N$39,2,FALSE)/T843)+VLOOKUP(S843,Start!$C$33:$D$40,2,FALSE)","v":192.20407624633432}]
[null,null,"Yes","SEE944148486770","BNA1870","ORION Engineered Carbons GmbH","Generator 4",50997,"Köln","Harry-Kloepfer-Str. 1","Nordrhein-Westfalen","2017-12-21","andere Gase","Andere Gase","Other (nicht erneuerbar)","Ja","Kondensationsmaschine mit Entnahme","Gas","CCGT",0.34100000000000003,"Assumption based on DIW (2014)",22.77,22,{"$f":"(1-VLOOKUP(S844,Start!$H$33:$I$40,2,FALSE)/100)*W844","v":19.14},{"$f":"VLOOKUP(R844,Start!$C$9:$D$15,2,FALSE)+VLOOKUP(R844,Start!$C$23:$D$29,2,FALSE)","v":54.56},{"$f":"(Y844/T844)+Start!$D$19*(VLOOKUP(R844,Start!$M$33:$N$39,2,FALSE)/T844)+VLOOKUP(S844,Start!$C$33:$D$40,2,FALSE)","v":192.20407624633432}]
[null,null,"Yes","SEE955178360381","BNA1873","BMW AG","KWK 1 Gebäude 192.0",84130,"Dingolfing","Karl-Dompert-Straße 7","Bayern","2017-11-15","Erdgas","Erdgas, Erdölgas","Gas","Ja","Verbrennungsmotor","Gas","CCGT",0.4037,"OPSD (2020)",4.13,4.09,{"$f":"(1-VLOOKUP(S845,Start!$H$33:$I$40,2,FALSE)/100)*W845","v":3.5583},{"$f":"VLOOKUP(R845,Start!$C$9:$D$15,2,FALSE)+VLOOKUP(R845,Start!$C$23:$D$29,2,FALSE)","v":54.56},{"$f":"(Y845/T845)+Start!$D$19*(VLOOKUP(R845,Start!$M$33:$N$39,2,FALSE)/T845)+VLOOKUP(S845,Start!$C$33:$D$40,2,FALSE)","v":162.58518702006441}]
[null,null,"Yes","SEE993922966908","BNA1873","BMW AG","KWK 3 Geb. 192.0",84130,"Dingolfing","Karl-Dompert-Straße 7","Bayern","2017-11-15","Erdgas","Erdgas, Erdölgas","Gas","Ja","Verbrennungsmotor","Gas","CCGT",0.4037,"OPSD (2020)",4.13,4.09,{"$f":"(1-VLOOKUP(S846,Start!$H$33:$I$40,2,FALSE)/100)*W846","v":3.5583},{"$f":"VLOOKUP(R846,Start!$C$9:$D$15,2,FALSE)+VLOOKUP(R846,Start!$C$23:$D$29,2,FALSE)","v":54.56},{"$f":"(Y846/T846)+Start!$D$19*(VLOOKUP(R846,Start!$M$33:$N$39,2,FALSE)/T846)+VLOOKUP(S846,Start!$C$33:$D$40,2,FALSE)","v":162.58518702006441}]
[null,null,"Yes","SEE933402065318","BNA1873","BMW AG","KWK 4 Geb. 192.0",84130,"Dingolfing","Karl-Dompert-Straße 7","Bayern","2017-11-15","Erdgas","Erdgas, Erdölgas","Gas","Ja","Verbrennungsmotor","Gas","CCGT",0.4037,"OPSD (2020)",4.13,4.09,{"$f":"(1-VLOOKUP(S847,Start!$H$33:$I$40,2,FALSE)/100)*W847","v":3.5583},{"$f":"VLOOKUP(R847,Start!$C$9:$D$15,2,FALSE)+VLOOKUP(R847,Start!$C$23:$D$29,2,FALSE)","v":54.56},{"$f":"(Y847/T847)+Start!$D$19*(VLOOKUP(R847,Start!$M$33:$N$39,2,FALSE)/T847)+VLOOKUP(S847,Start!$C$33:$D$40,2,FALSE)","v":162.58518702006441}]
[null,null,"Yes","SEE967390177067","BNA1894","Holcim (Süddeutschland) GmbH","GOES Anlagen Dotternhausen Blöcke 1+2+3+4",72359,"Dotternhausen","Dormettinger Straße 25","Baden-Württemberg","2000-01-01","Mineralölprodukte","Andere Mineralölprodukte","Oil","Nein","Sonstige","Oil","Oil",0.33,"own Assumption",17,15,{"$f":"(1-VLOOKUP(S848,Start!$H$33:$I$40,2,FALSE)/100)*W848","v":12.75},{"$f":"VLOOKUP(R848,Start!$C$9:$D$15,2,FALSE)+VLOOKUP(R848,Start!$C$23:$D$29,2,FALSE)","v":35.54},{"$f":"(Y848/T848)+Start!$D$19*(VLOOKUP(R848,Start!$M$33:$N$39,2,FALSE)/T848)+VLOOKUP(S848,Start!$C$33:$D$40,2,FALSE)","v":152.89454545454544}]
[null,null,"Yes","SEE958184152735","BNA1904","Stadtwerke Flensburg","Dampfturbine 7",24939,"Flensburg","Batteriestraße 48","Schleswig-Holstein","1980-10-21","Erdgas","Erdgas, Erdölgas","Gas","Ja","Gegendruckmaschine ohne Entnahme","Gas","CCGT",0.40260000000000001,"OPSD (2020)",34.159999999999997,28,{"$f":"(1-VLOOKUP(S849,Start!$H$33:$I$40,2,FALSE)/100)*W849","v":24.36},{"$f":"VLOOKUP(R849,Start!$C$9:$D$15,2,FALSE)+VLOOKUP(R849,Start!$C$23:$D$29,2,FALSE)","v":54.56},{"$f":"(Y849/T849)+Start!$D$19*(VLOOKUP(R849,Start!$M$33:$N$39,2,FALSE)/T849)+VLOOKUP(S849,Start!$C$33:$D$40,2,FALSE)","v":163.02531048186785}]
[null,null,"Yes","SEE953235539855","BNA1909","EnBW Energie Baden-Württemberg AG","Heizkraftwerk Stuttgart-Gaisburg HKW 3 Motor 1",70327,"Stuttgart","Langwiesenweg 23","Baden-Württemberg","2018-08-29","Erdgas","Erdgas, Erdölgas","Gas","Ja","Verbrennungsmotor","Gas","CCGT",0.40479999999999999,"OPSD (2020)",10.295,9.7170000000000005,{"$f":"(1-VLOOKUP(S850,Start!$H$33:$I$40,2,FALSE)/100)*W850","v":8.4537899999999997},{"$f":"VLOOKUP(R850,Start!$C$9:$D$15,2,FALSE)+VLOOKUP(R850,Start!$C$23:$D$29,2,FALSE)","v":54.56},{"$f":"(Y850/T850)+Start!$D$19*(VLOOKUP(R850,Start!$M$33:$N$39,2,FALSE)/T850)+VLOOKUP(S850,Start!$C$33:$D$40,2,FALSE)","v":162.14745553359685}]
[null,null,"Yes","SEE974615285285","BNA1909","EnBW Energie Baden-Württemberg AG","Heizkraftwerk Stuttgart-Gaisburg HKW 3 Motor 2",70327,"Stuttgart","Langwiesenweg 23","Baden-Württemberg","2018-08-29","Erdgas","Erdgas, Erdölgas","Gas","Ja","Verbrennungsmotor","Gas","CCGT",0.40479999999999999,"OPSD (2020)",10.295,9.7170000000000005,{"$f":"(1-VLOOKUP(S851,Start!$H$33:$I$40,2,FALSE)/100)*W851","v":8.4537899999999997},{"$f":"VLOOKUP(R851,Start!$C$9:$D$15,2,FALSE)+VLOOKUP(R851,Start!$C$23:$D$29,2,FALSE)","v":54.56},{"$f":"(Y851/T851)+Start!$D$19*(VLOOKUP(R851,Start!$M$33:$N$39,2,FALSE)/T851)+VLOOKUP(S851,Start!$C$33:$D$40,2,FALSE)","v":162.14745553359685}]
[null,null,"Yes","SEE972346658903","BNA1909","EnBW Energie Baden-Württemberg AG","Heizkraftwerk Stuttgart-Gaisburg HKW 3 Motor 3",70327,"Stuttgart","Langwiesenweg 23","Baden-Württemberg","2018-08-29","Erdgas","Erdgas, Erdölgas","Gas","Ja","Verbrennungsmotor","Gas","CCGT",0.40479999999999999,"OPSD (2020)",10.295,9.7170000000000005,{"$f":"(1-VLOOKUP(S852,Start!$H$33:$I$40,2,FALSE)/100)*W852","v":8.4537899999999997},{"$f":"VLOOKUP(R852,Start!$C$9:$D$15,2,FALSE)+VLOOKUP(R852,Start!$C$23:$D$29,2,FALSE)","v":54.56},{"$f":"(Y852/T852)+Start!$D$19*(VLOOKUP(R852,Start!$M$33:$N$39,2,FALSE)/T852)+VLOOKUP(S852,Start!$C$33:$D$40,2,FALSE)","v":162.14745553359685}]
[null,null,"Yes","SEE907667929555","BNA1911","DREWAG - Stadtwerke Dresden GmbH","HKW Dresden-Nord",1099,"Dresden","Hermann-Mende-Straße 2","Sachsen","2018-12-07","Erdgas","Erdgas, Erdölgas","Gas","Ja","Gasturbinen mit Abhitzekessel","Gas","CCGT",0.40479999999999999,"OPSD (2020)",12,11.5,{"$f":"(1-VLOOKUP(S853,Start!$H$33:$I$40,2,FALSE)/100)*W853","v":10.005000000000001},{"$f":"VLOOKUP(R853,Start!$C$9:$D$15,2,FALSE)+VLOOKUP(R853,Start!$C$23:$D$29,2,FALSE)","v":54.56},{"$f":"(Y853/T853)+Start!$D$19*(VLOOKUP(R853,Start!$M$33:$N$39,2,FALSE)/T853)+VLOOKUP(S853,Start!$C$33:$D$40,2,FALSE)","v":162.14745553359685}]
[null,null,"Yes","SEE949816813650","BNA1925","ENGIE Deutschland GmbH","70001314.01",7549,"Gera","Vogtlandstraße 11","Thüringen","2018-11-21","Erdgas","Erdgas, Erdölgas","Gas","Ja","Verbrennungsmotor","Gas","CCGT",0.40479999999999999,"OPSD (2020)",4.4039999999999999,4.3869999999999996,{"$f":"(1-VLOOKUP(S854,Start!$H$33:$I$40,2,FALSE)/100)*W854","v":3.8166899999999995},{"$f":"VLOOKUP(R854,Start!$C$9:$D$15,2,FALSE)+VLOOKUP(R854,Start!$C$23:$D$29,2,FALSE)","v":54.56},{"$f":"(Y854/T854)+Start!$D$19*(VLOOKUP(R854,Start!$M$33:$N$39,2,FALSE)/T854)+VLOOKUP(S854,Start!$C$33:$D$40,2,FALSE)","v":162.14745553359685}]
[null,null,"Yes","SEE971156902916","BNA1925","ENGIE Deutschland GmbH","70001314.01",7549,"Gera","Vogtlandstraße 11","Thüringen","2018-11-26","Erdgas","Erdgas, Erdölgas","Gas","Ja","Verbrennungsmotor","Gas","CCGT",0.40479999999999999,"OPSD (2020)",4.4039999999999999,4.3869999999999996,{"$f":"(1-VLOOKUP(S855,Start!$H$33:$I$40,2,FALSE)/100)*W855","v":3.8166899999999995},{"$f":"VLOOKUP(R855,Start!$C$9:$D$15,2,FALSE)+VLOOKUP(R855,Start!$C$23:$D$29,2,FALSE)","v":54.56},{"$f":"(Y855/T855)+Start!$D$19*(VLOOKUP(R855,Start!$M$33:$N$39,2,FALSE)/T855)+VLOOKUP(S855,Start!$C$33:$D$40,2,FALSE)","v":162.14745553359685}]
[null,null,"Yes","SEE904748267797","BNA1925","ENGIE Deutschland GmbH","70001314.01",7549,"Gera","Vogtlandstraße 11","Thüringen","2018-11-20","Erdgas","Erdgas, Erdölgas","Gas","Ja","Verbrennungsmotor","Gas","CCGT",0.40479999999999999,"OPSD (2020)",4.4039999999999999,4.3869999999999996,{"$f":"(1-VLOOKUP(S856,Start!$H$33:$I$40,2,FALSE)/100)*W856","v":3.8166899999999995},{"$f":"VLOOKUP(R856,Start!$C$9:$D$15,2,FALSE)+VLOOKUP(R856,Start!$C$23:$D$29,2,FALSE)","v":54.56},{"$f":"(Y856/T856)+Start!$D$19*(VLOOKUP(R856,Start!$M$33:$N$39,2,FALSE)/T856)+VLOOKUP(S856,Start!$C$33:$D$40,2,FALSE)","v":162.14745553359685}]
[null,null,"Yes","SEE968905685947","BNA1925","ENGIE Deutschland GmbH","70001314.01",7549,"Gera","Vogtlandstraße 11","Thüringen","2018-11-19","Erdgas","Erdgas, Erdölgas","Gas","Ja","Verbrennungsmotor","Gas","CCGT",0.40479999999999999,"OPSD (2020)",4.4039999999999999,4.3869999999999996,{"$f":"(1-VLOOKUP(S857,Start!$H$33:$I$40,2,FALSE)/100)*W857","v":3.8166899999999995},{"$f":"VLOOKUP(R857,Start!$C$9:$D$15,2,FALSE)+VLOOKUP(R857,Start!$C$23:$D$29,2,FALSE)","v":54.56},{"$f":"(Y857/T857)+Start!$D$19*(VLOOKUP(R857,Start!$M$33:$N$39,2,FALSE)/T857)+VLOOKUP(S857,Start!$C$33:$D$40,2,FALSE)","v":162.14745553359685}]
[null,null,"Yes","SEE929808661773","BNA1926","ENGIE Deutschland GmbH","70001313.01",7546,"Gera","Siemensstraße 43","Thüringen","2018-12-05","Erdgas","Erdgas, Erdölgas","Gas","Ja","Verbrennungsmotor","Gas","CCGT",0.40479999999999999,"OPSD (2020)",4.5,4.4720000000000004,{"$f":"(1-VLOOKUP(S858,Start!$H$33:$I$40,2,FALSE)/100)*W858","v":3.8906400000000003},{"$f":"VLOOKUP(R858,Start!$C$9:$D$15,2,FALSE)+VLOOKUP(R858,Start!$C$23:$D$29,2,FALSE)","v":54.56},{"$f":"(Y858/T858)+Start!$D$19*(VLOOKUP(R858,Start!$M$33:$N$39,2,FALSE)/T858)+VLOOKUP(S858,Start!$C$33:$D$40,2,FALSE)","v":162.14745553359685}]
[null,null,"Yes","SEE956808243722","BNA1926","ENGIE Deutschland GmbH","70001313.01",7546,"Gera","Siemensstraße 43","Thüringen","2018-12-05","Erdgas","Erdgas, Erdölgas","Gas","Ja","Verbrennungsmotor","Gas","CCGT",0.40479999999999999,"OPSD (2020)",4.5,4.4720000000000004,{"$f":"(1-VLOOKUP(S859,Start!$H$33:$I$40,2,FALSE)/100)*W859","v":3.8906400000000003},{"$f":"VLOOKUP(R859,Start!$C$9:$D$15,2,FALSE)+VLOOKUP(R859,Start!$C$23:$D$29,2,FALSE)","v":54.56},{"$f":"(Y859/T859)+Start!$D$19*(VLOOKUP(R859,Start!$M$33:$N$39,2,FALSE)/T859)+VLOOKUP(S859,Start!$C$33:$D$40,2,FALSE)","v":162.14745553359685}]
[null,null,"Yes","SEE984068604342","BNA1926","ENGIE Deutschland GmbH","70001313.01",7546,"Gera","Siemensstraße 43","Thüringen","2018-12-05","Erdgas","Erdgas, Erdölgas","Gas","Ja","Verbrennungsmotor","Gas","CCGT",0.40479999999999999,"OPSD (2020)",4.5,4.4720000000000004,{"$f":"(1-VLOOKUP(S860,Start!$H$33:$I$40,2,FALSE)/100)*W860","v":3.8906400000000003},{"$f":"VLOOKUP(R860,Start!$C$9:$D$15,2,FALSE)+VLOOKUP(R860,Start!$C$23:$D$29,2,FALSE)","v":54.56},{"$f":"(Y860/T860)+Start!$D$19*(VLOOKUP(R860,Start!$M$33:$N$39,2,FALSE)/T860)+VLOOKUP(S860,Start!$C$33:$D$40,2,FALSE)","v":162.14745553359685}]
[null,null,"Yes","SEE948545926433","BNA1926","ENGIE Deutschland GmbH","70001313.01",7546,"Gera","Siemensstraße 43","Thüringen","2018-12-06","Erdgas","Erdgas, Erdölgas","Gas","Ja","Verbrennungsmotor","Gas","CCGT",0.40479999999999999,"OPSD (2020)",4.5,4.4720000000000004,{"$f":"(1-VLOOKUP(S861,Start!$H$33:$I$40,2,FALSE)/100)*W861","v":3.8906400000000003},{"$f":"VLOOKUP(R861,Start!$C$9:$D$15,2,FALSE)+VLOOKUP(R861,Start!$C$23:$D$29,2,FALSE)","v":54.56},{"$f":"(Y861/T861)+Start!$D$19*(VLOOKUP(R861,Start!$M$33:$N$39,2,FALSE)/T861)+VLOOKUP(S861,Start!$C$33:$D$40,2,FALSE)","v":162.14745553359685}]
[null,null,"Yes","SEE957602727647","BNA1926","ENGIE Deutschland GmbH","70001313.01",7546,"Gera","Siemensstraße 43","Thüringen","2018-12-06","Erdgas","Erdgas, Erdölgas","Gas","Ja","Verbrennungsmotor","Gas","CCGT",0.40479999999999999,"OPSD (2020)",4.5,4.4720000000000004,{"$f":"(1-VLOOKUP(S862,Start!$H$33:$I$40,2,FALSE)/100)*W862","v":3.8906400000000003},{"$f":"VLOOKUP(R862,Start!$C$9:$D$15,2,FALSE)+VLOOKUP(R862,Start!$C$23:$D$29,2,FALSE)","v":54.56},{"$f":"(Y862/T862)+Start!$D$19*(VLOOKUP(R862,Start!$M$33:$N$39,2,FALSE)/T862)+VLOOKUP(S862,Start!$C$33:$D$40,2,FALSE)","v":162.14745553359685}]
[null,null,"Yes","SEE901246020381","BNA1927","TEAG Thüringer Energie AG","Gasmotor Bad Salzungen",36433,"Bad Salzungen","Langenfelder Straße 82","Thüringen","2018-12-04","Erdgas","Erdgas, Erdölgas","Gas","Ja","Verbrennungsmotor","Gas","CCGT",0.40479999999999999,"OPSD (2020)",10.051,10.003,{"$f":"(1-VLOOKUP(S863,Start!$H$33:$I$40,2,FALSE)/100)*W863","v":8.70261},{"$f":"VLOOKUP(R863,Start!$C$9:$D$15,2,FALSE)+VLOOKUP(R863,Start!$C$23:$D$29,2,FALSE)","v":54.56},{"$f":"(Y863/T863)+Start!$D$19*(VLOOKUP(R863,Start!$M$33:$N$39,2,FALSE)/T863)+VLOOKUP(S863,Start!$C$33:$D$40,2,FALSE)","v":162.14745553359685}]
[null,null,"Yes","SEE923401813959","BNA1935","Vattenfall Wärme Berlin AG","GuD Lichterfelde Gasturbine",12207,"Berlin","Ostpreußendamm 61","Berlin","2019-04-11","Erdgas","Erdgas, Erdölgas","Gas","Ja","Kondensationsmaschine mit Entnahme","Gas","CCGT",0.40589999999999998,"OPSD (2020)",190,185,{"$f":"(1-VLOOKUP(S864,Start!$H$33:$I$40,2,FALSE)/100)*W864","v":160.94999999999999},{"$f":"VLOOKUP(R864,Start!$C$9:$D$15,2,FALSE)+VLOOKUP(R864,Start!$C$23:$D$29,2,FALSE)","v":54.56},{"$f":"(Y864/T864)+Start!$D$19*(VLOOKUP(R864,Start!$M$33:$N$39,2,FALSE)/T864)+VLOOKUP(S864,Start!$C$33:$D$40,2,FALSE)","v":161.71209657551123}]
[null,null,"Yes","SEE929077603696","BNA1935","Vattenfall Wärme Berlin AG","GuD Lichterfelde Dampfturbine",12207,"Berlin","Ostpreußendamm 61","Berlin","2019-04-11","Wärme","Prozessdampf","Gas","Ja","Kondensationsmaschine mit Entnahme","Gas","CCGT",0.40589999999999998,"OPSD (2020)",125,115,{"$f":"(1-VLOOKUP(S865,Start!$H$33:$I$40,2,FALSE)/100)*W865","v":100.05},{"$f":"VLOOKUP(R865,Start!$C$9:$D$15,2,FALSE)+VLOOKUP(R865,Start!$C$23:$D$29,2,FALSE)","v":54.56},{"$f":"(Y865/T865)+Start!$D$19*(VLOOKUP(R865,Start!$M$33:$N$39,2,FALSE)/T865)+VLOOKUP(S865,Start!$C$33:$D$40,2,FALSE)","v":161.71209657551123}]
[null,null,"Yes","SEE901344829220","BNA1938","Papierfabrik Palm GmbH & Co. KG","Bestandsanlage_HKW_Aalen",73432,"Aalen","Neukochen 10","Baden-Württemberg","1960-01-01","Erdgas","Erdgas, Erdölgas","Gas","Ja","Gegendruckmaschine ohne Entnahme","Gas","CCGT",0.34100000000000003,"OPSD (2020)",23,15,{"$f":"(1-VLOOKUP(S866,Start!$H$33:$I$40,2,FALSE)/100)*W866","v":13.05},{"$f":"VLOOKUP(R866,Start!$C$9:$D$15,2,FALSE)+VLOOKUP(R866,Start!$C$23:$D$29,2,FALSE)","v":54.56},{"$f":"(Y866/T866)+Start!$D$19*(VLOOKUP(R866,Start!$M$33:$N$39,2,FALSE)/T866)+VLOOKUP(S866,Start!$C$33:$D$40,2,FALSE)","v":192.20407624633432}]
[null,null,"Yes","SEE972750176482","BNA1944","BMW AG","KWK 5 Geb. 192.0",84130,"Dingolfing","Karl-Dompert-Straße 7","Bayern","2018-11-15","Erdgas","Erdgas, Erdölgas","Gas","Ja","Verbrennungsmotor","Gas","CCGT",0.40589999999999998,"OPSD (2020)",4.5,4.47,{"$f":"(1-VLOOKUP(S867,Start!$H$33:$I$40,2,FALSE)/100)*W867","v":3.8888999999999996},{"$f":"VLOOKUP(R867,Start!$C$9:$D$15,2,FALSE)+VLOOKUP(R867,Start!$C$23:$D$29,2,FALSE)","v":54.56},{"$f":"(Y867/T867)+Start!$D$19*(VLOOKUP(R867,Start!$M$33:$N$39,2,FALSE)/T867)+VLOOKUP(S867,Start!$C$33:$D$40,2,FALSE)","v":161.71209657551123}]
[null,null,"Yes","SEE946583344691","BNA1944","BMW AG","KWK 6",84130,"Dingolfing","Karl-Dompert-Straße 7","Bayern","2019-03-26","Erdgas","Erdgas, Erdölgas","Gas","Ja","Verbrennungsmotor","Gas","CCGT",0.40589999999999998,"OPSD (2020)",4.5,4.5,{"$f":"(1-VLOOKUP(S868,Start!$H$33:$I$40,2,FALSE)/100)*W868","v":3.915},{"$f":"VLOOKUP(R868,Start!$C$9:$D$15,2,FALSE)+VLOOKUP(R868,Start!$C$23:$D$29,2,FALSE)","v":54.56},{"$f":"(Y868/T868)+Start!$D$19*(VLOOKUP(R868,Start!$M$33:$N$39,2,FALSE)/T868)+VLOOKUP(S868,Start!$C$33:$D$40,2,FALSE)","v":161.71209657551123}]
[null,null,"Yes","SEE918100281437","BNA1944","BMW AG","KWK 7",84130,"Dingolfing","Karl-Dompert-Straße 7","Bayern","2019-03-26","Erdgas","Erdgas, Erdölgas","Gas","Ja","Verbrennungsmotor","Gas","CCGT",0.40589999999999998,"OPSD (2020)",4.5,4.5,{"$f":"(1-VLOOKUP(S869,Start!$H$33:$I$40,2,FALSE)/100)*W869","v":3.915},{"$f":"VLOOKUP(R869,Start!$C$9:$D$15,2,FALSE)+VLOOKUP(R869,Start!$C$23:$D$29,2,FALSE)","v":54.56},{"$f":"(Y869/T869)+Start!$D$19*(VLOOKUP(R869,Start!$M$33:$N$39,2,FALSE)/T869)+VLOOKUP(S869,Start!$C$33:$D$40,2,FALSE)","v":161.71209657551123}]
[null,null,"Yes","SEE951839779134","BNA1945","Stadtwerke Kiel AG","Küstenkraftwerk K.I.E.L Motor 1",24149,"Kiel","Hasselfelde 30","Schleswig-Holstein","2018-12-07","Erdgas","Erdgas, Erdölgas","Gas","Ja","Verbrennungsmotor","Gas","CCGT",0.40589999999999998,"OPSD (2020)",9.5210000000000008,9.4359999999999999,{"$f":"(1-VLOOKUP(S870,Start!$H$33:$I$40,2,FALSE)/100)*W870","v":8.20932},{"$f":"VLOOKUP(R870,Start!$C$9:$D$15,2,FALSE)+VLOOKUP(R870,Start!$C$23:$D$29,2,FALSE)","v":54.56},{"$f":"(Y870/T870)+Start!$D$19*(VLOOKUP(R870,Start!$M$33:$N$39,2,FALSE)/T870)+VLOOKUP(S870,Start!$C$33:$D$40,2,FALSE)","v":161.71209657551123}]
[null,null,"Yes","SEE985206646330","BNA1945","Stadtwerke Kiel AG","Küstenkraftwerk K.I.E.L Motor 10",24149,"Kiel","Hasselfelde 30","Schleswig-Holstein","2018-10-05","Erdgas","Erdgas, Erdölgas","Gas","Ja","Verbrennungsmotor","Gas","CCGT",0.40589999999999998,"OPSD (2020)",9.5210000000000008,9.4359999999999999,{"$f":"(1-VLOOKUP(S871,Start!$H$33:$I$40,2,FALSE)/100)*W871","v":8.20932},{"$f":"VLOOKUP(R871,Start!$C$9:$D$15,2,FALSE)+VLOOKUP(R871,Start!$C$23:$D$29,2,FALSE)","v":54.56},{"$f":"(Y871/T871)+Start!$D$19*(VLOOKUP(R871,Start!$M$33:$N$39,2,FALSE)/T871)+VLOOKUP(S871,Start!$C$33:$D$40,2,FALSE)","v":161.71209657551123}]
[null,null,"Yes","SEE916115669219","BNA1945","Stadtwerke Kiel AG","Küstenkraftwerk K.I.E.L Motor 11",24149,"Kiel","Hasselfelde 30","Schleswig-Holstein","2018-08-21","Erdgas","Erdgas, Erdölgas","Gas","Ja","Verbrennungsmotor","Gas","CCGT",0.40589999999999998,"OPSD (2020)",9.5210000000000008,9.4359999999999999,{"$f":"(1-VLOOKUP(S872,Start!$H$33:$I$40,2,FALSE)/100)*W872","v":8.20932},{"$f":"VLOOKUP(R872,Start!$C$9:$D$15,2,FALSE)+VLOOKUP(R872,Start!$C$23:$D$29,2,FALSE)","v":54.56},{"$f":"(Y872/T872)+Start!$D$19*(VLOOKUP(R872,Start!$M$33:$N$39,2,FALSE)/T872)+VLOOKUP(S872,Start!$C$33:$D$40,2,FALSE)","v":161.71209657551123}]
[null,null,"Yes","SEE953574430066","BNA1945","Stadtwerke Kiel AG","Küstenkraftwerk K.I.E.L Motor 12",24149,"Kiel","Hasselfelde 30","Schleswig-Holstein","2018-08-23","Erdgas","Erdgas, Erdölgas","Gas","Ja","Verbrennungsmotor","Gas","CCGT",0.40589999999999998,"OPSD (2020)",9.5210000000000008,9.4359999999999999,{"$f":"(1-VLOOKUP(S873,Start!$H$33:$I$40,2,FALSE)/100)*W873","v":8.20932},{"$f":"VLOOKUP(R873,Start!$C$9:$D$15,2,FALSE)+VLOOKUP(R873,Start!$C$23:$D$29,2,FALSE)","v":54.56},{"$f":"(Y873/T873)+Start!$D$19*(VLOOKUP(R873,Start!$M$33:$N$39,2,FALSE)/T873)+VLOOKUP(S873,Start!$C$33:$D$40,2,FALSE)","v":161.71209657551123}]
[null,null,"Yes","SEE905939296770","BNA1945","Stadtwerke Kiel AG","Küstenkraftwerk K.I.E.L Motor 13",24149,"Kiel","Hasselfelde 30","Schleswig-Holstein","2018-08-21","Erdgas","Erdgas, Erdölgas","Gas","Ja","Verbrennungsmotor","Gas","CCGT",0.40589999999999998,"OPSD (2020)",9.5210000000000008,9.4359999999999999,{"$f":"(1-VLOOKUP(S874,Start!$H$33:$I$40,2,FALSE)/100)*W874","v":8.20932},{"$f":"VLOOKUP(R874,Start!$C$9:$D$15,2,FALSE)+VLOOKUP(R874,Start!$C$23:$D$29,2,FALSE)","v":54.56},{"$f":"(Y874/T874)+Start!$D$19*(VLOOKUP(R874,Start!$M$33:$N$39,2,FALSE)/T874)+VLOOKUP(S874,Start!$C$33:$D$40,2,FALSE)","v":161.71209657551123}]
[null,null,"Yes","SEE963125615224","BNA1945","Stadtwerke Kiel AG","Küstenkraftwerk K.I.E.L Motor 14",24149,"Kiel","Hasselfelde 30","Schleswig-Holstein","2018-08-13","Erdgas","Erdgas, Erdölgas","Gas","Ja","Verbrennungsmotor","Gas","CCGT",0.40589999999999998,"OPSD (2020)",9.5210000000000008,9.4359999999999999,{"$f":"(1-VLOOKUP(S875,Start!$H$33:$I$40,2,FALSE)/100)*W875","v":8.20932},{"$f":"VLOOKUP(R875,Start!$C$9:$D$15,2,FALSE)+VLOOKUP(R875,Start!$C$23:$D$29,2,FALSE)","v":54.56},{"$f":"(Y875/T875)+Start!$D$19*(VLOOKUP(R875,Start!$M$33:$N$39,2,FALSE)/T875)+VLOOKUP(S875,Start!$C$33:$D$40,2,FALSE)","v":161.71209657551123}]
[null,null,"Yes","SEE941552924256","BNA1945","Stadtwerke Kiel AG","Küstenkraftwerk K.I.E.L Motor 15",24149,"Kiel","Hasselfelde 30","Schleswig-Holstein","2018-08-10","Erdgas","Erdgas, Erdölgas","Gas","Ja","Verbrennungsmotor","Gas","CCGT",0.40589999999999998,"OPSD (2020)",9.5210000000000008,9.4359999999999999,{"$f":"(1-VLOOKUP(S876,Start!$H$33:$I$40,2,FALSE)/100)*W876","v":8.20932},{"$f":"VLOOKUP(R876,Start!$C$9:$D$15,2,FALSE)+VLOOKUP(R876,Start!$C$23:$D$29,2,FALSE)","v":54.56},{"$f":"(Y876/T876)+Start!$D$19*(VLOOKUP(R876,Start!$M$33:$N$39,2,FALSE)/T876)+VLOOKUP(S876,Start!$C$33:$D$40,2,FALSE)","v":161.71209657551123}]
[null,null,"Yes","SEE937791832391","BNA1945","Stadtwerke Kiel AG","Küstenkraftwerk K.I.E.L Motor 16",24149,"Kiel","Hasselfelde 30","Schleswig-Holstein","2018-06-05","Erdgas","Erdgas, Erdölgas","Gas","Ja","Verbrennungsmotor","Gas","CCGT",0.40589999999999998,"OPSD (2020)",9.5210000000000008,9.4359999999999999,{"$f":"(1-VLOOKUP(S877,Start!$H$33:$I$40,2,FALSE)/100)*W877","v":8.20932},{"$f":"VLOOKUP(R877,Start!$C$9:$D$15,2,FALSE)+VLOOKUP(R877,Start!$C$23:$D$29,2,FALSE)","v":54.56},{"$f":"(Y877/T877)+Start!$D$19*(VLOOKUP(R877,Start!$M$33:$N$39,2,FALSE)/T877)+VLOOKUP(S877,Start!$C$33:$D$40,2,FALSE)","v":161.71209657551123}]
[null,null,"Yes","SEE932569905017","BNA1945","Stadtwerke Kiel AG","Küstenkraftwerk K.I.E.L Motor 17",24149,"Kiel","Hasselfelde 30","Schleswig-Holstein","2018-07-13","Erdgas","Erdgas, Erdölgas","Gas","Ja","Verbrennungsmotor","Gas","CCGT",0.40589999999999998,"OPSD (2020)",9.5210000000000008,9.4359999999999999,{"$f":"(1-VLOOKUP(S878,Start!$H$33:$I$40,2,FALSE)/100)*W878","v":8.20932},{"$f":"VLOOKUP(R878,Start!$C$9:$D$15,2,FALSE)+VLOOKUP(R878,Start!$C$23:$D$29,2,FALSE)","v":54.56},{"$f":"(Y878/T878)+Start!$D$19*(VLOOKUP(R878,Start!$M$33:$N$39,2,FALSE)/T878)+VLOOKUP(S878,Start!$C$33:$D$40,2,FALSE)","v":161.71209657551123}]
[null,null,"Yes","SEE979353792927","BNA1945","Stadtwerke Kiel AG","Küstenkraftwerk K.I.E.L Motor 18",24149,"Kiel","Hasselfelde 30","Schleswig-Holstein","2018-07-09","Erdgas","Erdgas, Erdölgas","Gas","Ja","Verbrennungsmotor","Gas","CCGT",0.40589999999999998,"OPSD (2020)",9.5210000000000008,9.4359999999999999,{"$f":"(1-VLOOKUP(S879,Start!$H$33:$I$40,2,FALSE)/100)*W879","v":8.20932},{"$f":"VLOOKUP(R879,Start!$C$9:$D$15,2,FALSE)+VLOOKUP(R879,Start!$C$23:$D$29,2,FALSE)","v":54.56},{"$f":"(Y879/T879)+Start!$D$19*(VLOOKUP(R879,Start!$M$33:$N$39,2,FALSE)/T879)+VLOOKUP(S879,Start!$C$33:$D$40,2,FALSE)","v":161.71209657551123}]
[null,null,"Yes","SEE994826833730","BNA1945","Stadtwerke Kiel AG","Küstenkraftwerk K.I.E.L Motor 19",24149,"Kiel","Hasselfelde 30","Schleswig-Holstein","2018-07-12","Erdgas","Erdgas, Erdölgas","Gas","Ja","Verbrennungsmotor","Gas","CCGT",0.40589999999999998,"OPSD (2020)",9.5210000000000008,9.4359999999999999,{"$f":"(1-VLOOKUP(S880,Start!$H$33:$I$40,2,FALSE)/100)*W880","v":8.20932},{"$f":"VLOOKUP(R880,Start!$C$9:$D$15,2,FALSE)+VLOOKUP(R880,Start!$C$23:$D$29,2,FALSE)","v":54.56},{"$f":"(Y880/T880)+Start!$D$19*(VLOOKUP(R880,Start!$M$33:$N$39,2,FALSE)/T880)+VLOOKUP(S880,Start!$C$33:$D$40,2,FALSE)","v":161.71209657551123}]
[null,null,"Yes","SEE918583974024","BNA1945","Stadtwerke Kiel AG","Küstenkraftwerk K.I.E.L Motor 2",24149,"Kiel","Hasselfelde 30","Schleswig-Holstein","2018-11-21","Erdgas","Erdgas, Erdölgas","Gas","Ja","Verbrennungsmotor","Gas","CCGT",0.40589999999999998,"OPSD (2020)",9.5210000000000008,9.4359999999999999,{"$f":"(1-VLOOKUP(S881,Start!$H$33:$I$40,2,FALSE)/100)*W881","v":8.20932},{"$f":"VLOOKUP(R881,Start!$C$9:$D$15,2,FALSE)+VLOOKUP(R881,Start!$C$23:$D$29,2,FALSE)","v":54.56},{"$f":"(Y881/T881)+Start!$D$19*(VLOOKUP(R881,Start!$M$33:$N$39,2,FALSE)/T881)+VLOOKUP(S881,Start!$C$33:$D$40,2,FALSE)","v":161.71209657551123}]
[null,null,"Yes","SEE987324322059","BNA1945","Stadtwerke Kiel AG","Küstenkraftwerk K.I.E.L Motor 20",24149,"Kiel","Hasselfelde 30","Schleswig-Holstein","2018-07-13","Erdgas","Erdgas, Erdölgas","Gas","Ja","Verbrennungsmotor","Gas","CCGT",0.40589999999999998,"OPSD (2020)",9.5210000000000008,9.4359999999999999,{"$f":"(1-VLOOKUP(S882,Start!$H$33:$I$40,2,FALSE)/100)*W882","v":8.20932},{"$f":"VLOOKUP(R882,Start!$C$9:$D$15,2,FALSE)+VLOOKUP(R882,Start!$C$23:$D$29,2,FALSE)","v":54.56},{"$f":"(Y882/T882)+Start!$D$19*(VLOOKUP(R882,Start!$M$33:$N$39,2,FALSE)/T882)+VLOOKUP(S882,Start!$C$33:$D$40,2,FALSE)","v":161.71209657551123}]
[null,null,"Yes","SEE939823727910","BNA1945","Stadtwerke Kiel AG","Küstenkraftwerk K.I.E.L Motor 3",24149,"Kiel","Hasselfelde 30","Schleswig-Holstein","2018-11-16","Erdgas","Erdgas, Erdölgas","Gas","Ja","Verbrennungsmotor","Gas","CCGT",0.40589999999999998,"OPSD (2020)",9.5210000000000008,9.4359999999999999,{"$f":"(1-VLOOKUP(S883,Start!$H$33:$I$40,2,FALSE)/100)*W883","v":8.20932},{"$f":"VLOOKUP(R883,Start!$C$9:$D$15,2,FALSE)+VLOOKUP(R883,Start!$C$23:$D$29,2,FALSE)","v":54.56},{"$f":"(Y883/T883)+Start!$D$19*(VLOOKUP(R883,Start!$M$33:$N$39,2,FALSE)/T883)+VLOOKUP(S883,Start!$C$33:$D$40,2,FALSE)","v":161.71209657551123}]
[null,null,"Yes","SEE904076796426","BNA1945","Stadtwerke Kiel AG","Küstenkraftwerk K.I.E.L Motor 4",24149,"Kiel","Hasselfelde 30","Schleswig-Holstein","2018-11-23","Erdgas","Erdgas, Erdölgas","Gas","Ja","Verbrennungsmotor","Gas","CCGT",0.40589999999999998,"OPSD (2020)",9.5210000000000008,9.4359999999999999,{"$f":"(1-VLOOKUP(S884,Start!$H$33:$I$40,2,FALSE)/100)*W884","v":8.20932},{"$f":"VLOOKUP(R884,Start!$C$9:$D$15,2,FALSE)+VLOOKUP(R884,Start!$C$23:$D$29,2,FALSE)","v":54.56},{"$f":"(Y884/T884)+Start!$D$19*(VLOOKUP(R884,Start!$M$33:$N$39,2,FALSE)/T884)+VLOOKUP(S884,Start!$C$33:$D$40,2,FALSE)","v":161.71209657551123}]
[null,null,"Yes","SEE940475173918","BNA1945","Stadtwerke Kiel AG","Küstenkraftwerk K.I.E.L Motor 5",24149,"Kiel","Hasselfelde 30","Schleswig-Holstein","2018-11-09","Erdgas","Erdgas, Erdölgas","Gas","Ja","Verbrennungsmotor","Gas","CCGT",0.40589999999999998,"OPSD (2020)",9.5210000000000008,9.4359999999999999,{"$f":"(1-VLOOKUP(S885,Start!$H$33:$I$40,2,FALSE)/100)*W885","v":8.20932},{"$f":"VLOOKUP(R885,Start!$C$9:$D$15,2,FALSE)+VLOOKUP(R885,Start!$C$23:$D$29,2,FALSE)","v":54.56},{"$f":"(Y885/T885)+Start!$D$19*(VLOOKUP(R885,Start!$M$33:$N$39,2,FALSE)/T885)+VLOOKUP(S885,Start!$C$33:$D$40,2,FALSE)","v":161.71209657551123}]
[null,null,"Yes","SEE967544153657","BNA1945","Stadtwerke Kiel AG","Küstenkraftwerk K.I.E.L Motor 6",24149,"Kiel","Hasselfelde 30","Schleswig-Holstein","2018-09-27","Erdgas","Erdgas, Erdölgas","Gas","Ja","Verbrennungsmotor","Gas","CCGT",0.40589999999999998,"OPSD (2020)",9.5210000000000008,9.4359999999999999,{"$f":"(1-VLOOKUP(S886,Start!$H$33:$I$40,2,FALSE)/100)*W886","v":8.20932},{"$f":"VLOOKUP(R886,Start!$C$9:$D$15,2,FALSE)+VLOOKUP(R886,Start!$C$23:$D$29,2,FALSE)","v":54.56},{"$f":"(Y886/T886)+Start!$D$19*(VLOOKUP(R886,Start!$M$33:$N$39,2,FALSE)/T886)+VLOOKUP(S886,Start!$C$33:$D$40,2,FALSE)","v":161.71209657551123}]
[null,null,"Yes","SEE921059219284","BNA1945","Stadtwerke Kiel AG","Küstenkraftwerk K.I.E.L Motor 7",24149,"Kiel","Hasselfelde 30","Schleswig-Holstein","2018-09-28","Erdgas","Erdgas, Erdölgas","Gas","Ja","Verbrennungsmotor","Gas","CCGT",0.40589999999999998,"OPSD (2020)",9.5210000000000008,9.4359999999999999,{"$f":"(1-VLOOKUP(S887,Start!$H$33:$I$40,2,FALSE)/100)*W887","v":8.20932},{"$f":"VLOOKUP(R887,Start!$C$9:$D$15,2,FALSE)+VLOOKUP(R887,Start!$C$23:$D$29,2,FALSE)","v":54.56},{"$f":"(Y887/T887)+Start!$D$19*(VLOOKUP(R887,Start!$M$33:$N$39,2,FALSE)/T887)+VLOOKUP(S887,Start!$C$33:$D$40,2,FALSE)","v":161.71209657551123}]
[null,null,"Yes","SEE934242259776","BNA1945","Stadtwerke Kiel AG","Küstenkraftwerk K.I.E.L Motor 8",24149,"Kiel","Hasselfelde 30","Schleswig-Holstein","2018-10-01","Erdgas","Erdgas, Erdölgas","Gas","Ja","Verbrennungsmotor","Gas","CCGT",0.40589999999999998,"OPSD (2020)",9.5210000000000008,9.4359999999999999,{"$f":"(1-VLOOKUP(S888,Start!$H$33:$I$40,2,FALSE)/100)*W888","v":8.20932},{"$f":"VLOOKUP(R888,Start!$C$9:$D$15,2,FALSE)+VLOOKUP(R888,Start!$C$23:$D$29,2,FALSE)","v":54.56},{"$f":"(Y888/T888)+Start!$D$19*(VLOOKUP(R888,Start!$M$33:$N$39,2,FALSE)/T888)+VLOOKUP(S888,Start!$C$33:$D$40,2,FALSE)","v":161.71209657551123}]
[null,null,"Yes","SEE916435406600","BNA1945","Stadtwerke Kiel AG","Küstenkraftwerk K.I.E.L Motor 9",24149,"Kiel","Hasselfelde 30","Schleswig-Holstein","2018-10-04","Erdgas","Erdgas, Erdölgas","Gas","Ja","Verbrennungsmotor","Gas","CCGT",0.40589999999999998,"OPSD (2020)",9.5210000000000008,9.4359999999999999,{"$f":"(1-VLOOKUP(S889,Start!$H$33:$I$40,2,FALSE)/100)*W889","v":8.20932},{"$f":"VLOOKUP(R889,Start!$C$9:$D$15,2,FALSE)+VLOOKUP(R889,Start!$C$23:$D$29,2,FALSE)","v":54.56},{"$f":"(Y889/T889)+Start!$D$19*(VLOOKUP(R889,Start!$M$33:$N$39,2,FALSE)/T889)+VLOOKUP(S889,Start!$C$33:$D$40,2,FALSE)","v":161.71209657551123}]
[null,null,"Yes","SEE910823411191","BNA1946","BMW AG","Werk 1.1 KWK 1",80809,"München","Lerchenauer Straße 76","Bayern","2019-02-20","Erdgas","Erdgas, Erdölgas","Gas","Ja","Verbrennungsmotor","Gas","CCGT",0.40589999999999998,"OPSD (2020)",4.6100000000000003,4.5,{"$f":"(1-VLOOKUP(S890,Start!$H$33:$I$40,2,FALSE)/100)*W890","v":3.915},{"$f":"VLOOKUP(R890,Start!$C$9:$D$15,2,FALSE)+VLOOKUP(R890,Start!$C$23:$D$29,2,FALSE)","v":54.56},{"$f":"(Y890/T890)+Start!$D$19*(VLOOKUP(R890,Start!$M$33:$N$39,2,FALSE)/T890)+VLOOKUP(S890,Start!$C$33:$D$40,2,FALSE)","v":161.71209657551123}]
[null,null,"Yes","SEE917331286914","BNA1946","BMW AG","Werk 1.1 KWK 2",80809,"München","Lerchenauer Straße 76","Bayern","2019-02-20","Erdgas","Erdgas, Erdölgas","Gas","Ja","Verbrennungsmotor","Gas","CCGT",0.40589999999999998,"OPSD (2020)",4.6100000000000003,4.5,{"$f":"(1-VLOOKUP(S891,Start!$H$33:$I$40,2,FALSE)/100)*W891","v":3.915},{"$f":"VLOOKUP(R891,Start!$C$9:$D$15,2,FALSE)+VLOOKUP(R891,Start!$C$23:$D$29,2,FALSE)","v":54.56},{"$f":"(Y891/T891)+Start!$D$19*(VLOOKUP(R891,Start!$M$33:$N$39,2,FALSE)/T891)+VLOOKUP(S891,Start!$C$33:$D$40,2,FALSE)","v":161.71209657551123}]
[null,null,"Yes","SEE902845037787","BNA1946","BMW AG","Werk 1.1 KWK 3",80809,"München","Lerchenauer Straße 76","Bayern","2019-02-20","Erdgas","Erdgas, Erdölgas","Gas","Ja","Verbrennungsmotor","Gas","CCGT",0.40589999999999998,"OPSD (2020)",4.5,4.5,{"$f":"(1-VLOOKUP(S892,Start!$H$33:$I$40,2,FALSE)/100)*W892","v":3.915},{"$f":"VLOOKUP(R892,Start!$C$9:$D$15,2,FALSE)+VLOOKUP(R892,Start!$C$23:$D$29,2,FALSE)","v":54.56},{"$f":"(Y892/T892)+Start!$D$19*(VLOOKUP(R892,Start!$M$33:$N$39,2,FALSE)/T892)+VLOOKUP(S892,Start!$C$33:$D$40,2,FALSE)","v":161.71209657551123}]
[null,null,"Yes","SEE967283752913","BNA1947","BMW AG","Werk 1.5 KWK 1",80937,"München","Knorrstraße 147","Bayern","2019-04-30","Erdgas","Erdgas, Erdölgas","Gas","Ja","Verbrennungsmotor","Gas","CCGT",0.40589999999999998,"own Assumption",3.431,3.36,{"$f":"(1-VLOOKUP(S893,Start!$H$33:$I$40,2,FALSE)/100)*W893","v":2.9232},{"$f":"VLOOKUP(R893,Start!$C$9:$D$15,2,FALSE)+VLOOKUP(R893,Start!$C$23:$D$29,2,FALSE)","v":54.56},{"$f":"(Y893/T893)+Start!$D$19*(VLOOKUP(R893,Start!$M$33:$N$39,2,FALSE)/T893)+VLOOKUP(S893,Start!$C$33:$D$40,2,FALSE)","v":161.71209657551123}]
[null,null,"Yes","SEE995752550746","BNA1947","BMW AG","Werk 1.5 KWK 2",80937,"München","Knorrstraße 147","Bayern","2019-04-30","Erdgas","Erdgas, Erdölgas","Gas","Ja","Verbrennungsmotor","Gas","CCGT",0.40589999999999998,"own Assumption",3.431,3.36,{"$f":"(1-VLOOKUP(S894,Start!$H$33:$I$40,2,FALSE)/100)*W894","v":2.9232},{"$f":"VLOOKUP(R894,Start!$C$9:$D$15,2,FALSE)+VLOOKUP(R894,Start!$C$23:$D$29,2,FALSE)","v":54.56},{"$f":"(Y894/T894)+Start!$D$19*(VLOOKUP(R894,Start!$M$33:$N$39,2,FALSE)/T894)+VLOOKUP(S894,Start!$C$33:$D$40,2,FALSE)","v":161.71209657551123}]
[null,null,"Yes","SEE982889459141","BNA1947","BMW AG","Werk 1.5 KWK 3",80937,"München","Knorrstraße 147","Bayern","2019-04-30","Erdgas","Erdgas, Erdölgas","Gas","Ja","Verbrennungsmotor","Gas","CCGT",0.40589999999999998,"own Assumption",3.431,3.36,{"$f":"(1-VLOOKUP(S895,Start!$H$33:$I$40,2,FALSE)/100)*W895","v":2.9232},{"$f":"VLOOKUP(R895,Start!$C$9:$D$15,2,FALSE)+VLOOKUP(R895,Start!$C$23:$D$29,2,FALSE)","v":54.56},{"$f":"(Y895/T895)+Start!$D$19*(VLOOKUP(R895,Start!$M$33:$N$39,2,FALSE)/T895)+VLOOKUP(S895,Start!$C$33:$D$40,2,FALSE)","v":161.71209657551123}]
[null,null,"Yes","SEE927436598478","BNA1947","BMW AG","Werk 1.5 KWK 4",80937,"München","Knorrstraße 147","Bayern","2019-04-30","Erdgas","Erdgas, Erdölgas","Gas","Ja","Verbrennungsmotor","Gas","CCGT",0.40589999999999998,"own Assumption",3.431,3.36,{"$f":"(1-VLOOKUP(S896,Start!$H$33:$I$40,2,FALSE)/100)*W896","v":2.9232},{"$f":"VLOOKUP(R896,Start!$C$9:$D$15,2,FALSE)+VLOOKUP(R896,Start!$C$23:$D$29,2,FALSE)","v":54.56},{"$f":"(Y896/T896)+Start!$D$19*(VLOOKUP(R896,Start!$M$33:$N$39,2,FALSE)/T896)+VLOOKUP(S896,Start!$C$33:$D$40,2,FALSE)","v":161.71209657551123}]
[null,null,"Yes","SEE951582148140","BNA1948","Kraftwerke Mainz-Wiesbaden AG","BHKW KW5 51",55120,"Mainz","Kraftwerkallee 1","Rheinland-Pfalz","2020-12-23","Erdgas","Erdgas, Erdölgas","Gas","Ja","Verbrennungsmotor","Gas","CCGT",0.45,"https://www.kmw-ag.de/anlagen/blockheizkraftwerk/",10.02,9.93,{"$f":"(1-VLOOKUP(S897,Start!$H$33:$I$40,2,FALSE)/100)*W897","v":8.6390999999999991},{"$f":"VLOOKUP(R897,Start!$C$9:$D$15,2,FALSE)+VLOOKUP(R897,Start!$C$23:$D$29,2,FALSE)","v":54.56},{"$f":"(Y897/T897)+Start!$D$19*(VLOOKUP(R897,Start!$M$33:$N$39,2,FALSE)/T897)+VLOOKUP(S897,Start!$C$33:$D$40,2,FALSE)","v":146.0113111111111}]
[null,null,"Yes","SEE983509659989","BNA1948","Kraftwerke Mainz-Wiesbaden AG","BHKW KW5 52",55120,"Mainz","Kraftwerkallee 1","Rheinland-Pfalz","2020-12-23","Erdgas","Erdgas, Erdölgas","Gas","Ja","Verbrennungsmotor","Gas","CCGT",0.45,"https://www.kmw-ag.de/anlagen/blockheizkraftwerk/",10.02,9.93,{"$f":"(1-VLOOKUP(S898,Start!$H$33:$I$40,2,FALSE)/100)*W898","v":8.6390999999999991},{"$f":"VLOOKUP(R898,Start!$C$9:$D$15,2,FALSE)+VLOOKUP(R898,Start!$C$23:$D$29,2,FALSE)","v":54.56},{"$f":"(Y898/T898)+Start!$D$19*(VLOOKUP(R898,Start!$M$33:$N$39,2,FALSE)/T898)+VLOOKUP(S898,Start!$C$33:$D$40,2,FALSE)","v":146.0113111111111}]
[null,null,"Yes","SEE964290104919","BNA1948","Kraftwerke Mainz-Wiesbaden AG","BHKW KW5 53",55120,"Mainz","Kraftwerkallee 1","Rheinland-Pfalz","2020-12-23","Erdgas","Erdgas, Erdölgas","Gas","Ja","Verbrennungsmotor","Gas","CCGT",0.45,"https://www.kmw-ag.de/anlagen/blockheizkraftwerk/",10.02,9.93,{"$f":"(1-VLOOKUP(S899,Start!$H$33:$I$40,2,FALSE)/100)*W899","v":8.6390999999999991},{"$f":"VLOOKUP(R899,Start!$C$9:$D$15,2,FALSE)+VLOOKUP(R899,Start!$C$23:$D$29,2,FALSE)","v":54.56},{"$f":"(Y899/T899)+Start!$D$19*(VLOOKUP(R899,Start!$M$33:$N$39,2,FALSE)/T899)+VLOOKUP(S899,Start!$C$33:$D$40,2,FALSE)","v":146.0113111111111}]
[null,null,"Yes","SEE920825895844","BNA1948","Kraftwerke Mainz-Wiesbaden AG","BHKW KW5 54",55120,"Mainz","Kraftwerkallee 1","Rheinland-Pfalz","2020-12-23","Erdgas","Erdgas, Erdölgas","Gas","Ja","Verbrennungsmotor","Gas","CCGT",0.45,"https://www.kmw-ag.de/anlagen/blockheizkraftwerk/",10.02,9.93,{"$f":"(1-VLOOKUP(S900,Start!$H$33:$I$40,2,FALSE)/100)*W900","v":8.6390999999999991},{"$f":"VLOOKUP(R900,Start!$C$9:$D$15,2,FALSE)+VLOOKUP(R900,Start!$C$23:$D$29,2,FALSE)","v":54.56},{"$f":"(Y900/T900)+Start!$D$19*(VLOOKUP(R900,Start!$M$33:$N$39,2,FALSE)/T900)+VLOOKUP(S900,Start!$C$33:$D$40,2,FALSE)","v":146.0113111111111}]
[null,null,"Yes","SEE979557966681","BNA1948","Kraftwerke Mainz-Wiesbaden AG","BHKW KW5 55",55120,"Mainz","Kraftwerkallee 1","Rheinland-Pfalz","2020-12-23","Erdgas","Erdgas, Erdölgas","Gas","Ja","Verbrennungsmotor","Gas","CCGT",0.45,"https://www.kmw-ag.de/anlagen/blockheizkraftwerk/",10.02,9.93,{"$f":"(1-VLOOKUP(S901,Start!$H$33:$I$40,2,FALSE)/100)*W901","v":8.6390999999999991},{"$f":"VLOOKUP(R901,Start!$C$9:$D$15,2,FALSE)+VLOOKUP(R901,Start!$C$23:$D$29,2,FALSE)","v":54.56},{"$f":"(Y901/T901)+Start!$D$19*(VLOOKUP(R901,Start!$M$33:$N$39,2,FALSE)/T901)+VLOOKUP(S901,Start!$C$33:$D$40,2,FALSE)","v":146.0113111111111}]
[null,null,"Yes","SEE945401341942","BNA1948","Kraftwerke Mainz-Wiesbaden AG","BHKW KW5 56",55120,"Mainz","Kraftwerkallee 1","Rheinland-Pfalz","2020-12-23","Erdgas","Erdgas, Erdölgas","Gas","Ja","Verbrennungsmotor","Gas","CCGT",0.45,"https://www.kmw-ag.de/anlagen/blockheizkraftwerk/",10.02,9.93,{"$f":"(1-VLOOKUP(S902,Start!$H$33:$I$40,2,FALSE)/100)*W902","v":8.6390999999999991},{"$f":"VLOOKUP(R902,Start!$C$9:$D$15,2,FALSE)+VLOOKUP(R902,Start!$C$23:$D$29,2,FALSE)","v":54.56},{"$f":"(Y902/T902)+Start!$D$19*(VLOOKUP(R902,Start!$M$33:$N$39,2,FALSE)/T902)+VLOOKUP(S902,Start!$C$33:$D$40,2,FALSE)","v":146.0113111111111}]
[null,null,"Yes","SEE997770651436","BNA1948","Kraftwerke Mainz-Wiesbaden AG","BHKW KW5 57",55120,"Mainz","Kraftwerkallee 1","Rheinland-Pfalz","2020-12-23","Erdgas","Erdgas, Erdölgas","Gas","Ja","Verbrennungsmotor","Gas","CCGT",0.45,"https://www.kmw-ag.de/anlagen/blockheizkraftwerk/",10.02,9.93,{"$f":"(1-VLOOKUP(S903,Start!$H$33:$I$40,2,FALSE)/100)*W903","v":8.6390999999999991},{"$f":"VLOOKUP(R903,Start!$C$9:$D$15,2,FALSE)+VLOOKUP(R903,Start!$C$23:$D$29,2,FALSE)","v":54.56},{"$f":"(Y903/T903)+Start!$D$19*(VLOOKUP(R903,Start!$M$33:$N$39,2,FALSE)/T903)+VLOOKUP(S903,Start!$C$33:$D$40,2,FALSE)","v":146.0113111111111}]
[null,null,"Yes","SEE966089822219","BNA1948","Kraftwerke Mainz-Wiesbaden AG","BHKW KW5 58",55120,"Mainz","Kraftwerkallee 1","Rheinland-Pfalz","2020-12-23","Erdgas","Erdgas, Erdölgas","Gas","Ja","Verbrennungsmotor","Gas","CCGT",0.45,"https://www.kmw-ag.de/anlagen/blockheizkraftwerk/",10.02,9.93,{"$f":"(1-VLOOKUP(S904,Start!$H$33:$I$40,2,FALSE)/100)*W904","v":8.6390999999999991},{"$f":"VLOOKUP(R904,Start!$C$9:$D$15,2,FALSE)+VLOOKUP(R904,Start!$C$23:$D$29,2,FALSE)","v":54.56},{"$f":"(Y904/T904)+Start!$D$19*(VLOOKUP(R904,Start!$M$33:$N$39,2,FALSE)/T904)+VLOOKUP(S904,Start!$C$33:$D$40,2,FALSE)","v":146.0113111111111}]
[null,null,"Yes","SEE945569399960","BNA1948","Kraftwerke Mainz-Wiesbaden AG","BHKW KW5 59",55120,"Mainz","Kraftwerkallee 1","Rheinland-Pfalz","2020-12-23","Erdgas","Erdgas, Erdölgas","Gas","Ja","Verbrennungsmotor","Gas","CCGT",0.45,"https://www.kmw-ag.de/anlagen/blockheizkraftwerk/",10.02,9.93,{"$f":"(1-VLOOKUP(S905,Start!$H$33:$I$40,2,FALSE)/100)*W905","v":8.6390999999999991},{"$f":"VLOOKUP(R905,Start!$C$9:$D$15,2,FALSE)+VLOOKUP(R905,Start!$C$23:$D$29,2,FALSE)","v":54.56},{"$f":"(Y905/T905)+Start!$D$19*(VLOOKUP(R905,Start!$M$33:$N$39,2,FALSE)/T905)+VLOOKUP(S905,Start!$C$33:$D$40,2,FALSE)","v":146.0113111111111}]
[null,null,"Yes","SEE916830465356","BNA1948","Kraftwerke Mainz-Wiesbaden AG","BHKW KW5 5A",55120,"Mainz","Kraftwerkallee 1","Rheinland-Pfalz","2020-12-23","Erdgas","Erdgas, Erdölgas","Gas","Ja","Verbrennungsmotor","Gas","CCGT",0.45,"https://www.kmw-ag.de/anlagen/blockheizkraftwerk/",10.02,9.93,{"$f":"(1-VLOOKUP(S906,Start!$H$33:$I$40,2,FALSE)/100)*W906","v":8.6390999999999991},{"$f":"VLOOKUP(R906,Start!$C$9:$D$15,2,FALSE)+VLOOKUP(R906,Start!$C$23:$D$29,2,FALSE)","v":54.56},{"$f":"(Y906/T906)+Start!$D$19*(VLOOKUP(R906,Start!$M$33:$N$39,2,FALSE)/T906)+VLOOKUP(S906,Start!$C$33:$D$40,2,FALSE)","v":146.0113111111111}]
[null,null,"Yes","SEE913516809497","BNA1949","Uniper Kraftwerke GmbH","Datteln 4",45711,"Datteln","Im Löringhof 10","Nordrhein-Westfalen","2020-05-30","Steinkohle","Steinkohlen","Coal","Ja","Kondensationsmaschine mit Entnahme","Coal","Coal",0.45,"https://www.uniper.energy/de/datteln-4",1100,1052,{"$f":"(1-VLOOKUP(S907,Start!$H$33:$I$40,2,FALSE)/100)*W907","v":841.6},{"$f":"VLOOKUP(R907,Start!$C$9:$D$15,2,FALSE)+VLOOKUP(R907,Start!$C$23:$D$29,2,FALSE)","v":15.81},{"$f":"(Y907/T907)+Start!$D$19*(VLOOKUP(R907,Start!$M$33:$N$39,2,FALSE)/T907)+VLOOKUP(S907,Start!$C$33:$D$40,2,FALSE)","v":75.442955555555557}]
[null,null,"Yes","SEE937536026146","BNA1950","Vattenfall Wärme Berlin AG","GuD Marzahn Gasturbine",12681,"Berlin","Allee der Kosmonauten 26 B","Berlin","2020-05-07","Erdgas","Erdgas, Erdölgas","Gas","Ja","Gasturbinen mit nachgeschalteter Dampfturbine","Gas","CCGT",0.6,"own Assumption",196,189.5,{"$f":"(1-VLOOKUP(S908,Start!$H$33:$I$40,2,FALSE)/100)*W908","v":164.86500000000001},{"$f":"VLOOKUP(R908,Start!$C$9:$D$15,2,FALSE)+VLOOKUP(R908,Start!$C$23:$D$29,2,FALSE)","v":54.56},{"$f":"(Y908/T908)+Start!$D$19*(VLOOKUP(R908,Start!$M$33:$N$39,2,FALSE)/T908)+VLOOKUP(S908,Start!$C$33:$D$40,2,FALSE)","v":109.88348333333334}]
[null,null,"Yes","SEE901050642113","BNA1989","EVH GmbH","Heizkraftwerk Dieselstraße Block C",6130,"Halle","Dieselstraße 141","Sachsen-Anhalt","2020-10-01","Erdgas","Erdgas, Erdölgas","Gas","Ja","Gasturbinen mit Abhitzekessel","Gas","CCGT",0.44,"https://evh.de/privatkunden/unternehmen/energiepark/dieselstra%C3%9Fe",57.332000000000001,57.322000000000003,{"$f":"(1-VLOOKUP(S909,Start!$H$33:$I$40,2,FALSE)/100)*W909","v":49.870139999999999},{"$f":"VLOOKUP(R909,Start!$C$9:$D$15,2,FALSE)+VLOOKUP(R909,Start!$C$23:$D$29,2,FALSE)","v":54.56},{"$f":"(Y909/T909)+Start!$D$19*(VLOOKUP(R909,Start!$M$33:$N$39,2,FALSE)/T909)+VLOOKUP(S909,Start!$C$33:$D$40,2,FALSE)","v":149.29565909090908}]
[null,null,"Yes","SEE972128015696","BNA1990","RheinEnergie AG","BHKW Merheim RheinEnergie",51109,"Köln","Ostmerheimer Str. 557","Nordrhein-Westfalen","2020-06-01","Erdgas","Erdgas, Erdölgas","Gas","Ja","Verbrennungsmotor","Gas","CCGT",0.4,"own Assumption",31.611000000000001,31.1,{"$f":"(1-VLOOKUP(S910,Start!$H$33:$I$40,2,FALSE)/100)*W910","v":27.057000000000002},{"$f":"VLOOKUP(R910,Start!$C$9:$D$15,2,FALSE)+VLOOKUP(R910,Start!$C$23:$D$29,2,FALSE)","v":54.56},{"$f":"(Y910/T910)+Start!$D$19*(VLOOKUP(R910,Start!$M$33:$N$39,2,FALSE)/T910)+VLOOKUP(S910,Start!$C$33:$D$40,2,FALSE)","v":164.07522499999999}]
[null,null,"Yes","SEE960158091162",null,"AG der Dillinger Hüttenwerke","T3",66763,"Dillingen","Werkstraße 1","Saarland","1971-12-01","Wärme","Prozessdampf","Wärme","Nein","Kondensationsmaschine ohne Entnahme","Other","Other",0.35,"own Assumption",13,9.9,{"$f":"(1-VLOOKUP(S911,Start!$H$33:$I$40,2,FALSE)/100)*W911","v":8.4150000000000009},{"$f":"VLOOKUP(R911,Start!$C$9:$D$15,2,FALSE)+VLOOKUP(R911,Start!$C$23:$D$29,2,FALSE)","v":38},{"$f":"(Y911/T911)+Start!$D$19*(VLOOKUP(R911,Start!$M$33:$N$39,2,FALSE)/T911)+VLOOKUP(S911,Start!$C$33:$D$40,2,FALSE)","v":141.42074285714287}]
[null,null,"Yes","SEE912008346410",null,"Baden Board GmbH","Dampfturbine",76593,"Gernsbach","Fabrikstraße 1","Baden-Württemberg","1974-01-01","Wärme","Prozessdampf","Wärme","Ja","Gegendruckmaschine mit Entnahme","Other","Other",0.35,"own Assumption",10.8,10.8,{"$f":"(1-VLOOKUP(S912,Start!$H$33:$I$40,2,FALSE)/100)*W912","v":9.18},{"$f":"VLOOKUP(R912,Start!$C$9:$D$15,2,FALSE)+VLOOKUP(R912,Start!$C$23:$D$29,2,FALSE)","v":38},{"$f":"(Y912/T912)+Start!$D$19*(VLOOKUP(R912,Start!$M$33:$N$39,2,FALSE)/T912)+VLOOKUP(S912,Start!$C$33:$D$40,2,FALSE)","v":141.42074285714287}]
[null,null,"Yes","SEE974910236807",null,"BASF SE","N822 GE1",67063,"Ludwigshafen","Carl-Bosch-Straße 38","Rheinland-Pfalz","1991-01-01","Wärme","Prozessdampf","Wärme","Nein","Gegendruckmaschine ohne Entnahme","Other","Other",0.38500000000000001,"own Assumption",2.7,2.65,{"$f":"(1-VLOOKUP(S913,Start!$H$33:$I$40,2,FALSE)/100)*W913","v":2.2524999999999999},{"$f":"VLOOKUP(R913,Start!$C$9:$D$15,2,FALSE)+VLOOKUP(R913,Start!$C$23:$D$29,2,FALSE)","v":38},{"$f":"(Y913/T913)+Start!$D$19*(VLOOKUP(R913,Start!$M$33:$N$39,2,FALSE)/T913)+VLOOKUP(S913,Start!$C$33:$D$40,2,FALSE)","v":128.65522077922077}]
[null,null,"Yes","SEE916689752430",null,"BASF SE","N822 GE2",67063,"Ludwigshafen","Carl-Bosch-Straße 38","Rheinland-Pfalz","1991-01-01","Wärme","Prozessdampf","Wärme","Nein","Gegendruckmaschine ohne Entnahme","Other","Other",0.38500000000000001,"own Assumption",2.7,2.65,{"$f":"(1-VLOOKUP(S914,Start!$H$33:$I$40,2,FALSE)/100)*W914","v":2.2524999999999999},{"$f":"VLOOKUP(R914,Start!$C$9:$D$15,2,FALSE)+VLOOKUP(R914,Start!$C$23:$D$29,2,FALSE)","v":38},{"$f":"(Y914/T914)+Start!$D$19*(VLOOKUP(R914,Start!$M$33:$N$39,2,FALSE)/T914)+VLOOKUP(S914,Start!$C$33:$D$40,2,FALSE)","v":128.65522077922077}]
[null,null,"Yes","SEE954087912339",null,"Covestro Brunsbüttel Energie GmbH","Stromgenerator 1 (SE1)",25541,"Brunsbüttel","Fährstraße 51","Schleswig-Holstein","1977-06-15","Wärme","Dampf (fremdbezogen)","Wärme","Nein","Gegendruckmaschine ohne Entnahme","Other","Other",0.35,"own Assumption",2.5,2.5,{"$f":"(1-VLOOKUP(S915,Start!$H$33:$I$40,2,FALSE)/100)*W915","v":2.125},{"$f":"VLOOKUP(R915,Start!$C$9:$D$15,2,FALSE)+VLOOKUP(R915,Start!$C$23:$D$29,2,FALSE)","v":38},{"$f":"(Y915/T915)+Start!$D$19*(VLOOKUP(R915,Start!$M$33:$N$39,2,FALSE)/T915)+VLOOKUP(S915,Start!$C$33:$D$40,2,FALSE)","v":141.42074285714287}]
[null,null,"Yes","SEE900534814473",null,"Covestro Brunsbüttel Energie GmbH","Stromgenerator 2 (SE2)",25541,"Brunsbüttel","Fährstraße 51","Schleswig-Holstein","2020-05-13","Wärme","Dampf (fremdbezogen)","Wärme","Nein","Gegendruckmaschine ohne Entnahme","Other","Other",0.4,"own Assumption",3.5,3.5,{"$f":"(1-VLOOKUP(S916,Start!$H$33:$I$40,2,FALSE)/100)*W916","v":2.9750000000000001},{"$f":"VLOOKUP(R916,Start!$C$9:$D$15,2,FALSE)+VLOOKUP(R916,Start!$C$23:$D$29,2,FALSE)","v":38},{"$f":"(Y916/T916)+Start!$D$19*(VLOOKUP(R916,Start!$M$33:$N$39,2,FALSE)/T916)+VLOOKUP(S916,Start!$C$33:$D$40,2,FALSE)","v":123.86815}]
[null,null,"Yes","SEE931652054403",null,"Infraserv GmbH & Co. Höchst KG","IPH Strom GT2",65929,"Frankfurt","Brüningstraße 50","Hessen","2011-10-12","Wärme","Prozessdampf","Wärme","Ja","Gegendruckmaschine ohne Entnahme","Other","Other",0.4,"own Assumption",4.8449999999999998,4.2,{"$f":"(1-VLOOKUP(S917,Start!$H$33:$I$40,2,FALSE)/100)*W917","v":3.57},{"$f":"VLOOKUP(R917,Start!$C$9:$D$15,2,FALSE)+VLOOKUP(R917,Start!$C$23:$D$29,2,FALSE)","v":38},{"$f":"(Y917/T917)+Start!$D$19*(VLOOKUP(R917,Start!$M$33:$N$39,2,FALSE)/T917)+VLOOKUP(S917,Start!$C$33:$D$40,2,FALSE)","v":123.86815}]
[null,null,"Yes","SEE940821413552",null,"K+S Minerals and Agriculture GmbH","Kraftwerk NE DT",36119,"Neuhof","Am Kaliwerk 7","Hessen","1979-07-02","Wärme","","Wärme","Ja","Gegendruckmaschine ohne Entnahme","Other","Other",0.35,"own Assumption",4.4000000000000004,4.4000000000000004,{"$f":"(1-VLOOKUP(S918,Start!$H$33:$I$40,2,FALSE)/100)*W918","v":3.74},{"$f":"VLOOKUP(R918,Start!$C$9:$D$15,2,FALSE)+VLOOKUP(R918,Start!$C$23:$D$29,2,FALSE)","v":38},{"$f":"(Y918/T918)+Start!$D$19*(VLOOKUP(R918,Start!$M$33:$N$39,2,FALSE)/T918)+VLOOKUP(S918,Start!$C$33:$D$40,2,FALSE)","v":141.42074285714287}]
[null,null,"Yes","SEE971740147860",null,"OQ Chemicals Produktion GmbH & Co.KG","T/G 7",46147,"Oberhausen","Otto-Roelen-Strasse 3","Nordrhein-Westfalen","1949-01-01","Wärme","Prozessdampf","Wärme","Ja","Gegendruckmaschine mit Entnahme","Other","Other",0.33,"own Assumption",2.0390000000000001,2.0249999999999999,{"$f":"(1-VLOOKUP(S919,Start!$H$33:$I$40,2,FALSE)/100)*W919","v":1.7212499999999999},{"$f":"VLOOKUP(R919,Start!$C$9:$D$15,2,FALSE)+VLOOKUP(R919,Start!$C$23:$D$29,2,FALSE)","v":38},{"$f":"(Y919/T919)+Start!$D$19*(VLOOKUP(R919,Start!$M$33:$N$39,2,FALSE)/T919)+VLOOKUP(S919,Start!$C$33:$D$40,2,FALSE)","v":149.9310909090909}]
[null,null,"Yes","SEE997894865399",null,"K+S Minerals and Agriculture GmbH","Kraftwerk UB DT2",36414,"Unterbreizbach","Schachtstraße 10","Thüringen","1971-07-02","Wärme","Prozessdampf","Wärme","Ja","Gegendruckmaschine ohne Entnahme","Other","Other",0.35,"own Assumption",5,5,{"$f":"(1-VLOOKUP(S920,Start!$H$33:$I$40,2,FALSE)/100)*W920","v":4.25},{"$f":"VLOOKUP(R920,Start!$C$9:$D$15,2,FALSE)+VLOOKUP(R920,Start!$C$23:$D$29,2,FALSE)","v":38},{"$f":"(Y920/T920)+Start!$D$19*(VLOOKUP(R920,Start!$M$33:$N$39,2,FALSE)/T920)+VLOOKUP(S920,Start!$C$33:$D$40,2,FALSE)","v":141.42074285714287}]
[null,null,"Yes","SEE985220684011",null,"K+S Minerals and Agriculture GmbH","Kraftwerk SI DT2",31515,"Wunstorf","Schachtstraße 10","Niedersachsen","1973-07-02","Wärme","Prozessdampf","Wärme","Ja","Gegendruckmaschine ohne Entnahme","Other","Other",0.35,"own Assumption",9.3000000000000007,9.3000000000000007,{"$f":"(1-VLOOKUP(S921,Start!$H$33:$I$40,2,FALSE)/100)*W921","v":7.9050000000000002},{"$f":"VLOOKUP(R921,Start!$C$9:$D$15,2,FALSE)+VLOOKUP(R921,Start!$C$23:$D$29,2,FALSE)","v":38},{"$f":"(Y921/T921)+Start!$D$19*(VLOOKUP(R921,Start!$M$33:$N$39,2,FALSE)/T921)+VLOOKUP(S921,Start!$C$33:$D$40,2,FALSE)","v":141.42074285714287}]
[null,null,"Yes","SEE954780579013",null,"AUDI","IN_WERK_PST_Gesamt",85057,"Ingolstadt","Ettinger Straße 105","Bayern","1990-07-01","Mineralölprodukte","Dieselkraftstoff","Oil","Nein","Verbrennungsmotor","Oil","Oil",0.38,"own Assumption",45.177999999999997,45.177999999999997,{"$f":"(1-VLOOKUP(S922,Start!$H$33:$I$40,2,FALSE)/100)*W922","v":38.401299999999999},{"$f":"VLOOKUP(R922,Start!$C$9:$D$15,2,FALSE)+VLOOKUP(R922,Start!$C$23:$D$29,2,FALSE)","v":35.54},{"$f":"(Y922/T922)+Start!$D$19*(VLOOKUP(R922,Start!$M$33:$N$39,2,FALSE)/T922)+VLOOKUP(S922,Start!$C$33:$D$40,2,FALSE)","v":132.90842105263158}]
[null,null,"Yes","SEE958261845871",null,"AUDI","NEC_WERK_PST_NORD",74172,"Neckarsulm","NSU-Straße 1","Baden-Württemberg","1999-12-31","Mineralölprodukte","Andere Mineralölprodukte","Oil","Nein","Verbrennungsmotor","Oil","Oil",0.38,"own Assumption",2.1339999999999999,2.1339999999999999,{"$f":"(1-VLOOKUP(S923,Start!$H$33:$I$40,2,FALSE)/100)*W923","v":1.8138999999999998},{"$f":"VLOOKUP(R923,Start!$C$9:$D$15,2,FALSE)+VLOOKUP(R923,Start!$C$23:$D$29,2,FALSE)","v":35.54},{"$f":"(Y923/T923)+Start!$D$19*(VLOOKUP(R923,Start!$M$33:$N$39,2,FALSE)/T923)+VLOOKUP(S923,Start!$C$33:$D$40,2,FALSE)","v":132.90842105263158}]
[null,null,"Yes","SEE913657334902",null,"AUDI","NEC_WERK_PST_SÜD",74172,"Neckarsulm","NSU-Straße 1","Baden-Württemberg","1994-12-31","Mineralölprodukte","Andere Mineralölprodukte","Oil","Nein","Verbrennungsmotor","Oil","Oil",0.38,"own Assumption",20.57,20.57,{"$f":"(1-VLOOKUP(S924,Start!$H$33:$I$40,2,FALSE)/100)*W924","v":17.484500000000001},{"$f":"VLOOKUP(R924,Start!$C$9:$D$15,2,FALSE)+VLOOKUP(R924,Start!$C$23:$D$29,2,FALSE)","v":35.54},{"$f":"(Y924/T924)+Start!$D$19*(VLOOKUP(R924,Start!$M$33:$N$39,2,FALSE)/T924)+VLOOKUP(S924,Start!$C$33:$D$40,2,FALSE)","v":132.90842105263158}]
[null,null,"Yes","SEE922559384908",null,"BASF SE","NSD-101",67063,"Ludwigshafen","Carl-Bosch-Straße 38","Rheinland-Pfalz","1988-05-12","Mineralölprodukte","Dieselkraftstoff","Oil","Nein","Verbrennungsmotor","Oil","Oil",0.38,"own Assumption",6.86,6.75,{"$f":"(1-VLOOKUP(S925,Start!$H$33:$I$40,2,FALSE)/100)*W925","v":5.7374999999999998},{"$f":"VLOOKUP(R925,Start!$C$9:$D$15,2,FALSE)+VLOOKUP(R925,Start!$C$23:$D$29,2,FALSE)","v":35.54},{"$f":"(Y925/T925)+Start!$D$19*(VLOOKUP(R925,Start!$M$33:$N$39,2,FALSE)/T925)+VLOOKUP(S925,Start!$C$33:$D$40,2,FALSE)","v":132.90842105263158}]
[null,null,"Yes","SEE920556442270",null,"BASF SE","NSD-102",67063,"Ludwigshafen","Carl-Bosch-Straße 38","Rheinland-Pfalz","1988-05-12","Mineralölprodukte","Dieselkraftstoff","Oil","Nein","Verbrennungsmotor","Oil","Oil",0.38,"own Assumption",6.86,6.75,{"$f":"(1-VLOOKUP(S926,Start!$H$33:$I$40,2,FALSE)/100)*W926","v":5.7374999999999998},{"$f":"VLOOKUP(R926,Start!$C$9:$D$15,2,FALSE)+VLOOKUP(R926,Start!$C$23:$D$29,2,FALSE)","v":35.54},{"$f":"(Y926/T926)+Start!$D$19*(VLOOKUP(R926,Start!$M$33:$N$39,2,FALSE)/T926)+VLOOKUP(S926,Start!$C$33:$D$40,2,FALSE)","v":132.90842105263158}]
[null,null,"Yes","SEE977514334252",null,"Energieversorgung Offenbach AG","Müllheizkraftwerk Offenbach Turbine 2",63069,"Offenbach","Dietzenbacher Straße 189","Hessen","2006-06-30","nicht biogener Abfall","nicht biogener Abfall (Hausmüll, Siedlungsabfälle)","Waste","Nein","Gegendruckmaschine ohne Entnahme","Waste","Waste",0.33,"own Assumption",2.2799999999999998,2.12,{"$f":"(1-VLOOKUP(S927,Start!$H$33:$I$40,2,FALSE)/100)*W927","v":1.802},{"$f":"VLOOKUP(R927,Start!$C$9:$D$15,2,FALSE)+VLOOKUP(R927,Start!$C$23:$D$29,2,FALSE)","v":0},{"$f":"(Y927/T927)+Start!$D$19*(VLOOKUP(R927,Start!$M$33:$N$39,2,FALSE)/T927)+VLOOKUP(S927,Start!$C$33:$D$40,2,FALSE)","v":1}]
[null,null,"Yes","SEE990760688887",null,"Entsorgungsgesellschaft Mainz mbH","MHKW EBT",55120,"Mainz","Kraftwerkallee 1","Rheinland-Pfalz","2003-01-01","nicht biogener Abfall","nicht biogener Abfall (Hausmüll, Siedlungsabfälle)","Waste","Nein","Gegendruckmaschine ohne Entnahme","Waste","Waste",0.33,"own Assumption",5,5,{"$f":"(1-VLOOKUP(S928,Start!$H$33:$I$40,2,FALSE)/100)*W928","v":4.25},{"$f":"VLOOKUP(R928,Start!$C$9:$D$15,2,FALSE)+VLOOKUP(R928,Start!$C$23:$D$29,2,FALSE)","v":0},{"$f":"(Y928/T928)+Start!$D$19*(VLOOKUP(R928,Start!$M$33:$N$39,2,FALSE)/T928)+VLOOKUP(S928,Start!$C$33:$D$40,2,FALSE)","v":1}]
[null,null,"Yes","SEE941830461497",null,"BASF SE","NSD-103",67063,"Ludwigshafen","Carl-Bosch-Straße 38","Rheinland-Pfalz","1992-02-29","Mineralölprodukte","Dieselkraftstoff","Oil","Nein","Verbrennungsmotor","Oil","Oil",0.38,"own Assumption",1.244,1.2,{"$f":"(1-VLOOKUP(S929,Start!$H$33:$I$40,2,FALSE)/100)*W929","v":1.02},{"$f":"VLOOKUP(R929,Start!$C$9:$D$15,2,FALSE)+VLOOKUP(R929,Start!$C$23:$D$29,2,FALSE)","v":35.54},{"$f":"(Y929/T929)+Start!$D$19*(VLOOKUP(R929,Start!$M$33:$N$39,2,FALSE)/T929)+VLOOKUP(S929,Start!$C$33:$D$40,2,FALSE)","v":132.90842105263158}]
[null,null,"Yes","SEE916790688901",null,"BASF SE","NSD-204",67063,"Ludwigshafen","Carl-Bosch-Straße 38","Rheinland-Pfalz","2016-03-24","Mineralölprodukte","Dieselkraftstoff","Oil","Nein","Verbrennungsmotor","Oil","Oil",0.4,"own Assumption",1.0920000000000001,1.05,{"$f":"(1-VLOOKUP(S930,Start!$H$33:$I$40,2,FALSE)/100)*W930","v":0.89249999999999996},{"$f":"VLOOKUP(R930,Start!$C$9:$D$15,2,FALSE)+VLOOKUP(R930,Start!$C$23:$D$29,2,FALSE)","v":35.54},{"$f":"(Y930/T930)+Start!$D$19*(VLOOKUP(R930,Start!$M$33:$N$39,2,FALSE)/T930)+VLOOKUP(S930,Start!$C$33:$D$40,2,FALSE)","v":126.313}]
[null,null,"Yes","SEE902011821608",null,"BASF SE","NSD-205",67063,"Ludwigshafen","Carl-Bosch-Straße 38","Rheinland-Pfalz","1989-01-01","Mineralölprodukte","Dieselkraftstoff","Oil","Nein","Verbrennungsmotor","Oil","Oil",0.38,"own Assumption",1.1000000000000001,1.05,{"$f":"(1-VLOOKUP(S931,Start!$H$33:$I$40,2,FALSE)/100)*W931","v":0.89249999999999996},{"$f":"VLOOKUP(R931,Start!$C$9:$D$15,2,FALSE)+VLOOKUP(R931,Start!$C$23:$D$29,2,FALSE)","v":35.54},{"$f":"(Y931/T931)+Start!$D$19*(VLOOKUP(R931,Start!$M$33:$N$39,2,FALSE)/T931)+VLOOKUP(S931,Start!$C$33:$D$40,2,FALSE)","v":132.90842105263158}]
[null,null,"Yes","SEE952081093863",null,"BASF SE","NSD-206",67063,"Ludwigshafen","Carl-Bosch-Straße 38","Rheinland-Pfalz","2010-04-15","Mineralölprodukte","Dieselkraftstoff","Oil","Nein","Verbrennungsmotor","Oil","Oil",0.4,"own Assumption",1.1299999999999999,1.08,{"$f":"(1-VLOOKUP(S932,Start!$H$33:$I$40,2,FALSE)/100)*W932","v":0.91800000000000004},{"$f":"VLOOKUP(R932,Start!$C$9:$D$15,2,FALSE)+VLOOKUP(R932,Start!$C$23:$D$29,2,FALSE)","v":35.54},{"$f":"(Y932/T932)+Start!$D$19*(VLOOKUP(R932,Start!$M$33:$N$39,2,FALSE)/T932)+VLOOKUP(S932,Start!$C$33:$D$40,2,FALSE)","v":126.313}]
[null,null,"Yes","SEE915062141939",null,"Boehringer Ingelheim Pharma GmbH&Co.KG","Boehringer Ingelheim - H111 - NG4",88400,"Biberach","Birkendorfer Straße 65","Baden-Württemberg","2016-05-11","Mineralölprodukte","Heizöl, leicht","Oil","Nein","Verbrennungsmotor","Oil","Oil",0.4,"own Assumption",2.4,2.2000000000000002,{"$f":"(1-VLOOKUP(S933,Start!$H$33:$I$40,2,FALSE)/100)*W933","v":1.87},{"$f":"VLOOKUP(R933,Start!$C$9:$D$15,2,FALSE)+VLOOKUP(R933,Start!$C$23:$D$29,2,FALSE)","v":35.54},{"$f":"(Y933/T933)+Start!$D$19*(VLOOKUP(R933,Start!$M$33:$N$39,2,FALSE)/T933)+VLOOKUP(S933,Start!$C$33:$D$40,2,FALSE)","v":126.313}]
[null,null,"Yes","SEE988040578546",null,"Boehringer Ingelheim Pharma GmbH&Co.KG","Boehringer Ingelheim - 2325 - NG2",55218,"Ingelheim","Binger Straße 173","Rheinland-Pfalz","1989-07-04","Mineralölprodukte","Heizöl, leicht","Oil","Nein","Verbrennungsmotor","Oil","Oil",0.38,"own Assumption",4.24,4.24,{"$f":"(1-VLOOKUP(S934,Start!$H$33:$I$40,2,FALSE)/100)*W934","v":3.6040000000000001},{"$f":"VLOOKUP(R934,Start!$C$9:$D$15,2,FALSE)+VLOOKUP(R934,Start!$C$23:$D$29,2,FALSE)","v":35.54},{"$f":"(Y934/T934)+Start!$D$19*(VLOOKUP(R934,Start!$M$33:$N$39,2,FALSE)/T934)+VLOOKUP(S934,Start!$C$33:$D$40,2,FALSE)","v":132.90842105263158}]
[null,null,"Yes","SEE936522319972",null,"Covestro Brunsbüttel Energie GmbH","Dieselgenerator 1 (DMG1)",25541,"Brunsbüttel","Fährstraße 51","Schleswig-Holstein","2015-01-20","Mineralölprodukte","Dieselkraftstoff","Oil","Nein","Verbrennungsmotor","Oil","Oil",0.4,"own Assumption",2,2,{"$f":"(1-VLOOKUP(S935,Start!$H$33:$I$40,2,FALSE)/100)*W935","v":1.7},{"$f":"VLOOKUP(R935,Start!$C$9:$D$15,2,FALSE)+VLOOKUP(R935,Start!$C$23:$D$29,2,FALSE)","v":35.54},{"$f":"(Y935/T935)+Start!$D$19*(VLOOKUP(R935,Start!$M$33:$N$39,2,FALSE)/T935)+VLOOKUP(S935,Start!$C$33:$D$40,2,FALSE)","v":126.313}]
[null,null,"Yes","SEE929095613516",null,"GSB Sonderabfall-Entsorgung Bayern GmbH","Turbine VA2",85107,"Baar-Ebenhausen","Äußerer Ring 50","Bayern","1995-10-06","nicht biogener Abfall","nicht biogener Industrieabfall","Waste","Nein","Kondensationsmaschine mit Entnahme","Waste","Waste",0.33,"own Assumption",7.0609999999999999,7.0609999999999999,{"$f":"(1-VLOOKUP(S936,Start!$H$33:$I$40,2,FALSE)/100)*W936","v":6.0018500000000001},{"$f":"VLOOKUP(R936,Start!$C$9:$D$15,2,FALSE)+VLOOKUP(R936,Start!$C$23:$D$29,2,FALSE)","v":0},{"$f":"(Y936/T936)+Start!$D$19*(VLOOKUP(R936,Start!$M$33:$N$39,2,FALSE)/T936)+VLOOKUP(S936,Start!$C$33:$D$40,2,FALSE)","v":1}]
[null,null,"Yes","SEE923597137761",null,"Sasol Germany GmbH","DT1",25541,"Brunsbüttel","Fritz-Staiger-Straße 15","Schleswig-Holstein","1993-01-15","Wärme","Prozessdampf","Wärme","Nein","Kondensationsmaschine ohne Entnahme","Other","Other",0.38500000000000001,"own Assumption",1.45,1.31,{"$f":"(1-VLOOKUP(S937,Start!$H$33:$I$40,2,FALSE)/100)*W937","v":1.1134999999999999},{"$f":"VLOOKUP(R937,Start!$C$9:$D$15,2,FALSE)+VLOOKUP(R937,Start!$C$23:$D$29,2,FALSE)","v":38},{"$f":"(Y937/T937)+Start!$D$19*(VLOOKUP(R937,Start!$M$33:$N$39,2,FALSE)/T937)+VLOOKUP(S937,Start!$C$33:$D$40,2,FALSE)","v":128.65522077922077}]
[null,null,"Yes","SEE906331863386",null,"GSB Sonderabfall-Entsorgung Bayern GmbH","Turbine VA3",85107,"Baar-Ebenhausen","Äußerer Ring 50","Bayern","1995-12-20","nicht biogener Abfall","nicht biogener Industrieabfall","Waste","Nein","Kondensationsmaschine mit Entnahme","Waste","Waste",0.33,"own Assumption",7.0609999999999999,7.0609999999999999,{"$f":"(1-VLOOKUP(S938,Start!$H$33:$I$40,2,FALSE)/100)*W938","v":6.0018500000000001},{"$f":"VLOOKUP(R938,Start!$C$9:$D$15,2,FALSE)+VLOOKUP(R938,Start!$C$23:$D$29,2,FALSE)","v":0},{"$f":"(Y938/T938)+Start!$D$19*(VLOOKUP(R938,Start!$M$33:$N$39,2,FALSE)/T938)+VLOOKUP(S938,Start!$C$33:$D$40,2,FALSE)","v":1}]
[null,null,"Yes","SEE958909269267",null,"Infraserv GmbH & Co. Höchst KG","IPH Ersatzbrennstoffverbrennung Turbine",65929,"Frankfurt","Brüningstraße 50","Hessen","2014-07-28","nicht biogener Abfall","nicht biogener Abfall (Hausmüll, Siedlungsabfälle)","Waste","Ja","Kondensationsmaschine mit Entnahme","Waste","Waste",0.33,"own Assumption",86,71,{"$f":"(1-VLOOKUP(S939,Start!$H$33:$I$40,2,FALSE)/100)*W939","v":60.35},{"$f":"VLOOKUP(R939,Start!$C$9:$D$15,2,FALSE)+VLOOKUP(R939,Start!$C$23:$D$29,2,FALSE)","v":0},{"$f":"(Y939/T939)+Start!$D$19*(VLOOKUP(R939,Start!$M$33:$N$39,2,FALSE)/T939)+VLOOKUP(S939,Start!$C$33:$D$40,2,FALSE)","v":1}]
[null,null,"Yes","SEE953182244383",null,"MVV Umwelt Asset GmbH","MHKW Mannheim Generator X1",68169,"Mannheim","Otto-Hahn-Straße 1","Baden-Württemberg","2020-03-13","nicht biogener Abfall","nicht biogener Abfall (Hausmüll, Siedlungsabfälle)","Waste","Ja","Gegendruckmaschine ohne Entnahme","Waste","Waste",0.33,"own Assumption",5.48,4.08,{"$f":"(1-VLOOKUP(S940,Start!$H$33:$I$40,2,FALSE)/100)*W940","v":3.468},{"$f":"VLOOKUP(R940,Start!$C$9:$D$15,2,FALSE)+VLOOKUP(R940,Start!$C$23:$D$29,2,FALSE)","v":0},{"$f":"(Y940/T940)+Start!$D$19*(VLOOKUP(R940,Start!$M$33:$N$39,2,FALSE)/T940)+VLOOKUP(S940,Start!$C$33:$D$40,2,FALSE)","v":1}]
[null,null,"Yes","SEE946983246939",null,"Covestro Brunsbüttel Energie GmbH","Dieselgenerator 2 (DMG2)",25541,"Brunsbüttel","Fährstraße 51","Schleswig-Holstein","2015-01-20","Mineralölprodukte","Dieselkraftstoff","Oil","Nein","Verbrennungsmotor","Oil","Oil",0.4,"own Assumption",2,2,{"$f":"(1-VLOOKUP(S941,Start!$H$33:$I$40,2,FALSE)/100)*W941","v":1.7},{"$f":"VLOOKUP(R941,Start!$C$9:$D$15,2,FALSE)+VLOOKUP(R941,Start!$C$23:$D$29,2,FALSE)","v":35.54},{"$f":"(Y941/T941)+Start!$D$19*(VLOOKUP(R941,Start!$M$33:$N$39,2,FALSE)/T941)+VLOOKUP(S941,Start!$C$33:$D$40,2,FALSE)","v":126.313}]
[null,null,"Yes","SEE934706805181",null,"Dr. Ing. h.c. F. Porsche AG","W08_PST_Mantelobjekt",71287,"Weissach","Porschestraße 911","Baden-Württemberg","2016-12-01","Mineralölprodukte","Andere Mineralölprodukte","Oil","Nein","Verbrennungsmotor","Oil","Oil",0.4,"own Assumption",24.1965,22.695499999999999,{"$f":"(1-VLOOKUP(S942,Start!$H$33:$I$40,2,FALSE)/100)*W942","v":19.291174999999999},{"$f":"VLOOKUP(R942,Start!$C$9:$D$15,2,FALSE)+VLOOKUP(R942,Start!$C$23:$D$29,2,FALSE)","v":35.54},{"$f":"(Y942/T942)+Start!$D$19*(VLOOKUP(R942,Start!$M$33:$N$39,2,FALSE)/T942)+VLOOKUP(S942,Start!$C$33:$D$40,2,FALSE)","v":126.313}]
[null,null,"Yes","SEE900527375523",null,"AG der Dillinger Hüttenwerke","T2",66763,"Dillingen","Werkstraße 1","Saarland","1960-01-01","andere Gase","Hochofengas, Konvertergas","Other (nicht erneuerbar)","Nein","Kondensationsmaschine ohne Entnahme","Gas","CCGT",0.4,"own Assumption",6,5.5,{"$f":"(1-VLOOKUP(S943,Start!$H$33:$I$40,2,FALSE)/100)*W943","v":4.7850000000000001},{"$f":"VLOOKUP(R943,Start!$C$9:$D$15,2,FALSE)+VLOOKUP(R943,Start!$C$23:$D$29,2,FALSE)","v":54.56},{"$f":"(Y943/T943)+Start!$D$19*(VLOOKUP(R943,Start!$M$33:$N$39,2,FALSE)/T943)+VLOOKUP(S943,Start!$C$33:$D$40,2,FALSE)","v":164.07522499999999}]
[null,null,"Yes","SEE988071059649",null,"BASF SE","V159 ET",67063,"Ludwigshafen","Carl-Bosch-Straße 38","Rheinland-Pfalz","2013-06-14","Druck aus Gasleitungen","","Other (nicht erneuerbar)","Nein","Sonstige","Other","Other",0.4,"own Assumption",2.2999999999999998,2.25,{"$f":"(1-VLOOKUP(S944,Start!$H$33:$I$40,2,FALSE)/100)*W944","v":1.9124999999999999},{"$f":"VLOOKUP(R944,Start!$C$9:$D$15,2,FALSE)+VLOOKUP(R944,Start!$C$23:$D$29,2,FALSE)","v":38},{"$f":"(Y944/T944)+Start!$D$19*(VLOOKUP(R944,Start!$M$33:$N$39,2,FALSE)/T944)+VLOOKUP(S944,Start!$C$33:$D$40,2,FALSE)","v":123.86815}]
[null,null,"Yes","SEE915096178499",null,"BASF SE","W118 GTE",67063,"Ludwigshafen","Carl-Bosch-Straße 38","Rheinland-Pfalz","1972-02-15","Druck aus Gasleitungen","","Other (nicht erneuerbar)","Nein","Sonstige","Other","Other",0.35,"own Assumption",2.2450000000000001,2.2000000000000002,{"$f":"(1-VLOOKUP(S945,Start!$H$33:$I$40,2,FALSE)/100)*W945","v":1.87},{"$f":"VLOOKUP(R945,Start!$C$9:$D$15,2,FALSE)+VLOOKUP(R945,Start!$C$23:$D$29,2,FALSE)","v":38},{"$f":"(Y945/T945)+Start!$D$19*(VLOOKUP(R945,Start!$M$33:$N$39,2,FALSE)/T945)+VLOOKUP(S945,Start!$C$33:$D$40,2,FALSE)","v":141.42074285714287}]
[null,null,"Yes","SEE970928898099",null,"GKS-Gemeinschaftskraftwerk Schweinfurt GmbH","VMA 1",97424,"Schweinfurt","Hafenstraße 30","Bayern","1990-04-23","Mineralölprodukte","Heizöl, leicht","Oil","Nein","Verbrennungsmotor","Oil","Oil",0.38,"own Assumption",3.8,3.7,{"$f":"(1-VLOOKUP(S946,Start!$H$33:$I$40,2,FALSE)/100)*W946","v":3.145},{"$f":"VLOOKUP(R946,Start!$C$9:$D$15,2,FALSE)+VLOOKUP(R946,Start!$C$23:$D$29,2,FALSE)","v":35.54},{"$f":"(Y946/T946)+Start!$D$19*(VLOOKUP(R946,Start!$M$33:$N$39,2,FALSE)/T946)+VLOOKUP(S946,Start!$C$33:$D$40,2,FALSE)","v":132.90842105263158}]
[null,null,"Yes","SEE905714982744",null,"GKS-Gemeinschaftskraftwerk Schweinfurt GmbH","VMA 2",97424,"Schweinfurt","Hafenstraße 30","Bayern","1997-07-23","Mineralölprodukte","Heizöl, leicht","Oil","Nein","Verbrennungsmotor","Oil","Oil",0.38,"own Assumption",4.2,4.0999999999999996,{"$f":"(1-VLOOKUP(S947,Start!$H$33:$I$40,2,FALSE)/100)*W947","v":3.4849999999999994},{"$f":"VLOOKUP(R947,Start!$C$9:$D$15,2,FALSE)+VLOOKUP(R947,Start!$C$23:$D$29,2,FALSE)","v":35.54},{"$f":"(Y947/T947)+Start!$D$19*(VLOOKUP(R947,Start!$M$33:$N$39,2,FALSE)/T947)+VLOOKUP(S947,Start!$C$33:$D$40,2,FALSE)","v":132.90842105263158}]
[null,null,"Yes","SEE960162708360",null,"Kelheim Fibres GmbH","Turbine 4",93309,"Kelheim","Regensburger Straße 109","Bayern","1952-09-01","Mineralölprodukte","Heizöl, leicht","Oil","Ja","Gegendruckmaschine ohne Entnahme","Oil","Oil",0.4,"own Assumption",5.76,5.3289999999999997,{"$f":"(1-VLOOKUP(S948,Start!$H$33:$I$40,2,FALSE)/100)*W948","v":4.5296499999999993},{"$f":"VLOOKUP(R948,Start!$C$9:$D$15,2,FALSE)+VLOOKUP(R948,Start!$C$23:$D$29,2,FALSE)","v":35.54},{"$f":"(Y948/T948)+Start!$D$19*(VLOOKUP(R948,Start!$M$33:$N$39,2,FALSE)/T948)+VLOOKUP(S948,Start!$C$33:$D$40,2,FALSE)","v":126.313}]
[null,null,"Yes","SEE953940047089",null,"Kraftwerke Mainz-Wiesbaden AG","SSD",55120,"Mainz","Kraftwerkallee 1","Rheinland-Pfalz","1977-01-01","Mineralölprodukte","Dieselkraftstoff","Oil","Nein","Verbrennungsmotor","Oil","Oil",0.38,"own Assumption",3,3,{"$f":"(1-VLOOKUP(S949,Start!$H$33:$I$40,2,FALSE)/100)*W949","v":2.5499999999999998},{"$f":"VLOOKUP(R949,Start!$C$9:$D$15,2,FALSE)+VLOOKUP(R949,Start!$C$23:$D$29,2,FALSE)","v":35.54},{"$f":"(Y949/T949)+Start!$D$19*(VLOOKUP(R949,Start!$M$33:$N$39,2,FALSE)/T949)+VLOOKUP(S949,Start!$C$33:$D$40,2,FALSE)","v":132.90842105263158}]
[null,null,"Yes","SEE997738174762",null,"Stadtwerke Augsburg Energie GmbH","HKW, Dieselaggregat 1",86152,"Augsburg","Franziskanergasse 9","Bayern","1989-07-04","Mineralölprodukte","Heizöl, leicht","Oil","Nein","Verbrennungsmotor","Oil","Oil",0.38,"own Assumption",2.64,2.5,{"$f":"(1-VLOOKUP(S950,Start!$H$33:$I$40,2,FALSE)/100)*W950","v":2.125},{"$f":"VLOOKUP(R950,Start!$C$9:$D$15,2,FALSE)+VLOOKUP(R950,Start!$C$23:$D$29,2,FALSE)","v":35.54},{"$f":"(Y950/T950)+Start!$D$19*(VLOOKUP(R950,Start!$M$33:$N$39,2,FALSE)/T950)+VLOOKUP(S950,Start!$C$33:$D$40,2,FALSE)","v":132.90842105263158}]
[null,null,"Yes","SEE940009163477",null,"Stadtwerke Augsburg Energie GmbH","HKW, Dieselaggregat 2",86152,"Augsburg","Franziskanergasse 9","Bayern","1989-07-04","Mineralölprodukte","Heizöl, leicht","Oil","Nein","Verbrennungsmotor","Oil","Oil",0.38,"own Assumption",2.64,2.5,{"$f":"(1-VLOOKUP(S951,Start!$H$33:$I$40,2,FALSE)/100)*W951","v":2.125},{"$f":"VLOOKUP(R951,Start!$C$9:$D$15,2,FALSE)+VLOOKUP(R951,Start!$C$23:$D$29,2,FALSE)","v":35.54},{"$f":"(Y951/T951)+Start!$D$19*(VLOOKUP(R951,Start!$M$33:$N$39,2,FALSE)/T951)+VLOOKUP(S951,Start!$C$33:$D$40,2,FALSE)","v":132.90842105263158}]
[null,null,"Yes","SEE924743461013",null,"Siltronic AG","Aggr 1 LM",9599,"Freiberg","Berthelsdorfer Straße 113","Sachsen","2003-11-14","Mineralölprodukte","Dieselkraftstoff","Oil","Nein","Verbrennungsmotor","Oil","Oil",0.4,"own Assumption",1.6,1.6,{"$f":"(1-VLOOKUP(S952,Start!$H$33:$I$40,2,FALSE)/100)*W952","v":1.36},{"$f":"VLOOKUP(R952,Start!$C$9:$D$15,2,FALSE)+VLOOKUP(R952,Start!$C$23:$D$29,2,FALSE)","v":35.54},{"$f":"(Y952/T952)+Start!$D$19*(VLOOKUP(R952,Start!$M$33:$N$39,2,FALSE)/T952)+VLOOKUP(S952,Start!$C$33:$D$40,2,FALSE)","v":126.313}]
[null,null,"Yes","SEE915087411024",null,"Wärme Hamburg GmbH","WUW Bille",20537,"Hamburg","Anton-Rée-Weg 50","Hamburg","2019-09-03","Wärme","Dampf (fremdbezogen)","Wärme","Nein","Sonstige","Other","Other",0.4,"own Assumption",4.5,4.4000000000000004,{"$f":"(1-VLOOKUP(S953,Start!$H$33:$I$40,2,FALSE)/100)*W953","v":3.74},{"$f":"VLOOKUP(R953,Start!$C$9:$D$15,2,FALSE)+VLOOKUP(R953,Start!$C$23:$D$29,2,FALSE)","v":38},{"$f":"(Y953/T953)+Start!$D$19*(VLOOKUP(R953,Start!$M$33:$N$39,2,FALSE)/T953)+VLOOKUP(S953,Start!$C$33:$D$40,2,FALSE)","v":123.86815}]
[null,null,"Yes","SEE998216550733",null,"Klingele Papierwerke GmbH & Co. KG Papierfabrik Weener","TWIN 1",26826,"Weener","Industriestraße 46","Niedersachsen","2008-03-01","nicht biogener Abfall","nicht biogener Abfall (Hausmüll, Siedlungsabfälle)","Waste","Nein","Kondensationsmaschine ohne Entnahme","Waste","Waste",0.33,"own Assumption",4.7039999999999997,4.6900000000000004,{"$f":"(1-VLOOKUP(S954,Start!$H$33:$I$40,2,FALSE)/100)*W954","v":3.9865000000000004},{"$f":"VLOOKUP(R954,Start!$C$9:$D$15,2,FALSE)+VLOOKUP(R954,Start!$C$23:$D$29,2,FALSE)","v":0},{"$f":"(Y954/T954)+Start!$D$19*(VLOOKUP(R954,Start!$M$33:$N$39,2,FALSE)/T954)+VLOOKUP(S954,Start!$C$33:$D$40,2,FALSE)","v":1}]
[null,null,"Yes","SEE939382623364",null,"Klingele Papierwerke GmbH & Co. KG Papierfabrik Weener","TWIN2",26826,"Weener","Industriestraße 46","Niedersachsen","2008-03-01","nicht biogener Abfall","nicht biogener Abfall (Hausmüll, Siedlungsabfälle)","Waste","Nein","Kondensationsmaschine ohne Entnahme","Waste","Waste",0.33,"own Assumption",4.7039999999999997,4.6900000000000004,{"$f":"(1-VLOOKUP(S955,Start!$H$33:$I$40,2,FALSE)/100)*W955","v":3.9865000000000004},{"$f":"VLOOKUP(R955,Start!$C$9:$D$15,2,FALSE)+VLOOKUP(R955,Start!$C$23:$D$29,2,FALSE)","v":0},{"$f":"(Y955/T955)+Start!$D$19*(VLOOKUP(R955,Start!$M$33:$N$39,2,FALSE)/T955)+VLOOKUP(S955,Start!$C$33:$D$40,2,FALSE)","v":1}]
[null,null,"Yes","SEE909031885047",null,"Müllverwertung Borsigstraße GmbH","MVB Borsigstraße Müll",22113,"Hamburg"," ","Hamburg","2010-07-16","nicht biogener Abfall","nicht biogener Abfall (Hausmüll, Siedlungsabfälle)","Waste","Nein","Gegendruckmaschine mit Entnahme","Waste","Waste",0.33,"own Assumption",3.05,1.0000000000000001E-5,{"$f":"(1-VLOOKUP(S956,Start!$H$33:$I$40,2,FALSE)/100)*W956","v":8.4999999999999999E-6},{"$f":"VLOOKUP(R956,Start!$C$9:$D$15,2,FALSE)+VLOOKUP(R956,Start!$C$23:$D$29,2,FALSE)","v":0},{"$f":"(Y956/T956)+Start!$D$19*(VLOOKUP(R956,Start!$M$33:$N$39,2,FALSE)/T956)+VLOOKUP(S956,Start!$C$33:$D$40,2,FALSE)","v":1}]
[null,null,"Yes","SEE912799230783",null,"Siltronic AG","Aggr 2 LM",9599,"Freiberg","Berthelsdorfer Straße 113","Sachsen","2003-11-14","Mineralölprodukte","Dieselkraftstoff","Oil","Nein","Verbrennungsmotor","Oil","Oil",0.4,"own Assumption",1.6,1.6,{"$f":"(1-VLOOKUP(S957,Start!$H$33:$I$40,2,FALSE)/100)*W957","v":1.36},{"$f":"VLOOKUP(R957,Start!$C$9:$D$15,2,FALSE)+VLOOKUP(R957,Start!$C$23:$D$29,2,FALSE)","v":35.54},{"$f":"(Y957/T957)+Start!$D$19*(VLOOKUP(R957,Start!$M$33:$N$39,2,FALSE)/T957)+VLOOKUP(S957,Start!$C$33:$D$40,2,FALSE)","v":126.313}]
[null,null,"Yes","SEE923791565131",null,"Zweckverband Müllheizkraftwerk Stadt und Landkreis Bamberg","Rheinstraße",96052,"Bamberg","Rheinstraße 6","Bayern","2016-11-01","nicht biogener Abfall","nicht biogener Abfall (Hausmüll, Siedlungsabfälle)","Waste","Ja","Kondensationsmaschine mit Entnahme","Waste","Waste",0.33,"own Assumption",11.326000000000001,11.326000000000001,{"$f":"(1-VLOOKUP(S958,Start!$H$33:$I$40,2,FALSE)/100)*W958","v":9.6271000000000004},{"$f":"VLOOKUP(R958,Start!$C$9:$D$15,2,FALSE)+VLOOKUP(R958,Start!$C$23:$D$29,2,FALSE)","v":0},{"$f":"(Y958/T958)+Start!$D$19*(VLOOKUP(R958,Start!$M$33:$N$39,2,FALSE)/T958)+VLOOKUP(S958,Start!$C$33:$D$40,2,FALSE)","v":1}]
[null,null,"Yes","SEE954409500893",null,"Siltronic AG","Aggr 3 LM",9599,"Freiberg","Berthelsdorfer Straße 113","Sachsen","2003-11-14","Mineralölprodukte","Dieselkraftstoff","Oil","Nein","Verbrennungsmotor","Oil","Oil",0.4,"own Assumption",1.6,1.6,{"$f":"(1-VLOOKUP(S959,Start!$H$33:$I$40,2,FALSE)/100)*W959","v":1.36},{"$f":"VLOOKUP(R959,Start!$C$9:$D$15,2,FALSE)+VLOOKUP(R959,Start!$C$23:$D$29,2,FALSE)","v":35.54},{"$f":"(Y959/T959)+Start!$D$19*(VLOOKUP(R959,Start!$M$33:$N$39,2,FALSE)/T959)+VLOOKUP(S959,Start!$C$33:$D$40,2,FALSE)","v":126.313}]
[null,null,"Yes","SEE969481532410",null,"Siltronic AG","Aggr 4 LM",9599,"Freiberg","Berthelsdorfer Str. 900 X","Sachsen","2008-10-16","Mineralölprodukte","Dieselkraftstoff","Oil","Nein","Verbrennungsmotor","Oil","Oil",0.4,"own Assumption",1.6,1.6,{"$f":"(1-VLOOKUP(S960,Start!$H$33:$I$40,2,FALSE)/100)*W960","v":1.36},{"$f":"VLOOKUP(R960,Start!$C$9:$D$15,2,FALSE)+VLOOKUP(R960,Start!$C$23:$D$29,2,FALSE)","v":35.54},{"$f":"(Y960/T960)+Start!$D$19*(VLOOKUP(R960,Start!$M$33:$N$39,2,FALSE)/T960)+VLOOKUP(S960,Start!$C$33:$D$40,2,FALSE)","v":126.313}]
[null,null,"Yes","SEE964170331206",null,"Zweckverband für Abfallwirtschaft in Nordwest-Oberfranken","MHKW Coburg",96450,"Coburg","Glender Straße 30","Bayern","1988-01-01","nicht biogener Abfall","nicht biogener Abfall (Hausmüll, Siedlungsabfälle)","Waste","Ja","Gegendruckmaschine mit Entnahme","Waste","Waste",0.33,"own Assumption",12.5,10.6,{"$f":"(1-VLOOKUP(S961,Start!$H$33:$I$40,2,FALSE)/100)*W961","v":9.01},{"$f":"VLOOKUP(R961,Start!$C$9:$D$15,2,FALSE)+VLOOKUP(R961,Start!$C$23:$D$29,2,FALSE)","v":0},{"$f":"(Y961/T961)+Start!$D$19*(VLOOKUP(R961,Start!$M$33:$N$39,2,FALSE)/T961)+VLOOKUP(S961,Start!$C$33:$D$40,2,FALSE)","v":1}]
[null,null,"Yes","SEE983506501298",null,"Dr. Ing. h.c. F. Porsche AG","W02_B46_BHKW1",70435,"Stuttgart","Schwieberdinger Straße 130","Baden-Württemberg","2010-10-15","andere Gase","Andere Gase","Other (nicht erneuerbar)","Ja","Verbrennungsmotor","Other","Other",0.4,"own Assumption",1.9990000000000001,1.9647999999999999,{"$f":"(1-VLOOKUP(S962,Start!$H$33:$I$40,2,FALSE)/100)*W962","v":1.6700799999999998},{"$f":"VLOOKUP(R962,Start!$C$9:$D$15,2,FALSE)+VLOOKUP(R962,Start!$C$23:$D$29,2,FALSE)","v":38},{"$f":"(Y962/T962)+Start!$D$19*(VLOOKUP(R962,Start!$M$33:$N$39,2,FALSE)/T962)+VLOOKUP(S962,Start!$C$33:$D$40,2,FALSE)","v":123.86815}]
[null,null,"Yes","SEE995596088894",null,"3M Deutschland GmbH","3M Deutschland GmbH T3 Wuppertal",42289,"Wuppertal","Öhder Straße 28","Nordrhein-Westfalen","1957-07-19","Erdgas","Erdgas, Erdölgas","Gas","Ja","Kondensationsmaschine mit Entnahme","Gas","CCGT",0.4,"own Assumption",12,5.5,{"$f":"(1-VLOOKUP(S963,Start!$H$33:$I$40,2,FALSE)/100)*W963","v":4.7850000000000001},{"$f":"VLOOKUP(R963,Start!$C$9:$D$15,2,FALSE)+VLOOKUP(R963,Start!$C$23:$D$29,2,FALSE)","v":54.56},{"$f":"(Y963/T963)+Start!$D$19*(VLOOKUP(R963,Start!$M$33:$N$39,2,FALSE)/T963)+VLOOKUP(S963,Start!$C$33:$D$40,2,FALSE)","v":164.07522499999999}]
[null,null,"Yes","SEE945933440847",null,"3M Deutschland GmbH","3M Wuppetal Kraftwerk T4",42289,"Wuppertal","Öhder Straße 28","Nordrhein-Westfalen","1963-06-10","Erdgas","Erdgas, Erdölgas","Gas","Ja","Kondensationsmaschine mit Entnahme","Gas","CCGT",0.4,"own Assumption",17,5.5,{"$f":"(1-VLOOKUP(S964,Start!$H$33:$I$40,2,FALSE)/100)*W964","v":4.7850000000000001},{"$f":"VLOOKUP(R964,Start!$C$9:$D$15,2,FALSE)+VLOOKUP(R964,Start!$C$23:$D$29,2,FALSE)","v":54.56},{"$f":"(Y964/T964)+Start!$D$19*(VLOOKUP(R964,Start!$M$33:$N$39,2,FALSE)/T964)+VLOOKUP(S964,Start!$C$33:$D$40,2,FALSE)","v":164.07522499999999}]
[null,null,"Yes","SEE943007353727",null,"Airbus Operations","BHKW 1 Hamburg",21129,"Hamburg","Kreetslag 10","Hamburg","2016-07-11","Erdgas","Erdgas, Erdölgas","Gas","Ja","Verbrennungsmotor","Gas","CCGT",0.4,"own Assumption",1.9990000000000001,1.9990000000000001,{"$f":"(1-VLOOKUP(S965,Start!$H$33:$I$40,2,FALSE)/100)*W965","v":1.7391300000000001},{"$f":"VLOOKUP(R965,Start!$C$9:$D$15,2,FALSE)+VLOOKUP(R965,Start!$C$23:$D$29,2,FALSE)","v":54.56},{"$f":"(Y965/T965)+Start!$D$19*(VLOOKUP(R965,Start!$M$33:$N$39,2,FALSE)/T965)+VLOOKUP(S965,Start!$C$33:$D$40,2,FALSE)","v":164.07522499999999}]
[null,null,"Yes","SEE986400818790",null,"Airbus Operations","BHKW 2 Hamburg",21129,"Hamburg","Kreetslag 10","Hamburg","2013-02-28","Erdgas","Erdgas, Erdölgas","Gas","Ja","Verbrennungsmotor","Gas","CCGT",0.4,"own Assumption",8.6300000000000008,8.6300000000000008,{"$f":"(1-VLOOKUP(S966,Start!$H$33:$I$40,2,FALSE)/100)*W966","v":7.5081000000000007},{"$f":"VLOOKUP(R966,Start!$C$9:$D$15,2,FALSE)+VLOOKUP(R966,Start!$C$23:$D$29,2,FALSE)","v":54.56},{"$f":"(Y966/T966)+Start!$D$19*(VLOOKUP(R966,Start!$M$33:$N$39,2,FALSE)/T966)+VLOOKUP(S966,Start!$C$33:$D$40,2,FALSE)","v":164.07522499999999}]
[null,null,"Yes","SEE937617144974",null,"AUDI","IN_N19_KWKK_GT1",85057,"Ingolstadt","Ettinger Straße 105","Bayern","1998-08-05","Erdgas","Erdgas, Erdölgas","Gas","Ja","Gasturbinen mit Abhitzekessel","Gas","CCGT",0.38,"own Assumption",5.0999999999999996,5.0999999999999996,{"$f":"(1-VLOOKUP(S967,Start!$H$33:$I$40,2,FALSE)/100)*W967","v":4.4369999999999994},{"$f":"VLOOKUP(R967,Start!$C$9:$D$15,2,FALSE)+VLOOKUP(R967,Start!$C$23:$D$29,2,FALSE)","v":54.56},{"$f":"(Y967/T967)+Start!$D$19*(VLOOKUP(R967,Start!$M$33:$N$39,2,FALSE)/T967)+VLOOKUP(S967,Start!$C$33:$D$40,2,FALSE)","v":172.63181578947371}]
[null,null,"Yes","SEE908836263777",null,"AUDI","IN_N19_KWKK_GT2",85057,"Ingolstadt","Ettinger Straße 105","Bayern","1998-08-05","Erdgas","Erdgas, Erdölgas","Gas","Ja","Gasturbinen mit Abhitzekessel","Gas","CCGT",0.38,"own Assumption",5.0999999999999996,5.0999999999999996,{"$f":"(1-VLOOKUP(S968,Start!$H$33:$I$40,2,FALSE)/100)*W968","v":4.4369999999999994},{"$f":"VLOOKUP(R968,Start!$C$9:$D$15,2,FALSE)+VLOOKUP(R968,Start!$C$23:$D$29,2,FALSE)","v":54.56},{"$f":"(Y968/T968)+Start!$D$19*(VLOOKUP(R968,Start!$M$33:$N$39,2,FALSE)/T968)+VLOOKUP(S968,Start!$C$33:$D$40,2,FALSE)","v":172.63181578947371}]
[null,null,"Yes","SEE900252837358",null,"Baden Board GmbH","Gasturbine",76593,"Gernsbach","Fabrikstraße 1","Baden-Württemberg","2001-01-01","Erdgas","Erdgas, Erdölgas","Gas","Ja","Gasturbinen mit Abhitzekessel","Gas","CCGT",0.4,"own Assumption",4.5,4.5,{"$f":"(1-VLOOKUP(S969,Start!$H$33:$I$40,2,FALSE)/100)*W969","v":3.915},{"$f":"VLOOKUP(R969,Start!$C$9:$D$15,2,FALSE)+VLOOKUP(R969,Start!$C$23:$D$29,2,FALSE)","v":54.56},{"$f":"(Y969/T969)+Start!$D$19*(VLOOKUP(R969,Start!$M$33:$N$39,2,FALSE)/T969)+VLOOKUP(S969,Start!$C$33:$D$40,2,FALSE)","v":164.07522499999999}]
[null,null,"Yes","SEE957939399869",null,"BASF Personal Care and Nutrition GmbH","BHKW BASF F17",40589,"Düsseldorf","Henkelstraße 67","Nordrhein-Westfalen","2016-07-22","Erdgas","Erdgas, Erdölgas","Gas","Ja","Verbrennungsmotor","Gas","CCGT",0.4,"own Assumption",1.9990000000000001,1.968,{"$f":"(1-VLOOKUP(S970,Start!$H$33:$I$40,2,FALSE)/100)*W970","v":1.7121599999999999},{"$f":"VLOOKUP(R970,Start!$C$9:$D$15,2,FALSE)+VLOOKUP(R970,Start!$C$23:$D$29,2,FALSE)","v":54.56},{"$f":"(Y970/T970)+Start!$D$19*(VLOOKUP(R970,Start!$M$33:$N$39,2,FALSE)/T970)+VLOOKUP(S970,Start!$C$33:$D$40,2,FALSE)","v":164.07522499999999}]
[null,null,"Yes","SEE984352856976",null,"BMW AG","Leipzig KWK 1",4349,"Leipzig","BMW Allee 1","Sachsen","2009-03-09","Erdgas","Erdgas, Erdölgas","Gas","Ja","Verbrennungsmotor","Gas","CCGT",0.4,"own Assumption",3.1190000000000002,3.1190000000000002,{"$f":"(1-VLOOKUP(S971,Start!$H$33:$I$40,2,FALSE)/100)*W971","v":2.71353},{"$f":"VLOOKUP(R971,Start!$C$9:$D$15,2,FALSE)+VLOOKUP(R971,Start!$C$23:$D$29,2,FALSE)","v":54.56},{"$f":"(Y971/T971)+Start!$D$19*(VLOOKUP(R971,Start!$M$33:$N$39,2,FALSE)/T971)+VLOOKUP(S971,Start!$C$33:$D$40,2,FALSE)","v":164.07522499999999}]
[null,null,"Yes","SEE919395394109",null,"BMW AG","Leipzig KWK 2",4349,"Leipzig","BMW Allee 1","Sachsen","2016-12-14","Erdgas","Erdgas, Erdölgas","Gas","Ja","Verbrennungsmotor","Gas","CCGT",0.4,"own Assumption",3.36,1.1503800000000002,{"$f":"(1-VLOOKUP(S972,Start!$H$33:$I$40,2,FALSE)/100)*W972","v":1.0008306000000002},{"$f":"VLOOKUP(R972,Start!$C$9:$D$15,2,FALSE)+VLOOKUP(R972,Start!$C$23:$D$29,2,FALSE)","v":54.56},{"$f":"(Y972/T972)+Start!$D$19*(VLOOKUP(R972,Start!$M$33:$N$39,2,FALSE)/T972)+VLOOKUP(S972,Start!$C$33:$D$40,2,FALSE)","v":164.07522499999999}]
[null,null,"Yes","SEE956674158182",null,"BMW AG","BMW Landshut KWK 1",84030,"Landshut","Ohmstraße 2","Bayern","2009-04-01","Erdgas","Erdgas, Erdölgas","Gas","Ja","Verbrennungsmotor","Gas","CCGT",0.4,"own Assumption",1.3939999999999999,1.35,{"$f":"(1-VLOOKUP(S973,Start!$H$33:$I$40,2,FALSE)/100)*W973","v":1.1745000000000001},{"$f":"VLOOKUP(R973,Start!$C$9:$D$15,2,FALSE)+VLOOKUP(R973,Start!$C$23:$D$29,2,FALSE)","v":54.56},{"$f":"(Y973/T973)+Start!$D$19*(VLOOKUP(R973,Start!$M$33:$N$39,2,FALSE)/T973)+VLOOKUP(S973,Start!$C$33:$D$40,2,FALSE)","v":164.07522499999999}]
[null,null,"Yes","SEE955340004730",null,"Siltronic AG","Aggr. 1_9026",9599,"Freiberg","Berthelsdorfer Straße 113","Sachsen","2016-08-10","Mineralölprodukte","Dieselkraftstoff","Oil","Nein","Verbrennungsmotor","Oil","Oil",0.4,"own Assumption",1.25,1.25,{"$f":"(1-VLOOKUP(S974,Start!$H$33:$I$40,2,FALSE)/100)*W974","v":1.0625},{"$f":"VLOOKUP(R974,Start!$C$9:$D$15,2,FALSE)+VLOOKUP(R974,Start!$C$23:$D$29,2,FALSE)","v":35.54},{"$f":"(Y974/T974)+Start!$D$19*(VLOOKUP(R974,Start!$M$33:$N$39,2,FALSE)/T974)+VLOOKUP(S974,Start!$C$33:$D$40,2,FALSE)","v":126.313}]
[null,null,"Yes","SEE945807171310",null,"BMW AG","BMW Landshut KWK 2",84030,"Landshut","Ohmstraße 2","Bayern","2009-04-01","Erdgas","Erdgas, Erdölgas","Gas","Ja","Verbrennungsmotor","Gas","CCGT",0.4,"own Assumption",1.3939999999999999,1.35,{"$f":"(1-VLOOKUP(S975,Start!$H$33:$I$40,2,FALSE)/100)*W975","v":1.1745000000000001},{"$f":"VLOOKUP(R975,Start!$C$9:$D$15,2,FALSE)+VLOOKUP(R975,Start!$C$23:$D$29,2,FALSE)","v":54.56},{"$f":"(Y975/T975)+Start!$D$19*(VLOOKUP(R975,Start!$M$33:$N$39,2,FALSE)/T975)+VLOOKUP(S975,Start!$C$33:$D$40,2,FALSE)","v":164.07522499999999}]
[null,null,"Yes","SEE909963484639",null,"BMW AG","BMW Landshut KWK 3",84030,"Landshut","Ohmstraße 2","Bayern","2014-07-31","Erdgas","Erdgas, Erdölgas","Gas","Ja","Verbrennungsmotor","Gas","CCGT",0.4,"own Assumption",2.6269999999999998,2.5499999999999998,{"$f":"(1-VLOOKUP(S976,Start!$H$33:$I$40,2,FALSE)/100)*W976","v":2.2184999999999997},{"$f":"VLOOKUP(R976,Start!$C$9:$D$15,2,FALSE)+VLOOKUP(R976,Start!$C$23:$D$29,2,FALSE)","v":54.56},{"$f":"(Y976/T976)+Start!$D$19*(VLOOKUP(R976,Start!$M$33:$N$39,2,FALSE)/T976)+VLOOKUP(S976,Start!$C$33:$D$40,2,FALSE)","v":164.07522499999999}]
[null,null,"Yes","SEE943109996648",null,"BMW AG","BMW Landshut KWK 4",84030,"Landshut","Neidenburger Straße 13","Bayern","2018-07-08","Erdgas","Erdgas, Erdölgas","Gas","Ja","Verbrennungsmotor","Gas","CCGT",0.4,"own Assumption",4.5,4.3,{"$f":"(1-VLOOKUP(S977,Start!$H$33:$I$40,2,FALSE)/100)*W977","v":3.7409999999999997},{"$f":"VLOOKUP(R977,Start!$C$9:$D$15,2,FALSE)+VLOOKUP(R977,Start!$C$23:$D$29,2,FALSE)","v":54.56},{"$f":"(Y977/T977)+Start!$D$19*(VLOOKUP(R977,Start!$M$33:$N$39,2,FALSE)/T977)+VLOOKUP(S977,Start!$C$33:$D$40,2,FALSE)","v":164.07522499999999}]
[null,null,"Yes","SEE996431301710",null,"BMW AG","BMW Landshut KWK 5",84030,"Landshut","Neidenburger Straße 13","Bayern","2018-07-08","Erdgas","","Gas","Ja","Verbrennungsmotor","Gas","CCGT",0.4,"own Assumption",4.5,4.3,{"$f":"(1-VLOOKUP(S978,Start!$H$33:$I$40,2,FALSE)/100)*W978","v":3.7409999999999997},{"$f":"VLOOKUP(R978,Start!$C$9:$D$15,2,FALSE)+VLOOKUP(R978,Start!$C$23:$D$29,2,FALSE)","v":54.56},{"$f":"(Y978/T978)+Start!$D$19*(VLOOKUP(R978,Start!$M$33:$N$39,2,FALSE)/T978)+VLOOKUP(S978,Start!$C$33:$D$40,2,FALSE)","v":164.07522499999999}]
[null,null,"Yes","SEE935253303649",null,"BMW AG","BMW Landshut KWK 6",84030,"Landshut","Neidenburger Straße 13","Bayern","2018-07-08","Erdgas","Erdgas, Erdölgas","Gas","Ja","Verbrennungsmotor","Gas","CCGT",0.4,"own Assumption",4.5,4.3,{"$f":"(1-VLOOKUP(S979,Start!$H$33:$I$40,2,FALSE)/100)*W979","v":3.7409999999999997},{"$f":"VLOOKUP(R979,Start!$C$9:$D$15,2,FALSE)+VLOOKUP(R979,Start!$C$23:$D$29,2,FALSE)","v":54.56},{"$f":"(Y979/T979)+Start!$D$19*(VLOOKUP(R979,Start!$M$33:$N$39,2,FALSE)/T979)+VLOOKUP(S979,Start!$C$33:$D$40,2,FALSE)","v":164.07522499999999}]
[null,null,"Yes","SEE911375937931",null,"Siltronic AG","Aggr. 2_9026",9599,"Freiberg","Berthelsdorfer Straße 113","Sachsen","2016-08-10","Mineralölprodukte","Dieselkraftstoff","Oil","Nein","Verbrennungsmotor","Oil","Oil",0.4,"own Assumption",1.25,1.25,{"$f":"(1-VLOOKUP(S980,Start!$H$33:$I$40,2,FALSE)/100)*W980","v":1.0625},{"$f":"VLOOKUP(R980,Start!$C$9:$D$15,2,FALSE)+VLOOKUP(R980,Start!$C$23:$D$29,2,FALSE)","v":35.54},{"$f":"(Y980/T980)+Start!$D$19*(VLOOKUP(R980,Start!$M$33:$N$39,2,FALSE)/T980)+VLOOKUP(S980,Start!$C$33:$D$40,2,FALSE)","v":126.313}]
[null,null,"Yes","SEE982386651765",null,"Siltronic AG","Aggr_9015",9599,"Freiberg","Berthelsdorfer Straße 113","Sachsen","2020-10-05","Mineralölprodukte","Dieselkraftstoff","Oil","Nein","Verbrennungsmotor","Oil","Oil",0.4,"own Assumption",1.575,1.25,{"$f":"(1-VLOOKUP(S981,Start!$H$33:$I$40,2,FALSE)/100)*W981","v":1.0625},{"$f":"VLOOKUP(R981,Start!$C$9:$D$15,2,FALSE)+VLOOKUP(R981,Start!$C$23:$D$29,2,FALSE)","v":35.54},{"$f":"(Y981/T981)+Start!$D$19*(VLOOKUP(R981,Start!$M$33:$N$39,2,FALSE)/T981)+VLOOKUP(S981,Start!$C$33:$D$40,2,FALSE)","v":126.313}]
[null,null,"Yes","SEE971897030428",null,"Smurfit Kappa Herzberg Solid Board GmbH","Dieselaggregat",37412,"Herzberg","Andreasberger Straße 1","Niedersachsen","1978-01-01","Mineralölprodukte","Heizöl, leicht","Oil","Nein","Verbrennungsmotor","Oil","Oil",0.38,"own Assumption",1.3280000000000001,1,{"$f":"(1-VLOOKUP(S982,Start!$H$33:$I$40,2,FALSE)/100)*W982","v":0.85},{"$f":"VLOOKUP(R982,Start!$C$9:$D$15,2,FALSE)+VLOOKUP(R982,Start!$C$23:$D$29,2,FALSE)","v":35.54},{"$f":"(Y982/T982)+Start!$D$19*(VLOOKUP(R982,Start!$M$33:$N$39,2,FALSE)/T982)+VLOOKUP(S982,Start!$C$33:$D$40,2,FALSE)","v":132.90842105263158}]
[null,null,"Yes","SEE975854838485",null,"BMW AG","BMW Landshut KWK 7",84030,"Landshut","Neidenburger Straße 13","Bayern","2018-07-08","Erdgas","Erdgas, Erdölgas","Gas","Ja","Verbrennungsmotor","Gas","CCGT",0.4,"own Assumption",4.5,4.3,{"$f":"(1-VLOOKUP(S983,Start!$H$33:$I$40,2,FALSE)/100)*W983","v":3.7409999999999997},{"$f":"VLOOKUP(R983,Start!$C$9:$D$15,2,FALSE)+VLOOKUP(R983,Start!$C$23:$D$29,2,FALSE)","v":54.56},{"$f":"(Y983/T983)+Start!$D$19*(VLOOKUP(R983,Start!$M$33:$N$39,2,FALSE)/T983)+VLOOKUP(S983,Start!$C$33:$D$40,2,FALSE)","v":164.07522499999999}]
[null,null,"Yes","SEE957686843929",null,"Zweckverband Abfallverwertung Südhessen (ZAS)","Turbine 1",64293,"Darmstadt","Otto-Röhm-Straße 19","Hessen","1991-10-09","nicht biogener Abfall","nicht biogener Abfall (Hausmüll, Siedlungsabfälle)","Waste","Ja","Kondensationsmaschine mit Entnahme","Waste","Waste",0.33,"own Assumption",10.56,10.222,{"$f":"(1-VLOOKUP(S984,Start!$H$33:$I$40,2,FALSE)/100)*W984","v":8.688699999999999},{"$f":"VLOOKUP(R984,Start!$C$9:$D$15,2,FALSE)+VLOOKUP(R984,Start!$C$23:$D$29,2,FALSE)","v":0},{"$f":"(Y984/T984)+Start!$D$19*(VLOOKUP(R984,Start!$M$33:$N$39,2,FALSE)/T984)+VLOOKUP(S984,Start!$C$33:$D$40,2,FALSE)","v":1}]
[null,null,"Yes","SEE973007329446",null,"Boehringer Ingelheim Pharma GmbH&Co.KG","Boehringer Ingelheim - H111 - GT51/AK51",88400,"Biberach","Birkendorfer Straße 65","Baden-Württemberg","2002-09-28","Erdgas","Erdgas, Erdölgas","Gas","Ja","Gasturbinen mit Abhitzekessel","Gas","CCGT",0.4,"own Assumption",4.4800000000000004,4.4800000000000004,{"$f":"(1-VLOOKUP(S985,Start!$H$33:$I$40,2,FALSE)/100)*W985","v":3.8976000000000002},{"$f":"VLOOKUP(R985,Start!$C$9:$D$15,2,FALSE)+VLOOKUP(R985,Start!$C$23:$D$29,2,FALSE)","v":54.56},{"$f":"(Y985/T985)+Start!$D$19*(VLOOKUP(R985,Start!$M$33:$N$39,2,FALSE)/T985)+VLOOKUP(S985,Start!$C$33:$D$40,2,FALSE)","v":164.07522499999999}]
[null,null,"Yes","SEE943952259648",null,"Boehringer Ingelheim Pharma GmbH&Co.KG","Boehringer Ingelheim - J41 - GT12/AK12",88400,"Biberach","Birkendorfer Straße 65","Baden-Württemberg","1989-11-24","Erdgas","Erdgas, Erdölgas","Gas","Ja","Gasturbinen mit Abhitzekessel","Gas","CCGT",0.38,"own Assumption",5.4,5.4,{"$f":"(1-VLOOKUP(S986,Start!$H$33:$I$40,2,FALSE)/100)*W986","v":4.6980000000000004},{"$f":"VLOOKUP(R986,Start!$C$9:$D$15,2,FALSE)+VLOOKUP(R986,Start!$C$23:$D$29,2,FALSE)","v":54.56},{"$f":"(Y986/T986)+Start!$D$19*(VLOOKUP(R986,Start!$M$33:$N$39,2,FALSE)/T986)+VLOOKUP(S986,Start!$C$33:$D$40,2,FALSE)","v":172.63181578947371}]
[null,null,"Yes","SEE996946209945",null,"Caterpillar Energy Solutions","P12",68167,"Mannheim","Carl-Benz-Straße 1","Baden-Württemberg","1939-11-22","Erdgas","Erdgas, Erdölgas","Gas","Nein","Verbrennungsmotor","Gas","CCGT",0.38,"own Assumption",4.3949999999999996,4.3949999999999996,{"$f":"(1-VLOOKUP(S987,Start!$H$33:$I$40,2,FALSE)/100)*W987","v":3.8236499999999998},{"$f":"VLOOKUP(R987,Start!$C$9:$D$15,2,FALSE)+VLOOKUP(R987,Start!$C$23:$D$29,2,FALSE)","v":54.56},{"$f":"(Y987/T987)+Start!$D$19*(VLOOKUP(R987,Start!$M$33:$N$39,2,FALSE)/T987)+VLOOKUP(S987,Start!$C$33:$D$40,2,FALSE)","v":172.63181578947371}]
[null,null,"Yes","SEE936364054154",null,"Caterpillar Energy Solutions","P18",68167,"Mannheim","Carl-Benz-Straße 1","Baden-Württemberg","1939-11-22","Erdgas","Erdgas, Erdölgas","Gas","Nein","Verbrennungsmotor","Gas","CCGT",0.38,"own Assumption",4.3949999999999996,4.3949999999999996,{"$f":"(1-VLOOKUP(S988,Start!$H$33:$I$40,2,FALSE)/100)*W988","v":3.8236499999999998},{"$f":"VLOOKUP(R988,Start!$C$9:$D$15,2,FALSE)+VLOOKUP(R988,Start!$C$23:$D$29,2,FALSE)","v":54.56},{"$f":"(Y988/T988)+Start!$D$19*(VLOOKUP(R988,Start!$M$33:$N$39,2,FALSE)/T988)+VLOOKUP(S988,Start!$C$33:$D$40,2,FALSE)","v":172.63181578947371}]
[null,null,"Yes","SEE988996320985",null,"Caterpillar Energy Solutions","P31",68167,"Mannheim","Carl-Benz-Straße 1","Baden-Württemberg","1994-05-02","Erdgas","Erdgas, Erdölgas","Gas","Nein","Verbrennungsmotor","Gas","CCGT",0.38,"own Assumption",1.635,1.635,{"$f":"(1-VLOOKUP(S989,Start!$H$33:$I$40,2,FALSE)/100)*W989","v":1.42245},{"$f":"VLOOKUP(R989,Start!$C$9:$D$15,2,FALSE)+VLOOKUP(R989,Start!$C$23:$D$29,2,FALSE)","v":54.56},{"$f":"(Y989/T989)+Start!$D$19*(VLOOKUP(R989,Start!$M$33:$N$39,2,FALSE)/T989)+VLOOKUP(S989,Start!$C$33:$D$40,2,FALSE)","v":172.63181578947371}]
[null,null,"Yes","SEE968984873471",null,"Caterpillar Energy Solutions","P34",68167,"Mannheim","Carl-Benz-Straße 1","Baden-Württemberg","2007-06-27","Erdgas","Erdgas, Erdölgas","Gas","Nein","Verbrennungsmotor","Gas","CCGT",0.4,"own Assumption",1.38,1.38,{"$f":"(1-VLOOKUP(S990,Start!$H$33:$I$40,2,FALSE)/100)*W990","v":1.2005999999999999},{"$f":"VLOOKUP(R990,Start!$C$9:$D$15,2,FALSE)+VLOOKUP(R990,Start!$C$23:$D$29,2,FALSE)","v":54.56},{"$f":"(Y990/T990)+Start!$D$19*(VLOOKUP(R990,Start!$M$33:$N$39,2,FALSE)/T990)+VLOOKUP(S990,Start!$C$33:$D$40,2,FALSE)","v":164.07522499999999}]
[null,null,"Yes","SEE960058020569",null,"Stadtwerke Karlsruhe GmbH","Spitzenstromerzeuger 3 (Diesel 3 HKW-West)",76189,"Karlsruhe","Honsellstraße 35","Baden-Württemberg","1981-01-28","Mineralölprodukte","Dieselkraftstoff","Oil","Nein","Verbrennungsmotor","Oil","Oil",0.38,"own Assumption",3.5,3.5,{"$f":"(1-VLOOKUP(S991,Start!$H$33:$I$40,2,FALSE)/100)*W991","v":2.9750000000000001},{"$f":"VLOOKUP(R991,Start!$C$9:$D$15,2,FALSE)+VLOOKUP(R991,Start!$C$23:$D$29,2,FALSE)","v":35.54},{"$f":"(Y991/T991)+Start!$D$19*(VLOOKUP(R991,Start!$M$33:$N$39,2,FALSE)/T991)+VLOOKUP(S991,Start!$C$33:$D$40,2,FALSE)","v":132.90842105263158}]
[null,null,"Yes","SEE997674469793",null,"Caterpillar Energy Solutions","P35",68167,"Mannheim","Carl-Benz-Straße 1","Baden-Württemberg","2007-06-27","Erdgas","Erdgas, Erdölgas","Gas","Nein","Verbrennungsmotor","Gas","CCGT",0.4,"own Assumption",2.2999999999999998,2.2999999999999998,{"$f":"(1-VLOOKUP(S992,Start!$H$33:$I$40,2,FALSE)/100)*W992","v":2.0009999999999999},{"$f":"VLOOKUP(R992,Start!$C$9:$D$15,2,FALSE)+VLOOKUP(R992,Start!$C$23:$D$29,2,FALSE)","v":54.56},{"$f":"(Y992/T992)+Start!$D$19*(VLOOKUP(R992,Start!$M$33:$N$39,2,FALSE)/T992)+VLOOKUP(S992,Start!$C$33:$D$40,2,FALSE)","v":164.07522499999999}]
[null,null,"Yes","SEE975815924073",null,"Caterpillar Energy Solutions","P37",68167,"Mannheim","Carl-Benz-Straße 1","Baden-Württemberg","1994-05-02","Erdgas","Erdgas, Erdölgas","Gas","Nein","Verbrennungsmotor","Gas","CCGT",0.38,"own Assumption",3.3330000000000002,3.3330000000000002,{"$f":"(1-VLOOKUP(S993,Start!$H$33:$I$40,2,FALSE)/100)*W993","v":2.8997100000000002},{"$f":"VLOOKUP(R993,Start!$C$9:$D$15,2,FALSE)+VLOOKUP(R993,Start!$C$23:$D$29,2,FALSE)","v":54.56},{"$f":"(Y993/T993)+Start!$D$19*(VLOOKUP(R993,Start!$M$33:$N$39,2,FALSE)/T993)+VLOOKUP(S993,Start!$C$33:$D$40,2,FALSE)","v":172.63181578947371}]
[null,null,"Yes","SEE949685414514",null,"Caterpillar Energy Solutions","P87",68167,"Mannheim","Carl-Benz-Straße 1","Baden-Württemberg","2004-01-21","Erdgas","Erdgas, Erdölgas","Gas","Nein","Verbrennungsmotor","Gas","CCGT",0.4,"own Assumption",1.83,1.83,{"$f":"(1-VLOOKUP(S994,Start!$H$33:$I$40,2,FALSE)/100)*W994","v":1.5921000000000001},{"$f":"VLOOKUP(R994,Start!$C$9:$D$15,2,FALSE)+VLOOKUP(R994,Start!$C$23:$D$29,2,FALSE)","v":54.56},{"$f":"(Y994/T994)+Start!$D$19*(VLOOKUP(R994,Start!$M$33:$N$39,2,FALSE)/T994)+VLOOKUP(S994,Start!$C$33:$D$40,2,FALSE)","v":164.07522499999999}]
[null,null,"Yes","SEE935809614632",null,"Celanese Production Germany","IPH Strom GT4",65929,"Frankfurt","Brüningstraße 50","Hessen","1956-01-01","Erdgas","Erdgas, Erdölgas","Gas","Nein","Gegendruckmaschine ohne Entnahme","Gas","CCGT",0.35,"own Assumption",6.57,6.1529999999999996,{"$f":"(1-VLOOKUP(S995,Start!$H$33:$I$40,2,FALSE)/100)*W995","v":5.35311},{"$f":"VLOOKUP(R995,Start!$C$9:$D$15,2,FALSE)+VLOOKUP(R995,Start!$C$23:$D$29,2,FALSE)","v":54.56},{"$f":"(Y995/T995)+Start!$D$19*(VLOOKUP(R995,Start!$M$33:$N$39,2,FALSE)/T995)+VLOOKUP(S995,Start!$C$33:$D$40,2,FALSE)","v":187.30025714285716}]
[null,null,"Yes","SEE990877363660",null,"Crespel & Deiters GmbH ＆ Co. KG","GTS1",49479,"Ibbenbüren","Groner Allee 76","Nordrhein-Westfalen","1994-08-15","Erdgas","Erdgas, Erdölgas","Gas","Ja","Gasturbinen ohne Abhitzekessel","Gas","OCGT",0.38,"own Assumption",1.1399999999999999,1.0880000000000001,{"$f":"(1-VLOOKUP(S996,Start!$H$33:$I$40,2,FALSE)/100)*W996","v":0.94656000000000007},{"$f":"VLOOKUP(R996,Start!$C$9:$D$15,2,FALSE)+VLOOKUP(R996,Start!$C$23:$D$29,2,FALSE)","v":54.56},{"$f":"(Y996/T996)+Start!$D$19*(VLOOKUP(R996,Start!$M$33:$N$39,2,FALSE)/T996)+VLOOKUP(S996,Start!$C$33:$D$40,2,FALSE)","v":172.13181578947371}]
[null,null,"Yes","SEE985412461604",null,"Crespel & Deiters GmbH ＆ Co. KG","GTS2",49479,"Ibbenbüren","Groner Allee 76","Nordrhein-Westfalen","1994-08-15","Erdgas","Erdgas, Erdölgas","Gas","Ja","Gasturbinen ohne Abhitzekessel","Gas","OCGT",0.38,"own Assumption",1.1399999999999999,1.1399999999999999,{"$f":"(1-VLOOKUP(S997,Start!$H$33:$I$40,2,FALSE)/100)*W997","v":0.9917999999999999},{"$f":"VLOOKUP(R997,Start!$C$9:$D$15,2,FALSE)+VLOOKUP(R997,Start!$C$23:$D$29,2,FALSE)","v":54.56},{"$f":"(Y997/T997)+Start!$D$19*(VLOOKUP(R997,Start!$M$33:$N$39,2,FALSE)/T997)+VLOOKUP(S997,Start!$C$33:$D$40,2,FALSE)","v":172.13181578947371}]
[null,null,"Yes","SEE965444118547",null,"Crespel & Deiters GmbH ＆ Co. KG","GTS3",49479,"Ibbenbüren","Groner Allee 76","Nordrhein-Westfalen","2009-07-03","Erdgas","Erdgas, Erdölgas","Gas","Ja","Gasturbinen mit Abhitzekessel","Gas","CCGT",0.4,"own Assumption",5.4,5.4,{"$f":"(1-VLOOKUP(S998,Start!$H$33:$I$40,2,FALSE)/100)*W998","v":4.6980000000000004},{"$f":"VLOOKUP(R998,Start!$C$9:$D$15,2,FALSE)+VLOOKUP(R998,Start!$C$23:$D$29,2,FALSE)","v":54.56},{"$f":"(Y998/T998)+Start!$D$19*(VLOOKUP(R998,Start!$M$33:$N$39,2,FALSE)/T998)+VLOOKUP(S998,Start!$C$33:$D$40,2,FALSE)","v":164.07522499999999}]
[null,null,"Yes","SEE926418118239",null,"Crespel & Deiters GmbH ＆ Co. KG","GTS4",49479,"Ibbenbüren","Groner Allee 76","Nordrhein-Westfalen","2013-06-07","Erdgas","Erdgas, Erdölgas","Gas","Ja","Gasturbinen ohne Abhitzekessel","Gas","OCGT",0.4,"own Assumption",1.85,1.85,{"$f":"(1-VLOOKUP(S999,Start!$H$33:$I$40,2,FALSE)/100)*W999","v":1.6095000000000002},{"$f":"VLOOKUP(R999,Start!$C$9:$D$15,2,FALSE)+VLOOKUP(R999,Start!$C$23:$D$29,2,FALSE)","v":54.56},{"$f":"(Y999/T999)+Start!$D$19*(VLOOKUP(R999,Start!$M$33:$N$39,2,FALSE)/T999)+VLOOKUP(S999,Start!$C$33:$D$40,2,FALSE)","v":163.57522499999999}]
[null,null,"Yes","SEE951802406722",null,"Crespel & Deiters GmbH ＆ Co. KG","GTS5",49479,"Ibbenbüren","Groner Allee 76","Nordrhein-Westfalen","2017-12-20","Erdgas","Erdgas, Erdölgas","Gas","Ja","Gasturbinen mit Abhitzekessel","Gas","CCGT",0.4,"own Assumption",7.49,7.49,{"$f":"(1-VLOOKUP(S1000,Start!$H$33:$I$40,2,FALSE)/100)*W1000","v":6.5163000000000002},{"$f":"VLOOKUP(R1000,Start!$C$9:$D$15,2,FALSE)+VLOOKUP(R1000,Start!$C$23:$D$29,2,FALSE)","v":54.56},{"$f":"(Y1000/T1000)+Start!$D$19*(VLOOKUP(R1000,Start!$M$33:$N$39,2,FALSE)/T1000)+VLOOKUP(S1000,Start!$C$33:$D$40,2,FALSE)","v":164.07522499999999}]
[null,null,"Yes","SEE908040387344",null,"DFS Energy GmbH","BHKW1",63225,"Langen","Am DFS-Campus 3","Hessen","2014-10-15","Erdgas","Erdgas, Erdölgas","Gas","Ja","Verbrennungsmotor","Gas","CCGT",0.4,"own Assumption",2.0049999999999999,1.9804999999999999,{"$f":"(1-VLOOKUP(S1001,Start!$H$33:$I$40,2,FALSE)/100)*W1001","v":1.7230349999999999},{"$f":"VLOOKUP(R1001,Start!$C$9:$D$15,2,FALSE)+VLOOKUP(R1001,Start!$C$23:$D$29,2,FALSE)","v":54.56},{"$f":"(Y1001/T1001)+Start!$D$19*(VLOOKUP(R1001,Start!$M$33:$N$39,2,FALSE)/T1001)+VLOOKUP(S1001,Start!$C$33:$D$40,2,FALSE)","v":164.07522499999999}]
[null,null,"Yes","SEE958897712714",null,"DFS Energy GmbH","BHKW2",63225,"Langen","Am DFS-Campus 3","Hessen","2014-09-24","Erdgas","Erdgas, Erdölgas","Gas","Ja","Verbrennungsmotor","Gas","CCGT",0.4,"own Assumption",2.0049999999999999,1.9804999999999999,{"$f":"(1-VLOOKUP(S1002,Start!$H$33:$I$40,2,FALSE)/100)*W1002","v":1.7230349999999999},{"$f":"VLOOKUP(R1002,Start!$C$9:$D$15,2,FALSE)+VLOOKUP(R1002,Start!$C$23:$D$29,2,FALSE)","v":54.56},{"$f":"(Y1002/T1002)+Start!$D$19*(VLOOKUP(R1002,Start!$M$33:$N$39,2,FALSE)/T1002)+VLOOKUP(S1002,Start!$C$33:$D$40,2,FALSE)","v":164.07522499999999}]
[null,null,"Yes","SEE982182442567",null,"TOTAL Raffinerie Mitteldeutschland GmbH","TRM FCC",6237,"Leuna","Maienweg 1","Sachsen-Anhalt","1997-11-01","Wärme","Sonstige Wärme","Wärme","Nein","Sonstige","Other","Other",0.38500000000000001,"own Assumption",2,2,{"$f":"(1-VLOOKUP(S1003,Start!$H$33:$I$40,2,FALSE)/100)*W1003","v":1.7},{"$f":"VLOOKUP(R1003,Start!$C$9:$D$15,2,FALSE)+VLOOKUP(R1003,Start!$C$23:$D$29,2,FALSE)","v":38},{"$f":"(Y1003/T1003)+Start!$D$19*(VLOOKUP(R1003,Start!$M$33:$N$39,2,FALSE)/T1003)+VLOOKUP(S1003,Start!$C$33:$D$40,2,FALSE)","v":128.65522077922077}]
[null,null,"Yes","SEE947225049813",null,"TOTAL Raffinerie Mitteldeutschland GmbH","TRM GT2901",6237,"Leuna","Maienweg 1","Sachsen-Anhalt","2012-09-01","Wärme","Prozessdampf","Wärme","Nein","Gegendruckmaschine ohne Entnahme","Other","Other",0.4,"own Assumption",1.8,1.8,{"$f":"(1-VLOOKUP(S1004,Start!$H$33:$I$40,2,FALSE)/100)*W1004","v":1.53},{"$f":"VLOOKUP(R1004,Start!$C$9:$D$15,2,FALSE)+VLOOKUP(R1004,Start!$C$23:$D$29,2,FALSE)","v":38},{"$f":"(Y1004/T1004)+Start!$D$19*(VLOOKUP(R1004,Start!$M$33:$N$39,2,FALSE)/T1004)+VLOOKUP(S1004,Start!$C$33:$D$40,2,FALSE)","v":123.86815}]
[null,null,"Yes","SEE964821359092",null,"DFS Energy GmbH","GT1",63225,"Langen","Am DFS-Campus 3","Hessen","2014-06-05","Erdgas","Erdgas, Erdölgas","Gas","Ja","Gasturbinen mit Abhitzekessel","Gas","CCGT",0.4,"own Assumption",4.569,4.4589999999999996,{"$f":"(1-VLOOKUP(S1005,Start!$H$33:$I$40,2,FALSE)/100)*W1005","v":3.8793299999999995},{"$f":"VLOOKUP(R1005,Start!$C$9:$D$15,2,FALSE)+VLOOKUP(R1005,Start!$C$23:$D$29,2,FALSE)","v":54.56},{"$f":"(Y1005/T1005)+Start!$D$19*(VLOOKUP(R1005,Start!$M$33:$N$39,2,FALSE)/T1005)+VLOOKUP(S1005,Start!$C$33:$D$40,2,FALSE)","v":164.07522499999999}]
[null,null,"Yes","SEE947894664195",null,"DFS Energy GmbH","GT2",63225,"Langen","Am DFS-Campus 3","Hessen","2014-06-05","Erdgas","Erdgas, Erdölgas","Gas","Ja","Gasturbinen mit Abhitzekessel","Gas","CCGT",0.4,"own Assumption",4.569,4.4589999999999996,{"$f":"(1-VLOOKUP(S1006,Start!$H$33:$I$40,2,FALSE)/100)*W1006","v":3.8793299999999995},{"$f":"VLOOKUP(R1006,Start!$C$9:$D$15,2,FALSE)+VLOOKUP(R1006,Start!$C$23:$D$29,2,FALSE)","v":54.56},{"$f":"(Y1006/T1006)+Start!$D$19*(VLOOKUP(R1006,Start!$M$33:$N$39,2,FALSE)/T1006)+VLOOKUP(S1006,Start!$C$33:$D$40,2,FALSE)","v":164.07522499999999}]
[null,null,"Yes","SEE905790208189",null,"Dr. Ing. h.c. F. Porsche AG","W04_B26_BHKW 2",70435,"Stuttgart","Im Birkenwald 26","Baden-Württemberg","2016-10-17","Erdgas","Erdgas, Erdölgas","Gas","Ja","Verbrennungsmotor","Gas","CCGT",0.4,"own Assumption",1.9990000000000001,1.9650000000000001,{"$f":"(1-VLOOKUP(S1007,Start!$H$33:$I$40,2,FALSE)/100)*W1007","v":1.7095500000000001},{"$f":"VLOOKUP(R1007,Start!$C$9:$D$15,2,FALSE)+VLOOKUP(R1007,Start!$C$23:$D$29,2,FALSE)","v":54.56},{"$f":"(Y1007/T1007)+Start!$D$19*(VLOOKUP(R1007,Start!$M$33:$N$39,2,FALSE)/T1007)+VLOOKUP(S1007,Start!$C$33:$D$40,2,FALSE)","v":164.07522499999999}]
[null,null,"Yes","SEE944254703181",null,"Dr. Ing. h.c. F. Porsche AG","W04_B26_BHKW 3",70435,"Stuttgart","Im Birkenwald 26","Baden-Württemberg","2019-01-11","Erdgas","Erdgas, Erdölgas","Gas","Ja","Verbrennungsmotor","Gas","CCGT",0.4,"own Assumption",2.004,1.954,{"$f":"(1-VLOOKUP(S1008,Start!$H$33:$I$40,2,FALSE)/100)*W1008","v":1.69998},{"$f":"VLOOKUP(R1008,Start!$C$9:$D$15,2,FALSE)+VLOOKUP(R1008,Start!$C$23:$D$29,2,FALSE)","v":54.56},{"$f":"(Y1008/T1008)+Start!$D$19*(VLOOKUP(R1008,Start!$M$33:$N$39,2,FALSE)/T1008)+VLOOKUP(S1008,Start!$C$33:$D$40,2,FALSE)","v":164.07522499999999}]
[null,null,"Yes","SEE940191479424",null,"Dr. Ing. h.c. F. Porsche AG","W04_B26_BHKW 4",70435,"Stuttgart","Im Birkenwald 26","Baden-Württemberg","2018-10-15","Erdgas","Erdgas, Erdölgas","Gas","Ja","Verbrennungsmotor","Gas","CCGT",0.4,"own Assumption",2.004,1.954,{"$f":"(1-VLOOKUP(S1009,Start!$H$33:$I$40,2,FALSE)/100)*W1009","v":1.69998},{"$f":"VLOOKUP(R1009,Start!$C$9:$D$15,2,FALSE)+VLOOKUP(R1009,Start!$C$23:$D$29,2,FALSE)","v":54.56},{"$f":"(Y1009/T1009)+Start!$D$19*(VLOOKUP(R1009,Start!$M$33:$N$39,2,FALSE)/T1009)+VLOOKUP(S1009,Start!$C$33:$D$40,2,FALSE)","v":164.07522499999999}]
[null,null,"Yes","SEE900364034072",null,"EnBW Energie Baden-Württemberg AG","Heizkraftwerk Heilbronn FHT 1",74076,"Heilbronn","Lichtenbergerstraße 23","Baden-Württemberg","2015-05-01","Erdgas","Erdgas, Erdölgas","Gas","Ja","Gegendruckmaschine mit Entnahme","Gas","CCGT",0.4,"own Assumption",6.5,6.5,{"$f":"(1-VLOOKUP(S1010,Start!$H$33:$I$40,2,FALSE)/100)*W1010","v":5.6550000000000002},{"$f":"VLOOKUP(R1010,Start!$C$9:$D$15,2,FALSE)+VLOOKUP(R1010,Start!$C$23:$D$29,2,FALSE)","v":54.56},{"$f":"(Y1010/T1010)+Start!$D$19*(VLOOKUP(R1010,Start!$M$33:$N$39,2,FALSE)/T1010)+VLOOKUP(S1010,Start!$C$33:$D$40,2,FALSE)","v":164.07522499999999}]
[null,null,"Yes","SEE902114639810",null,"envia THERM GmbH","Bitterfeld BHKW",6749,"Bitterfeld-Wolfen","Parsevalstraße 3 B","Sachsen-Anhalt","2016-04-11","Erdgas","Erdgas, Erdölgas","Gas","Ja","Verbrennungsmotor","Gas","CCGT",0.4,"own Assumption",2.4780000000000002,2,{"$f":"(1-VLOOKUP(S1011,Start!$H$33:$I$40,2,FALSE)/100)*W1011","v":1.74},{"$f":"VLOOKUP(R1011,Start!$C$9:$D$15,2,FALSE)+VLOOKUP(R1011,Start!$C$23:$D$29,2,FALSE)","v":54.56},{"$f":"(Y1011/T1011)+Start!$D$19*(VLOOKUP(R1011,Start!$M$33:$N$39,2,FALSE)/T1011)+VLOOKUP(S1011,Start!$C$33:$D$40,2,FALSE)","v":164.07522499999999}]
[null,null,"Yes","SEE941042670380",null,"Erlanger Stadtwerke AG","KWK-Bunsenstr.",91058,"Erlangen","Bunsenstraße 74","Bayern","2018-12-21","Erdgas","Erdgas, Erdölgas","Gas","Ja","Verbrennungsmotor","Gas","CCGT",0.4,"own Assumption",8.4,8.2240000000000002,{"$f":"(1-VLOOKUP(S1012,Start!$H$33:$I$40,2,FALSE)/100)*W1012","v":7.1548800000000004},{"$f":"VLOOKUP(R1012,Start!$C$9:$D$15,2,FALSE)+VLOOKUP(R1012,Start!$C$23:$D$29,2,FALSE)","v":54.56},{"$f":"(Y1012/T1012)+Start!$D$19*(VLOOKUP(R1012,Start!$M$33:$N$39,2,FALSE)/T1012)+VLOOKUP(S1012,Start!$C$33:$D$40,2,FALSE)","v":164.07522499999999}]
[null,null,"Yes","SEE901196452256",null,"essity Operations Mainz-Kostheim GmbH","Turbine 4",55246,"Mainz-Kostheim","Kommerzienrat-Disch-Brücke 1","Hessen","1983-06-30","Erdgas","Erdgas, Erdölgas","Gas","Ja","Gegendruckmaschine mit Entnahme","Gas","CCGT",0.4,"own Assumption",7.18,6.71,{"$f":"(1-VLOOKUP(S1013,Start!$H$33:$I$40,2,FALSE)/100)*W1013","v":5.8376999999999999},{"$f":"VLOOKUP(R1013,Start!$C$9:$D$15,2,FALSE)+VLOOKUP(R1013,Start!$C$23:$D$29,2,FALSE)","v":54.56},{"$f":"(Y1013/T1013)+Start!$D$19*(VLOOKUP(R1013,Start!$M$33:$N$39,2,FALSE)/T1013)+VLOOKUP(S1013,Start!$C$33:$D$40,2,FALSE)","v":164.07522499999999}]
[null,null,"Yes","SEE973271553004",null,"essity Operations Mainz-Kostheim GmbH","Turbine 5",55246,"Mainz-Kostheim","Kommerzienrat-Disch-Brücke 1","Hessen","2013-01-09","Erdgas","Erdgas, Erdölgas","Gas","Ja","Gegendruckmaschine mit Entnahme","Gas","CCGT",0.4,"own Assumption",6.19,5.57,{"$f":"(1-VLOOKUP(S1014,Start!$H$33:$I$40,2,FALSE)/100)*W1014","v":4.8459000000000003},{"$f":"VLOOKUP(R1014,Start!$C$9:$D$15,2,FALSE)+VLOOKUP(R1014,Start!$C$23:$D$29,2,FALSE)","v":54.56},{"$f":"(Y1014/T1014)+Start!$D$19*(VLOOKUP(R1014,Start!$M$33:$N$39,2,FALSE)/T1014)+VLOOKUP(S1014,Start!$C$33:$D$40,2,FALSE)","v":164.07522499999999}]
[null,null,"Yes","SEE990308000553",null,"Fernheizwerk Neukölln AG","Fernheizwerk 1-BHKW 4",12059,"Berlin","Thiemannstr. 36","Berlin","2013-11-05","Erdgas","Erdgas, Erdölgas","Gas","Ja","Verbrennungsmotor","Gas","CCGT",0.4,"own Assumption",2.0649999999999999,2.032,{"$f":"(1-VLOOKUP(S1015,Start!$H$33:$I$40,2,FALSE)/100)*W1015","v":1.7678400000000001},{"$f":"VLOOKUP(R1015,Start!$C$9:$D$15,2,FALSE)+VLOOKUP(R1015,Start!$C$23:$D$29,2,FALSE)","v":54.56},{"$f":"(Y1015/T1015)+Start!$D$19*(VLOOKUP(R1015,Start!$M$33:$N$39,2,FALSE)/T1015)+VLOOKUP(S1015,Start!$C$33:$D$40,2,FALSE)","v":164.07522499999999}]
[null,null,"Yes","SEE926990956885",null,"Fernheizwerk Neukölln AG","Fernheizwerk 2-BHKW 5",12059,"Berlin","Thiemannstr. 36","Berlin","2013-11-05","Erdgas","Erdgas, Erdölgas","Gas","Ja","Verbrennungsmotor","Gas","CCGT",0.4,"own Assumption",2.028,2.028,{"$f":"(1-VLOOKUP(S1016,Start!$H$33:$I$40,2,FALSE)/100)*W1016","v":1.7643599999999999},{"$f":"VLOOKUP(R1016,Start!$C$9:$D$15,2,FALSE)+VLOOKUP(R1016,Start!$C$23:$D$29,2,FALSE)","v":54.56},{"$f":"(Y1016/T1016)+Start!$D$19*(VLOOKUP(R1016,Start!$M$33:$N$39,2,FALSE)/T1016)+VLOOKUP(S1016,Start!$C$33:$D$40,2,FALSE)","v":164.07522499999999}]
[null,null,"Yes","SEE994281911899",null,"Fernheizwerk Neukölln AG","Fernheizwerk 3-BHKW 6",12059,"Berlin","Thiemannstr. 36","Berlin","2013-11-05","Erdgas","","Gas","Ja","Verbrennungsmotor","Gas","CCGT",0.4,"own Assumption",2.0299999999999998,2.0299999999999998,{"$f":"(1-VLOOKUP(S1017,Start!$H$33:$I$40,2,FALSE)/100)*W1017","v":1.7660999999999998},{"$f":"VLOOKUP(R1017,Start!$C$9:$D$15,2,FALSE)+VLOOKUP(R1017,Start!$C$23:$D$29,2,FALSE)","v":54.56},{"$f":"(Y1017/T1017)+Start!$D$19*(VLOOKUP(R1017,Start!$M$33:$N$39,2,FALSE)/T1017)+VLOOKUP(S1017,Start!$C$33:$D$40,2,FALSE)","v":164.07522499999999}]
[null,null,"Yes","SEE974889284021",null,"ExxonMobil Production Deutschland GmbH","Expansionsturbinen S",26197,"Großenkneten","Vor dem Esch 12","Niedersachsen","1992-01-01","Druck aus Wasserleitungen","","Other (nicht erneuerbar)","Nein","Sonstige","Other","Other",0.38500000000000001,"own Assumption",1.3,1.2,{"$f":"(1-VLOOKUP(S1018,Start!$H$33:$I$40,2,FALSE)/100)*W1018","v":1.02},{"$f":"VLOOKUP(R1018,Start!$C$9:$D$15,2,FALSE)+VLOOKUP(R1018,Start!$C$23:$D$29,2,FALSE)","v":38},{"$f":"(Y1018/T1018)+Start!$D$19*(VLOOKUP(R1018,Start!$M$33:$N$39,2,FALSE)/T1018)+VLOOKUP(S1018,Start!$C$33:$D$40,2,FALSE)","v":128.65522077922077}]
[null,null,"Yes","SEE998028907619",null,"Fernheizwerk Neukölln AG","Fernheizwerk 4-BHKW 7",12059,"Berlin","Weigandufer 49","Berlin","2014-06-12","Erdgas","","Gas","Ja","Verbrennungsmotor","Gas","CCGT",0.4,"own Assumption",2.04,2.008,{"$f":"(1-VLOOKUP(S1019,Start!$H$33:$I$40,2,FALSE)/100)*W1019","v":1.7469600000000001},{"$f":"VLOOKUP(R1019,Start!$C$9:$D$15,2,FALSE)+VLOOKUP(R1019,Start!$C$23:$D$29,2,FALSE)","v":54.56},{"$f":"(Y1019/T1019)+Start!$D$19*(VLOOKUP(R1019,Start!$M$33:$N$39,2,FALSE)/T1019)+VLOOKUP(S1019,Start!$C$33:$D$40,2,FALSE)","v":164.07522499999999}]
[null,null,"Yes","SEE934292362181",null,"Fernheizwerk Neukölln AG","Fernheizwerk 6-BHKW 8",12059,"Berlin","Weigandufer 49","Berlin","2020-07-14","Erdgas","Erdgas, Erdölgas","Gas","Ja","Verbrennungsmotor","Gas","CCGT",0.4,"own Assumption",1.9998,1.9758,{"$f":"(1-VLOOKUP(S1020,Start!$H$33:$I$40,2,FALSE)/100)*W1020","v":1.7189460000000001},{"$f":"VLOOKUP(R1020,Start!$C$9:$D$15,2,FALSE)+VLOOKUP(R1020,Start!$C$23:$D$29,2,FALSE)","v":54.56},{"$f":"(Y1020/T1020)+Start!$D$19*(VLOOKUP(R1020,Start!$M$33:$N$39,2,FALSE)/T1020)+VLOOKUP(S1020,Start!$C$33:$D$40,2,FALSE)","v":164.07522499999999}]
[null,null,"Yes","SEE987729168146",null,"Ferrero OHG mbH","KWK 1 - Kesselhaus",35260,"Stadtallendorf","Michele-Ferrero-Straße 1","Hessen","2007-04-01","Erdgas","Erdgas, Erdölgas","Gas","Ja","Gasturbinen mit Abhitzekessel","Gas","CCGT",0.4,"own Assumption",5.3,5,{"$f":"(1-VLOOKUP(S1021,Start!$H$33:$I$40,2,FALSE)/100)*W1021","v":4.3499999999999996},{"$f":"VLOOKUP(R1021,Start!$C$9:$D$15,2,FALSE)+VLOOKUP(R1021,Start!$C$23:$D$29,2,FALSE)","v":54.56},{"$f":"(Y1021/T1021)+Start!$D$19*(VLOOKUP(R1021,Start!$M$33:$N$39,2,FALSE)/T1021)+VLOOKUP(S1021,Start!$C$33:$D$40,2,FALSE)","v":164.07522499999999}]
[null,null,"Yes","SEE965711846036",null,"Ferrero OHG mbH","KWK 2 - Kesselhaus",35260,"Stadtallendorf","Michele-Ferrero-Straße 1","Hessen","2010-12-27","Erdgas","Erdgas, Erdölgas","Gas","Ja","Gasturbinen mit Abhitzekessel","Gas","CCGT",0.4,"own Assumption",7.8019999999999996,7.5,{"$f":"(1-VLOOKUP(S1022,Start!$H$33:$I$40,2,FALSE)/100)*W1022","v":6.5250000000000004},{"$f":"VLOOKUP(R1022,Start!$C$9:$D$15,2,FALSE)+VLOOKUP(R1022,Start!$C$23:$D$29,2,FALSE)","v":54.56},{"$f":"(Y1022/T1022)+Start!$D$19*(VLOOKUP(R1022,Start!$M$33:$N$39,2,FALSE)/T1022)+VLOOKUP(S1022,Start!$C$33:$D$40,2,FALSE)","v":164.07522499999999}]
[null,null,"Yes","SEE929826629465",null,"FFR Fernwärmeversorgung Flugplatz Ramstein","BHKW Ramstein",66877,"Ramstein-Miesenbach","Reichswaldstraße 9","Rheinland-Pfalz","2018-12-13","Erdgas","Erdgas, Erdölgas","Gas","Ja","Verbrennungsmotor","Gas","CCGT",0.4,"own Assumption",12.9,12.75,{"$f":"(1-VLOOKUP(S1023,Start!$H$33:$I$40,2,FALSE)/100)*W1023","v":11.092499999999999},{"$f":"VLOOKUP(R1023,Start!$C$9:$D$15,2,FALSE)+VLOOKUP(R1023,Start!$C$23:$D$29,2,FALSE)","v":54.56},{"$f":"(Y1023/T1023)+Start!$D$19*(VLOOKUP(R1023,Start!$M$33:$N$39,2,FALSE)/T1023)+VLOOKUP(S1023,Start!$C$33:$D$40,2,FALSE)","v":164.07522499999999}]
[null,null,"Yes","SEE994477053693",null,"Gebr. Lang GmbH Papierfabrik","Turbosatz 3",86833,"Ettringen","Fabrikstraße 4","Bayern","1985-02-14","Erdgas","Erdgas, Erdölgas","Gas","Ja","Gegendruckmaschine ohne Entnahme","Gas","CCGT",0.35,"own Assumption",5.1219999999999999,4.8310000000000004,{"$f":"(1-VLOOKUP(S1024,Start!$H$33:$I$40,2,FALSE)/100)*W1024","v":4.2029700000000005},{"$f":"VLOOKUP(R1024,Start!$C$9:$D$15,2,FALSE)+VLOOKUP(R1024,Start!$C$23:$D$29,2,FALSE)","v":54.56},{"$f":"(Y1024/T1024)+Start!$D$19*(VLOOKUP(R1024,Start!$M$33:$N$39,2,FALSE)/T1024)+VLOOKUP(S1024,Start!$C$33:$D$40,2,FALSE)","v":187.30025714285716}]
[null,null,"Yes","SEE948869114622",null,"Gebr. Lang GmbH Papierfabrik","Turbosatz 4",86833,"Ettringen","Fabrikstraße 4","Bayern","1999-12-17","Erdgas","Erdgas, Erdölgas","Gas","Ja","Gegendruckmaschine ohne Entnahme","Gas","CCGT",0.35,"own Assumption",7.0279999999999996,6.6103900000000007,{"$f":"(1-VLOOKUP(S1025,Start!$H$33:$I$40,2,FALSE)/100)*W1025","v":5.7510393000000004},{"$f":"VLOOKUP(R1025,Start!$C$9:$D$15,2,FALSE)+VLOOKUP(R1025,Start!$C$23:$D$29,2,FALSE)","v":54.56},{"$f":"(Y1025/T1025)+Start!$D$19*(VLOOKUP(R1025,Start!$M$33:$N$39,2,FALSE)/T1025)+VLOOKUP(S1025,Start!$C$33:$D$40,2,FALSE)","v":187.30025714285716}]
[null,null,"Yes","SEE959745626917",null,"Rolls-Royce Solutions Augsburg GmbH","Prüfstand 11",86165,"Augsburg","Dasinger Straße 11","Bayern","2004-03-01","Erdgas","Erdgas, Erdölgas","Gas","Nein","Verbrennungsmotor","Gas","CCGT",0.4,"own Assumption",4,4,{"$f":"(1-VLOOKUP(S1026,Start!$H$33:$I$40,2,FALSE)/100)*W1026","v":3.48},{"$f":"VLOOKUP(R1026,Start!$C$9:$D$15,2,FALSE)+VLOOKUP(R1026,Start!$C$23:$D$29,2,FALSE)","v":54.56},{"$f":"(Y1026/T1026)+Start!$D$19*(VLOOKUP(R1026,Start!$M$33:$N$39,2,FALSE)/T1026)+VLOOKUP(S1026,Start!$C$33:$D$40,2,FALSE)","v":164.07522499999999}]
[null,null,"Yes","SEE910806335483",null,"Stadtwerke Karlsruhe GmbH","Spitzenstromerzeuger 4 (Diesel 4 HKW-West)",76189,"Karlsruhe","Honsellstraße 35","Baden-Württemberg","1981-01-28","Mineralölprodukte","Dieselkraftstoff","Oil","Nein","Verbrennungsmotor","Oil","Oil",0.38,"own Assumption",3.5,3.5,{"$f":"(1-VLOOKUP(S1027,Start!$H$33:$I$40,2,FALSE)/100)*W1027","v":2.9750000000000001},{"$f":"VLOOKUP(R1027,Start!$C$9:$D$15,2,FALSE)+VLOOKUP(R1027,Start!$C$23:$D$29,2,FALSE)","v":35.54},{"$f":"(Y1027/T1027)+Start!$D$19*(VLOOKUP(R1027,Start!$M$33:$N$39,2,FALSE)/T1027)+VLOOKUP(S1027,Start!$C$33:$D$40,2,FALSE)","v":132.90842105263158}]
[null,null,"Yes","SEE957639615832",null,"MAN Energy Solutions SE","Prüfstand 15",86153,"Augsburg","Stadtbachstraße 1","Bayern","2009-05-01","Erdgas","Erdgas, Erdölgas","Gas","Nein","Verbrennungsmotor","Gas","CCGT",0.4,"own Assumption",14,14,{"$f":"(1-VLOOKUP(S1028,Start!$H$33:$I$40,2,FALSE)/100)*W1028","v":12.18},{"$f":"VLOOKUP(R1028,Start!$C$9:$D$15,2,FALSE)+VLOOKUP(R1028,Start!$C$23:$D$29,2,FALSE)","v":54.56},{"$f":"(Y1028/T1028)+Start!$D$19*(VLOOKUP(R1028,Start!$M$33:$N$39,2,FALSE)/T1028)+VLOOKUP(S1028,Start!$C$33:$D$40,2,FALSE)","v":164.07522499999999}]
[null,null,"Yes","SEE952857304476",null,"MAN Energy Solutions SE","Prüfstand 32",86153,"Augsburg","Stadtbachstraße 1","Bayern","2013-09-01","Erdgas","Erdgas, Erdölgas","Gas","Nein","Verbrennungsmotor","Gas","CCGT",0.4,"own Assumption",1.86,1.86,{"$f":"(1-VLOOKUP(S1029,Start!$H$33:$I$40,2,FALSE)/100)*W1029","v":1.6182000000000001},{"$f":"VLOOKUP(R1029,Start!$C$9:$D$15,2,FALSE)+VLOOKUP(R1029,Start!$C$23:$D$29,2,FALSE)","v":54.56},{"$f":"(Y1029/T1029)+Start!$D$19*(VLOOKUP(R1029,Start!$M$33:$N$39,2,FALSE)/T1029)+VLOOKUP(S1029,Start!$C$33:$D$40,2,FALSE)","v":164.07522499999999}]
[null,null,"Yes","SEE926356200836",null,"Rolls-Royce Solutions Augsburg GmbH","Prüfstand 4",86165,"Augsburg","Dasinger Straße 11","Bayern","2003-01-01","Erdgas","","Gas","Nein","Verbrennungsmotor","Gas","CCGT",0.4,"own Assumption",1.5,1.5,{"$f":"(1-VLOOKUP(S1030,Start!$H$33:$I$40,2,FALSE)/100)*W1030","v":1.3049999999999999},{"$f":"VLOOKUP(R1030,Start!$C$9:$D$15,2,FALSE)+VLOOKUP(R1030,Start!$C$23:$D$29,2,FALSE)","v":54.56},{"$f":"(Y1030/T1030)+Start!$D$19*(VLOOKUP(R1030,Start!$M$33:$N$39,2,FALSE)/T1030)+VLOOKUP(S1030,Start!$C$33:$D$40,2,FALSE)","v":164.07522499999999}]
[null,null,"Yes","SEE971949289934",null,"Rolls-Royce Solutions Augsburg GmbH","Prüfstand 5",86165,"Augsburg","Dasinger Straße 11","Bayern","2004-03-01","Erdgas","Erdgas, Erdölgas","Gas","Nein","Verbrennungsmotor","Gas","CCGT",0.4,"own Assumption",3.2,3.2,{"$f":"(1-VLOOKUP(S1031,Start!$H$33:$I$40,2,FALSE)/100)*W1031","v":2.7840000000000003},{"$f":"VLOOKUP(R1031,Start!$C$9:$D$15,2,FALSE)+VLOOKUP(R1031,Start!$C$23:$D$29,2,FALSE)","v":54.56},{"$f":"(Y1031/T1031)+Start!$D$19*(VLOOKUP(R1031,Start!$M$33:$N$39,2,FALSE)/T1031)+VLOOKUP(S1031,Start!$C$33:$D$40,2,FALSE)","v":164.07522499999999}]
[null,null,"Yes","SEE918397495210",null,"SWM Services GmbH","SWM HKW Sued GuD1 SSD",81371,"München","Schäftlarnstraße 15","Bayern","1980-10-01","Mineralölprodukte","Heizöl, leicht","Oil","Nein","Verbrennungsmotor","Oil","Oil",0.38,"own Assumption",2.64,2.5,{"$f":"(1-VLOOKUP(S1032,Start!$H$33:$I$40,2,FALSE)/100)*W1032","v":2.125},{"$f":"VLOOKUP(R1032,Start!$C$9:$D$15,2,FALSE)+VLOOKUP(R1032,Start!$C$23:$D$29,2,FALSE)","v":35.54},{"$f":"(Y1032/T1032)+Start!$D$19*(VLOOKUP(R1032,Start!$M$33:$N$39,2,FALSE)/T1032)+VLOOKUP(S1032,Start!$C$33:$D$40,2,FALSE)","v":132.90842105263158}]
[null,null,"Yes","SEE910877433255",null,"ExxonMobil Production Deutschland GmbH","Expansionsturbinen S2",26197,"Großenkneten","vor dem esch 12","Niedersachsen","1992-01-01","Druck aus Wasserleitungen","","Other (nicht erneuerbar)","Nein","Sonstige","Other","Other",0.38500000000000001,"own Assumption",1.3,1.2,{"$f":"(1-VLOOKUP(S1033,Start!$H$33:$I$40,2,FALSE)/100)*W1033","v":1.02},{"$f":"VLOOKUP(R1033,Start!$C$9:$D$15,2,FALSE)+VLOOKUP(R1033,Start!$C$23:$D$29,2,FALSE)","v":38},{"$f":"(Y1033/T1033)+Start!$D$19*(VLOOKUP(R1033,Start!$M$33:$N$39,2,FALSE)/T1033)+VLOOKUP(S1033,Start!$C$33:$D$40,2,FALSE)","v":128.65522077922077}]
[null,null,"Yes","SEE949310869146",null,"Rolls-Royce Solutions Augsburg GmbH","Prüfstand 6",86165,"Augsburg","Dasinger Straße 11","Bayern","2004-03-01","Erdgas","Erdgas, Erdölgas","Gas","Nein","Verbrennungsmotor","Gas","CCGT",0.4,"own Assumption",3.2,3.2,{"$f":"(1-VLOOKUP(S1034,Start!$H$33:$I$40,2,FALSE)/100)*W1034","v":2.7840000000000003},{"$f":"VLOOKUP(R1034,Start!$C$9:$D$15,2,FALSE)+VLOOKUP(R1034,Start!$C$23:$D$29,2,FALSE)","v":54.56},{"$f":"(Y1034/T1034)+Start!$D$19*(VLOOKUP(R1034,Start!$M$33:$N$39,2,FALSE)/T1034)+VLOOKUP(S1034,Start!$C$33:$D$40,2,FALSE)","v":164.07522499999999}]
[null,null,"Yes","SEE925189660817",null,"Rolls-Royce Solutions Augsburg GmbH","Prüfstand 8",86165,"Augsburg","Dasinger Straße 11","Bayern","2004-03-01","Erdgas","Erdgas, Erdölgas","Gas","Nein","Verbrennungsmotor","Gas","CCGT",0.4,"own Assumption",3.2,3.2,{"$f":"(1-VLOOKUP(S1035,Start!$H$33:$I$40,2,FALSE)/100)*W1035","v":2.7840000000000003},{"$f":"VLOOKUP(R1035,Start!$C$9:$D$15,2,FALSE)+VLOOKUP(R1035,Start!$C$23:$D$29,2,FALSE)","v":54.56},{"$f":"(Y1035/T1035)+Start!$D$19*(VLOOKUP(R1035,Start!$M$33:$N$39,2,FALSE)/T1035)+VLOOKUP(S1035,Start!$C$33:$D$40,2,FALSE)","v":164.07522499999999}]
[null,null,"Yes","SEE973987115114",null,"Stadtwerke Münster GmbH","Aggregat Hafen",48155,"Münster","Am Mittelhafen 11","Nordrhein-Westfalen","2014-09-01","Mineralölprodukte","Heizöl, leicht","Oil","Ja","Verbrennungsmotor","Oil","Oil",0.4,"own Assumption",1.056,1.056,{"$f":"(1-VLOOKUP(S1036,Start!$H$33:$I$40,2,FALSE)/100)*W1036","v":0.89760000000000006},{"$f":"VLOOKUP(R1036,Start!$C$9:$D$15,2,FALSE)+VLOOKUP(R1036,Start!$C$23:$D$29,2,FALSE)","v":35.54},{"$f":"(Y1036/T1036)+Start!$D$19*(VLOOKUP(R1036,Start!$M$33:$N$39,2,FALSE)/T1036)+VLOOKUP(S1036,Start!$C$33:$D$40,2,FALSE)","v":126.313}]
[null,null,"Yes","SEE945470933949",null,"Schwarz IT KG","3 - IDC 3 (Rötelstr. 30)",74172,"Neckarsulm","Rötelstraße 30","Baden-Württemberg","2014-07-01","Mineralölprodukte","","Oil","Nein","Verbrennungsmotor","Oil","Oil",0.4,"own Assumption",1.1000000000000001,1.1000000000000001,{"$f":"(1-VLOOKUP(S1037,Start!$H$33:$I$40,2,FALSE)/100)*W1037","v":0.93500000000000005},{"$f":"VLOOKUP(R1037,Start!$C$9:$D$15,2,FALSE)+VLOOKUP(R1037,Start!$C$23:$D$29,2,FALSE)","v":35.54},{"$f":"(Y1037/T1037)+Start!$D$19*(VLOOKUP(R1037,Start!$M$33:$N$39,2,FALSE)/T1037)+VLOOKUP(S1037,Start!$C$33:$D$40,2,FALSE)","v":126.313}]
[null,null,"Yes","SEE936773524729",null,"Schwarz IT KG","DC03 (Rötelstr. 30)",74172,"Neckarsulm","Rötelstraße 30","Baden-Württemberg","2014-07-01","Mineralölprodukte","","Oil","Nein","Verbrennungsmotor","Oil","Oil",0.4,"own Assumption",1.1000000000000001,1.1000000000000001,{"$f":"(1-VLOOKUP(S1038,Start!$H$33:$I$40,2,FALSE)/100)*W1038","v":0.93500000000000005},{"$f":"VLOOKUP(R1038,Start!$C$9:$D$15,2,FALSE)+VLOOKUP(R1038,Start!$C$23:$D$29,2,FALSE)","v":35.54},{"$f":"(Y1038/T1038)+Start!$D$19*(VLOOKUP(R1038,Start!$M$33:$N$39,2,FALSE)/T1038)+VLOOKUP(S1038,Start!$C$33:$D$40,2,FALSE)","v":126.313}]
[null,null,"Yes","SEE942538982529",null,"Schwarz IT KG","für das Verwaltungsgebäude in der Rötelstraße 30 (betreut durch das OFM)",74172,"Neckarsulm","Rötelstraße 30","Baden-Württemberg","2010-10-01","Mineralölprodukte","","Oil","Nein","Verbrennungsmotor","Oil","Oil",0.4,"own Assumption",3.4649999999999999,3.4649999999999999,{"$f":"(1-VLOOKUP(S1039,Start!$H$33:$I$40,2,FALSE)/100)*W1039","v":2.9452499999999997},{"$f":"VLOOKUP(R1039,Start!$C$9:$D$15,2,FALSE)+VLOOKUP(R1039,Start!$C$23:$D$29,2,FALSE)","v":35.54},{"$f":"(Y1039/T1039)+Start!$D$19*(VLOOKUP(R1039,Start!$M$33:$N$39,2,FALSE)/T1039)+VLOOKUP(S1039,Start!$C$33:$D$40,2,FALSE)","v":126.313}]
[null,null,"Yes","SEE982109200867",null,"Schwarz IT KG","RZ-Parkhaus-Stiftsberg-DC01 Modul 1",74172,"Neckarsulm","Stiftsbergstraße 1","Baden-Württemberg","2010-10-01","Mineralölprodukte","Dieselkraftstoff","Oil","Nein","Verbrennungsmotor","Oil","Oil",0.4,"own Assumption",3.4649999999999999,3.4649999999999999,{"$f":"(1-VLOOKUP(S1040,Start!$H$33:$I$40,2,FALSE)/100)*W1040","v":2.9452499999999997},{"$f":"VLOOKUP(R1040,Start!$C$9:$D$15,2,FALSE)+VLOOKUP(R1040,Start!$C$23:$D$29,2,FALSE)","v":35.54},{"$f":"(Y1040/T1040)+Start!$D$19*(VLOOKUP(R1040,Start!$M$33:$N$39,2,FALSE)/T1040)+VLOOKUP(S1040,Start!$C$33:$D$40,2,FALSE)","v":126.313}]
[null,null,"Yes","SEE929683710078",null,"Schwarz IT KG","RZ-Parkhaus-Stiftsberg-DC01 Modul 2",74172,"Neckarsulm","Stiftsbergstraße 1","Baden-Württemberg","2017-08-01","Mineralölprodukte","","Oil","Nein","Verbrennungsmotor","Oil","Oil",0.4,"own Assumption",3.4649999999999999,3.4649999999999999,{"$f":"(1-VLOOKUP(S1041,Start!$H$33:$I$40,2,FALSE)/100)*W1041","v":2.9452499999999997},{"$f":"VLOOKUP(R1041,Start!$C$9:$D$15,2,FALSE)+VLOOKUP(R1041,Start!$C$23:$D$29,2,FALSE)","v":35.54},{"$f":"(Y1041/T1041)+Start!$D$19*(VLOOKUP(R1041,Start!$M$33:$N$39,2,FALSE)/T1041)+VLOOKUP(S1041,Start!$C$33:$D$40,2,FALSE)","v":126.313}]
[null,null,"Yes","SEE973787734782",null,"Schwarz IT KG","RZ-Parkhaus-Stiftsberg-DC01 Modul 2.1",74172,"Neckarsulm","Stiftsbergstraße 1","Baden-Württemberg","2017-08-01","Mineralölprodukte","","Oil","Nein","Verbrennungsmotor","Oil","Oil",0.4,"own Assumption",3.4649999999999999,3.4649999999999999,{"$f":"(1-VLOOKUP(S1042,Start!$H$33:$I$40,2,FALSE)/100)*W1042","v":2.9452499999999997},{"$f":"VLOOKUP(R1042,Start!$C$9:$D$15,2,FALSE)+VLOOKUP(R1042,Start!$C$23:$D$29,2,FALSE)","v":35.54},{"$f":"(Y1042/T1042)+Start!$D$19*(VLOOKUP(R1042,Start!$M$33:$N$39,2,FALSE)/T1042)+VLOOKUP(S1042,Start!$C$33:$D$40,2,FALSE)","v":126.313}]
[null,null,"Yes","SEE961021885321",null,"SWN Stadtwerke Neumünster GmbH","D3",24534,"Neumünster","Bismarckstraße 51","Schleswig-Holstein","1986-01-01","Mineralölprodukte","Heizöl, leicht","Oil","Nein","Verbrennungsmotor","Oil","Oil",0.38,"own Assumption",6,5.5,{"$f":"(1-VLOOKUP(S1043,Start!$H$33:$I$40,2,FALSE)/100)*W1043","v":4.6749999999999998},{"$f":"VLOOKUP(R1043,Start!$C$9:$D$15,2,FALSE)+VLOOKUP(R1043,Start!$C$23:$D$29,2,FALSE)","v":35.54},{"$f":"(Y1043/T1043)+Start!$D$19*(VLOOKUP(R1043,Start!$M$33:$N$39,2,FALSE)/T1043)+VLOOKUP(S1043,Start!$C$33:$D$40,2,FALSE)","v":132.90842105263158}]
[null,null,"Yes","SEE941055812814",null,"MAN Energy Solutions SE","SI-Gasmotor (12 V 32/40)",86153,"Augsburg","Stadtbachstraße 1","Bayern","2005-05-04","Erdgas","Erdgas, Erdölgas","Gas","Nein","Verbrennungsmotor","Gas","CCGT",0.4,"own Assumption",5.35,5.35,{"$f":"(1-VLOOKUP(S1044,Start!$H$33:$I$40,2,FALSE)/100)*W1044","v":4.6544999999999996},{"$f":"VLOOKUP(R1044,Start!$C$9:$D$15,2,FALSE)+VLOOKUP(R1044,Start!$C$23:$D$29,2,FALSE)","v":54.56},{"$f":"(Y1044/T1044)+Start!$D$19*(VLOOKUP(R1044,Start!$M$33:$N$39,2,FALSE)/T1044)+VLOOKUP(S1044,Start!$C$33:$D$40,2,FALSE)","v":164.07522499999999}]
[null,null,"Yes","SEE939211785720",null,"OMV Deutschland Operations GmbH & Co. KG","Dampfgeneratorturbine 1",84489,"Burghausen","Haiminger Straße 1","Bayern","1970-04-06","Erdgas","Erdgas, Erdölgas","Gas","Nein","Kondensationsmaschine mit Entnahme","Gas","CCGT",0.4,"own Assumption",8,7.8,{"$f":"(1-VLOOKUP(S1045,Start!$H$33:$I$40,2,FALSE)/100)*W1045","v":6.7859999999999996},{"$f":"VLOOKUP(R1045,Start!$C$9:$D$15,2,FALSE)+VLOOKUP(R1045,Start!$C$23:$D$29,2,FALSE)","v":54.56},{"$f":"(Y1045/T1045)+Start!$D$19*(VLOOKUP(R1045,Start!$M$33:$N$39,2,FALSE)/T1045)+VLOOKUP(S1045,Start!$C$33:$D$40,2,FALSE)","v":164.07522499999999}]
[null,null,"Yes","SEE947745452346",null,"OMV Deutschland Operations GmbH & Co. KG","Dampfgeneratorturbine 2",84489,"Burghausen","Haiminger Straße 1","Bayern","1969-07-01","Erdgas","Erdgas, Erdölgas","Gas","Nein","Gegendruckmaschine mit Entnahme","Gas","CCGT",0.4,"own Assumption",8,7.9,{"$f":"(1-VLOOKUP(S1046,Start!$H$33:$I$40,2,FALSE)/100)*W1046","v":6.8730000000000002},{"$f":"VLOOKUP(R1046,Start!$C$9:$D$15,2,FALSE)+VLOOKUP(R1046,Start!$C$23:$D$29,2,FALSE)","v":54.56},{"$f":"(Y1046/T1046)+Start!$D$19*(VLOOKUP(R1046,Start!$M$33:$N$39,2,FALSE)/T1046)+VLOOKUP(S1046,Start!$C$33:$D$40,2,FALSE)","v":164.07522499999999}]
[null,null,"Yes","SEE923953841820",null,"HanseWerk Natur GmbH","99000290 Angerburger Str. Erdgas-BHKW",22047,"Hamburg","Angerburger Straße 27","Hamburg","2017-10-19","Erdgas","Erdgas, Erdölgas","Gas","Ja","Verbrennungsmotor","Gas","CCGT",0.4,"own Assumption",1.4950000000000001,1.4950000000000001,{"$f":"(1-VLOOKUP(S1047,Start!$H$33:$I$40,2,FALSE)/100)*W1047","v":1.3006500000000001},{"$f":"VLOOKUP(R1047,Start!$C$9:$D$15,2,FALSE)+VLOOKUP(R1047,Start!$C$23:$D$29,2,FALSE)","v":54.56},{"$f":"(Y1047/T1047)+Start!$D$19*(VLOOKUP(R1047,Start!$M$33:$N$39,2,FALSE)/T1047)+VLOOKUP(S1047,Start!$C$33:$D$40,2,FALSE)","v":164.07522499999999}]
[null,null,"Yes","SEE920571907488",null,"HanseWerk Natur GmbH","99000649 Reichsbahnstr. Erdgas-BHKW 1",22525,"Hamburg","Reichsbahnstraße 99","Hamburg","2017-11-29","Erdgas","Erdgas, Erdölgas","Gas","Ja","Verbrennungsmotor","Gas","CCGT",0.4,"own Assumption",4.327,4.327,{"$f":"(1-VLOOKUP(S1048,Start!$H$33:$I$40,2,FALSE)/100)*W1048","v":3.7644899999999999},{"$f":"VLOOKUP(R1048,Start!$C$9:$D$15,2,FALSE)+VLOOKUP(R1048,Start!$C$23:$D$29,2,FALSE)","v":54.56},{"$f":"(Y1048/T1048)+Start!$D$19*(VLOOKUP(R1048,Start!$M$33:$N$39,2,FALSE)/T1048)+VLOOKUP(S1048,Start!$C$33:$D$40,2,FALSE)","v":164.07522499999999}]
[null,null,"Yes","SEE944861777810",null,"HanseWerk Natur GmbH","99000649 Reichsbahnstr. Erdgas-BHKW 2",22525,"Hamburg","Reichsbahnstraße 99","Hamburg","2017-11-29","Erdgas","Erdgas, Erdölgas","Gas","Ja","Verbrennungsmotor","Gas","CCGT",0.4,"own Assumption",2,2,{"$f":"(1-VLOOKUP(S1049,Start!$H$33:$I$40,2,FALSE)/100)*W1049","v":1.74},{"$f":"VLOOKUP(R1049,Start!$C$9:$D$15,2,FALSE)+VLOOKUP(R1049,Start!$C$23:$D$29,2,FALSE)","v":54.56},{"$f":"(Y1049/T1049)+Start!$D$19*(VLOOKUP(R1049,Start!$M$33:$N$39,2,FALSE)/T1049)+VLOOKUP(S1049,Start!$C$33:$D$40,2,FALSE)","v":164.07522499999999}]
[null,null,"Yes","SEE967129146814",null,"HanseWerk Natur GmbH","99000649 Reichsbahnstr. Erdgas-BHKW 3",22525,"Hamburg","Reichsbahnstraße 99","Hamburg","2018-12-04","Erdgas","Erdgas, Erdölgas","Gas","Ja","Verbrennungsmotor","Gas","CCGT",0.4,"own Assumption",2,2,{"$f":"(1-VLOOKUP(S1050,Start!$H$33:$I$40,2,FALSE)/100)*W1050","v":1.74},{"$f":"VLOOKUP(R1050,Start!$C$9:$D$15,2,FALSE)+VLOOKUP(R1050,Start!$C$23:$D$29,2,FALSE)","v":54.56},{"$f":"(Y1050/T1050)+Start!$D$19*(VLOOKUP(R1050,Start!$M$33:$N$39,2,FALSE)/T1050)+VLOOKUP(S1050,Start!$C$33:$D$40,2,FALSE)","v":164.07522499999999}]
[null,null,"Yes","SEE910623192382",null,"Südzucker AG","Dampfturbine II Südzucker Offstein",67283,"Obrigheim","Wormser Straße 11","Rheinland-Pfalz","1969-01-01","Wärme","Prozessdampf","Wärme","Ja","Gegendruckmaschine ohne Entnahme","Other","Other",0.33,"own Assumption",8.67,7.4891499999999995,{"$f":"(1-VLOOKUP(S1051,Start!$H$33:$I$40,2,FALSE)/100)*W1051","v":6.3657774999999992},{"$f":"VLOOKUP(R1051,Start!$C$9:$D$15,2,FALSE)+VLOOKUP(R1051,Start!$C$23:$D$29,2,FALSE)","v":38},{"$f":"(Y1051/T1051)+Start!$D$19*(VLOOKUP(R1051,Start!$M$33:$N$39,2,FALSE)/T1051)+VLOOKUP(S1051,Start!$C$33:$D$40,2,FALSE)","v":149.9310909090909}]
[null,null,"Yes","SEE941850023651",null,"Südzucker AG","Dampfturbine III Südzucker Offstein",67283,"Obrigheim","Wormser Straße 11","Rheinland-Pfalz","1975-01-01","Wärme","Prozessdampf","Wärme","Ja","Gegendruckmaschine ohne Entnahme","Other","Other",0.35,"own Assumption",3,2.5914000000000001,{"$f":"(1-VLOOKUP(S1052,Start!$H$33:$I$40,2,FALSE)/100)*W1052","v":2.20269},{"$f":"VLOOKUP(R1052,Start!$C$9:$D$15,2,FALSE)+VLOOKUP(R1052,Start!$C$23:$D$29,2,FALSE)","v":38},{"$f":"(Y1052/T1052)+Start!$D$19*(VLOOKUP(R1052,Start!$M$33:$N$39,2,FALSE)/T1052)+VLOOKUP(S1052,Start!$C$33:$D$40,2,FALSE)","v":141.42074285714287}]
[null,null,"Yes","SEE956337212497",null,"Südzucker AG","Dampfturbine I Südzucker Ochsenfurt",97199,"Ochsenfurt","Marktbreiter Straße 74","Bayern","1978-09-01","Wärme","Prozessdampf","Wärme","Ja","Gegendruckmaschine ohne Entnahme","Other","Other",0.35,"own Assumption",14.4,13.667,{"$f":"(1-VLOOKUP(S1053,Start!$H$33:$I$40,2,FALSE)/100)*W1053","v":11.616949999999999},{"$f":"VLOOKUP(R1053,Start!$C$9:$D$15,2,FALSE)+VLOOKUP(R1053,Start!$C$23:$D$29,2,FALSE)","v":38},{"$f":"(Y1053/T1053)+Start!$D$19*(VLOOKUP(R1053,Start!$M$33:$N$39,2,FALSE)/T1053)+VLOOKUP(S1053,Start!$C$33:$D$40,2,FALSE)","v":141.42074285714287}]
[null,null,"Yes","SEE964903137297",null,"Südzucker AG","Dampfturbine II Südzucker AG Ochsenfurt",97199,"Ochsenfurt","Marktbreiter Straße 74","Bayern","1959-09-01","Wärme","","Wärme","Ja","Gegendruckmaschine ohne Entnahme","Other","Other",0.33,"own Assumption",5.25,4.9829999999999997,{"$f":"(1-VLOOKUP(S1054,Start!$H$33:$I$40,2,FALSE)/100)*W1054","v":4.2355499999999999},{"$f":"VLOOKUP(R1054,Start!$C$9:$D$15,2,FALSE)+VLOOKUP(R1054,Start!$C$23:$D$29,2,FALSE)","v":38},{"$f":"(Y1054/T1054)+Start!$D$19*(VLOOKUP(R1054,Start!$M$33:$N$39,2,FALSE)/T1054)+VLOOKUP(S1054,Start!$C$33:$D$40,2,FALSE)","v":149.9310909090909}]
[null,null,"Yes","SEE998479256069",null,"Südzucker AG","Dampfturbine III Südzucker AG Ochsenfurt",97199,"Ochsenfurt","Marktbreiter Straße 74","Bayern","1987-09-01","Wärme","","Wärme","Ja","Gegendruckmaschine mit Entnahme","Other","Other",0.35,"own Assumption",17.434999999999999,16.547000000000001,{"$f":"(1-VLOOKUP(S1055,Start!$H$33:$I$40,2,FALSE)/100)*W1055","v":14.06495},{"$f":"VLOOKUP(R1055,Start!$C$9:$D$15,2,FALSE)+VLOOKUP(R1055,Start!$C$23:$D$29,2,FALSE)","v":38},{"$f":"(Y1055/T1055)+Start!$D$19*(VLOOKUP(R1055,Start!$M$33:$N$39,2,FALSE)/T1055)+VLOOKUP(S1055,Start!$C$33:$D$40,2,FALSE)","v":141.42074285714287}]
[null,null,"Yes","SEE985205009518",null,"Südzucker AG","Dampfturbine I Südzucker Offenau",74254,"Offenau","Ludwig-Kayser Straße 1","Baden-Württemberg","1971-09-20","Wärme","Prozessdampf","Wärme","Ja","Gegendruckmaschine ohne Entnahme","Other","Other",0.35,"own Assumption",8.76,7.4459999999999997,{"$f":"(1-VLOOKUP(S1056,Start!$H$33:$I$40,2,FALSE)/100)*W1056","v":6.3290999999999995},{"$f":"VLOOKUP(R1056,Start!$C$9:$D$15,2,FALSE)+VLOOKUP(R1056,Start!$C$23:$D$29,2,FALSE)","v":38},{"$f":"(Y1056/T1056)+Start!$D$19*(VLOOKUP(R1056,Start!$M$33:$N$39,2,FALSE)/T1056)+VLOOKUP(S1056,Start!$C$33:$D$40,2,FALSE)","v":141.42074285714287}]
[null,null,"Yes","SEE925683830624",null,"Südzucker AG","Dampfturbine II Südzucker Offenau",74254,"Offenau","Ludwig-Kayser Straße 1","Baden-Württemberg","1971-09-20","Wärme","Prozessdampf","Wärme","Ja","Gegendruckmaschine ohne Entnahme","Other","Other",0.35,"own Assumption",8.76,7.4459999999999997,{"$f":"(1-VLOOKUP(S1057,Start!$H$33:$I$40,2,FALSE)/100)*W1057","v":6.3290999999999995},{"$f":"VLOOKUP(R1057,Start!$C$9:$D$15,2,FALSE)+VLOOKUP(R1057,Start!$C$23:$D$29,2,FALSE)","v":38},{"$f":"(Y1057/T1057)+Start!$D$19*(VLOOKUP(R1057,Start!$M$33:$N$39,2,FALSE)/T1057)+VLOOKUP(S1057,Start!$C$33:$D$40,2,FALSE)","v":141.42074285714287}]
[null,null,"Yes","SEE906681939748",null,"Jäckering Mühlen- und Nährmittelwerke GmbH","BHKW Hafen - Modul 1",59067,"Hamm","Speicherstraße 15","Nordrhein-Westfalen","2013-04-01","Erdgas","Erdgas, Erdölgas","Gas","Ja","Verbrennungsmotor","Gas","CCGT",0.4,"own Assumption",2.19,2.173,{"$f":"(1-VLOOKUP(S1058,Start!$H$33:$I$40,2,FALSE)/100)*W1058","v":1.8905100000000001},{"$f":"VLOOKUP(R1058,Start!$C$9:$D$15,2,FALSE)+VLOOKUP(R1058,Start!$C$23:$D$29,2,FALSE)","v":54.56},{"$f":"(Y1058/T1058)+Start!$D$19*(VLOOKUP(R1058,Start!$M$33:$N$39,2,FALSE)/T1058)+VLOOKUP(S1058,Start!$C$33:$D$40,2,FALSE)","v":164.07522499999999}]
[null,null,"Yes","SEE967448123107",null,"Jäckering Mühlen- und Nährmittelwerke GmbH","BHKW Hafen - Modul 2",59067,"Hamm","Speicherstraße 15","Nordrhein-Westfalen","2013-04-01","Erdgas","Erdgas, Erdölgas","Gas","Ja","Verbrennungsmotor","Gas","CCGT",0.4,"own Assumption",2.19,2.173,{"$f":"(1-VLOOKUP(S1059,Start!$H$33:$I$40,2,FALSE)/100)*W1059","v":1.8905100000000001},{"$f":"VLOOKUP(R1059,Start!$C$9:$D$15,2,FALSE)+VLOOKUP(R1059,Start!$C$23:$D$29,2,FALSE)","v":54.56},{"$f":"(Y1059/T1059)+Start!$D$19*(VLOOKUP(R1059,Start!$M$33:$N$39,2,FALSE)/T1059)+VLOOKUP(S1059,Start!$C$33:$D$40,2,FALSE)","v":164.07522499999999}]
[null,null,"Yes","SEE956207547964",null,"Jäckering Mühlen- und Nährmittelwerke GmbH","BHKW Hafen - Modul 3",59067,"Hamm","Speicherstraße 15","Nordrhein-Westfalen","2013-04-01","Erdgas","Erdgas, Erdölgas","Gas","Ja","Verbrennungsmotor","Gas","CCGT",0.4,"own Assumption",2.19,2.173,{"$f":"(1-VLOOKUP(S1060,Start!$H$33:$I$40,2,FALSE)/100)*W1060","v":1.8905100000000001},{"$f":"VLOOKUP(R1060,Start!$C$9:$D$15,2,FALSE)+VLOOKUP(R1060,Start!$C$23:$D$29,2,FALSE)","v":54.56},{"$f":"(Y1060/T1060)+Start!$D$19*(VLOOKUP(R1060,Start!$M$33:$N$39,2,FALSE)/T1060)+VLOOKUP(S1060,Start!$C$33:$D$40,2,FALSE)","v":164.07522499999999}]
[null,null,"Yes","SEE900348277440",null,"Jäckering Mühlen- und Nährmittelwerke GmbH","BHKW Hafen - Modul 4",59067,"Hamm","Speicherstraße 15","Nordrhein-Westfalen","2013-04-01","Erdgas","Erdgas, Erdölgas","Gas","Ja","Verbrennungsmotor","Gas","CCGT",0.4,"own Assumption",2.19,2.173,{"$f":"(1-VLOOKUP(S1061,Start!$H$33:$I$40,2,FALSE)/100)*W1061","v":1.8905100000000001},{"$f":"VLOOKUP(R1061,Start!$C$9:$D$15,2,FALSE)+VLOOKUP(R1061,Start!$C$23:$D$29,2,FALSE)","v":54.56},{"$f":"(Y1061/T1061)+Start!$D$19*(VLOOKUP(R1061,Start!$M$33:$N$39,2,FALSE)/T1061)+VLOOKUP(S1061,Start!$C$33:$D$40,2,FALSE)","v":164.07522499999999}]
[null,null,"Yes","SEE942234222677",null,"Jäckering Mühlen- und Nährmittelwerke GmbH","BHKW Hafen - Modul 5",59067,"Hamm","Speicherstraße 15","Nordrhein-Westfalen","2013-04-01","Erdgas","Erdgas, Erdölgas","Gas","Ja","Verbrennungsmotor","Gas","CCGT",0.4,"own Assumption",2.19,2.173,{"$f":"(1-VLOOKUP(S1062,Start!$H$33:$I$40,2,FALSE)/100)*W1062","v":1.8905100000000001},{"$f":"VLOOKUP(R1062,Start!$C$9:$D$15,2,FALSE)+VLOOKUP(R1062,Start!$C$23:$D$29,2,FALSE)","v":54.56},{"$f":"(Y1062/T1062)+Start!$D$19*(VLOOKUP(R1062,Start!$M$33:$N$39,2,FALSE)/T1062)+VLOOKUP(S1062,Start!$C$33:$D$40,2,FALSE)","v":164.07522499999999}]
[null,null,"Yes","SEE982412379564",null,"Jäckering Mühlen- und Nährmittelwerke GmbH","BHKW Hafen - Modul 6",59067,"Hamm","Speicherstraße 15","Nordrhein-Westfalen","2017-12-28","Erdgas","Erdgas, Erdölgas","Gas","Ja","Verbrennungsmotor","Gas","CCGT",0.4,"own Assumption",1.415,1.3979999999999999,{"$f":"(1-VLOOKUP(S1063,Start!$H$33:$I$40,2,FALSE)/100)*W1063","v":1.2162599999999999},{"$f":"VLOOKUP(R1063,Start!$C$9:$D$15,2,FALSE)+VLOOKUP(R1063,Start!$C$23:$D$29,2,FALSE)","v":54.56},{"$f":"(Y1063/T1063)+Start!$D$19*(VLOOKUP(R1063,Start!$M$33:$N$39,2,FALSE)/T1063)+VLOOKUP(S1063,Start!$C$33:$D$40,2,FALSE)","v":164.07522499999999}]
[null,null,"Yes","SEE913282681389",null,"Südzucker AG","Dampfturbine I Südzucker Plattling",94447,"Plattling","Dr.-Ludwig-Kayser-Straße 1","Bayern","1962-07-09","Wärme","Prozessdampf","Wärme","Ja","Gegendruckmaschine ohne Entnahme","Other","Other",0.33,"own Assumption",7,6.6894999999999998,{"$f":"(1-VLOOKUP(S1064,Start!$H$33:$I$40,2,FALSE)/100)*W1064","v":5.6860749999999998},{"$f":"VLOOKUP(R1064,Start!$C$9:$D$15,2,FALSE)+VLOOKUP(R1064,Start!$C$23:$D$29,2,FALSE)","v":38},{"$f":"(Y1064/T1064)+Start!$D$19*(VLOOKUP(R1064,Start!$M$33:$N$39,2,FALSE)/T1064)+VLOOKUP(S1064,Start!$C$33:$D$40,2,FALSE)","v":149.9310909090909}]
[null,null,"Yes","SEE944335479066",null,"Südzucker AG","Dampfturbine II Südzucker Plattling",94447,"Plattling","Dr.-Ludwig-Kayser-Straße 1","Bayern","1962-07-09","Wärme","Prozessdampf","Wärme","Ja","Gegendruckmaschine ohne Entnahme","Other","Other",0.33,"own Assumption",7,6.6894999999999998,{"$f":"(1-VLOOKUP(S1065,Start!$H$33:$I$40,2,FALSE)/100)*W1065","v":5.6860749999999998},{"$f":"VLOOKUP(R1065,Start!$C$9:$D$15,2,FALSE)+VLOOKUP(R1065,Start!$C$23:$D$29,2,FALSE)","v":38},{"$f":"(Y1065/T1065)+Start!$D$19*(VLOOKUP(R1065,Start!$M$33:$N$39,2,FALSE)/T1065)+VLOOKUP(S1065,Start!$C$33:$D$40,2,FALSE)","v":149.9310909090909}]
[null,null,"Yes","SEE988296656760",null,"Südzucker AG","Dampfturbine III Südzucker Plattling",94447,"Plattling","Dr.-Ludwig-Kayser-Straße 1","Bayern","2001-05-01","Wärme","Prozessdampf","Wärme","Ja","Gegendruckmaschine mit Entnahme","Other","Other",0.38500000000000001,"own Assumption",8,8,{"$f":"(1-VLOOKUP(S1066,Start!$H$33:$I$40,2,FALSE)/100)*W1066","v":6.8},{"$f":"VLOOKUP(R1066,Start!$C$9:$D$15,2,FALSE)+VLOOKUP(R1066,Start!$C$23:$D$29,2,FALSE)","v":38},{"$f":"(Y1066/T1066)+Start!$D$19*(VLOOKUP(R1066,Start!$M$33:$N$39,2,FALSE)/T1066)+VLOOKUP(S1066,Start!$C$33:$D$40,2,FALSE)","v":128.65522077922077}]
[null,null,"Yes","SEE929003106239",null,"Südzucker AG","Dampfturbine I Südzucker Rain",86641,"Rain","Donauwörther Straße 50","Bayern","1957-10-04","Wärme","Prozessdampf","Wärme","Ja","Gegendruckmaschine ohne Entnahme","Other","Other",0.33,"own Assumption",5,4.6985000000000001,{"$f":"(1-VLOOKUP(S1067,Start!$H$33:$I$40,2,FALSE)/100)*W1067","v":3.993725},{"$f":"VLOOKUP(R1067,Start!$C$9:$D$15,2,FALSE)+VLOOKUP(R1067,Start!$C$23:$D$29,2,FALSE)","v":38},{"$f":"(Y1067/T1067)+Start!$D$19*(VLOOKUP(R1067,Start!$M$33:$N$39,2,FALSE)/T1067)+VLOOKUP(S1067,Start!$C$33:$D$40,2,FALSE)","v":149.9310909090909}]
[null,null,"Yes","SEE994929345864",null,"Südzucker AG","Dampfturbine II Südzucker Rain",86641,"Rain","Donauwörther Straße 50","Bayern","1957-10-04","Wärme","Prozessdampf","Wärme","Ja","Gegendruckmaschine ohne Entnahme","Other","Other",0.33,"own Assumption",5,4.6985000000000001,{"$f":"(1-VLOOKUP(S1068,Start!$H$33:$I$40,2,FALSE)/100)*W1068","v":3.993725},{"$f":"VLOOKUP(R1068,Start!$C$9:$D$15,2,FALSE)+VLOOKUP(R1068,Start!$C$23:$D$29,2,FALSE)","v":38},{"$f":"(Y1068/T1068)+Start!$D$19*(VLOOKUP(R1068,Start!$M$33:$N$39,2,FALSE)/T1068)+VLOOKUP(S1068,Start!$C$33:$D$40,2,FALSE)","v":149.9310909090909}]
[null,null,"Yes","SEE999705546763",null,"Südzucker AG","Dampfturbine III Südzucker Rain",86641,"Rain","Donauwörther Straße 50","Bayern","1960-10-15","Wärme","Prozessdampf","Wärme","Ja","Gegendruckmaschine ohne Entnahme","Other","Other",0.33,"own Assumption",10,9.3949999999999996,{"$f":"(1-VLOOKUP(S1069,Start!$H$33:$I$40,2,FALSE)/100)*W1069","v":7.9857499999999995},{"$f":"VLOOKUP(R1069,Start!$C$9:$D$15,2,FALSE)+VLOOKUP(R1069,Start!$C$23:$D$29,2,FALSE)","v":38},{"$f":"(Y1069/T1069)+Start!$D$19*(VLOOKUP(R1069,Start!$M$33:$N$39,2,FALSE)/T1069)+VLOOKUP(S1069,Start!$C$33:$D$40,2,FALSE)","v":149.9310909090909}]
[null,null,"Yes","SEE977583940965",null,"Jäckering Mühlen- und Nährmittelwerke GmbH","BHKW Hafen - Modul 7",59067,"Hamm","Speicherstraße 15","Nordrhein-Westfalen","2017-12-28","Erdgas","Erdgas, Erdölgas","Gas","Ja","Verbrennungsmotor","Gas","CCGT",0.4,"own Assumption",2.1930000000000001,2.1760000000000002,{"$f":"(1-VLOOKUP(S1070,Start!$H$33:$I$40,2,FALSE)/100)*W1070","v":1.8931200000000001},{"$f":"VLOOKUP(R1070,Start!$C$9:$D$15,2,FALSE)+VLOOKUP(R1070,Start!$C$23:$D$29,2,FALSE)","v":54.56},{"$f":"(Y1070/T1070)+Start!$D$19*(VLOOKUP(R1070,Start!$M$33:$N$39,2,FALSE)/T1070)+VLOOKUP(S1070,Start!$C$33:$D$40,2,FALSE)","v":164.07522499999999}]
[null,null,"Yes","SEE907892165506",null,"Mark-E Aktiengesellschaft","Cuno Heizkraftwerk Herdecke BHKW1",58313,"Herdecke","Wetterstraße 111","Nordrhein-Westfalen","2004-01-01","Erdgas","Erdgas, Erdölgas","Gas","Ja","Sonstige","Gas","CCGT",0.4,"own Assumption",2,2,{"$f":"(1-VLOOKUP(S1071,Start!$H$33:$I$40,2,FALSE)/100)*W1071","v":1.74},{"$f":"VLOOKUP(R1071,Start!$C$9:$D$15,2,FALSE)+VLOOKUP(R1071,Start!$C$23:$D$29,2,FALSE)","v":54.56},{"$f":"(Y1071/T1071)+Start!$D$19*(VLOOKUP(R1071,Start!$M$33:$N$39,2,FALSE)/T1071)+VLOOKUP(S1071,Start!$C$33:$D$40,2,FALSE)","v":164.07522499999999}]
[null,null,"Yes","SEE986561991462",null,"Mark-E Aktiengesellschaft","Cuno Heizkraftwerk Herdecke BHKW2",58313,"Herdecke","Wetterstraße 111","Nordrhein-Westfalen","2005-01-01","Erdgas","Erdgas, Erdölgas","Gas","Ja","Sonstige","Gas","CCGT",0.4,"own Assumption",2,2,{"$f":"(1-VLOOKUP(S1072,Start!$H$33:$I$40,2,FALSE)/100)*W1072","v":1.74},{"$f":"VLOOKUP(R1072,Start!$C$9:$D$15,2,FALSE)+VLOOKUP(R1072,Start!$C$23:$D$29,2,FALSE)","v":54.56},{"$f":"(Y1072/T1072)+Start!$D$19*(VLOOKUP(R1072,Start!$M$33:$N$39,2,FALSE)/T1072)+VLOOKUP(S1072,Start!$C$33:$D$40,2,FALSE)","v":164.07522499999999}]
[null,null,"Yes","SEE995184160995",null,"Mark-E Aktiengesellschaft","Cuno Heizkraftwerk Herdecke BHKW3",58313,"Herdecke","Wetterstraße 111","Nordrhein-Westfalen","2014-01-01","Erdgas","Erdgas, Erdölgas","Gas","Ja","Sonstige","Gas","CCGT",0.4,"own Assumption",2,2,{"$f":"(1-VLOOKUP(S1073,Start!$H$33:$I$40,2,FALSE)/100)*W1073","v":1.74},{"$f":"VLOOKUP(R1073,Start!$C$9:$D$15,2,FALSE)+VLOOKUP(R1073,Start!$C$23:$D$29,2,FALSE)","v":54.56},{"$f":"(Y1073/T1073)+Start!$D$19*(VLOOKUP(R1073,Start!$M$33:$N$39,2,FALSE)/T1073)+VLOOKUP(S1073,Start!$C$33:$D$40,2,FALSE)","v":164.07522499999999}]
[null,null,"Yes","SEE911507913505",null,"Kelheim Fibres GmbH","Turbine 2",93309,"Kelheim","Regensburger Straße 109","Bayern","1990-07-18","Erdgas","Erdgas, Erdölgas","Gas","Ja","Gegendruckmaschine ohne Entnahme","Gas","CCGT",0.35,"own Assumption",2.9430000000000001,2.722,{"$f":"(1-VLOOKUP(S1074,Start!$H$33:$I$40,2,FALSE)/100)*W1074","v":2.3681399999999999},{"$f":"VLOOKUP(R1074,Start!$C$9:$D$15,2,FALSE)+VLOOKUP(R1074,Start!$C$23:$D$29,2,FALSE)","v":54.56},{"$f":"(Y1074/T1074)+Start!$D$19*(VLOOKUP(R1074,Start!$M$33:$N$39,2,FALSE)/T1074)+VLOOKUP(S1074,Start!$C$33:$D$40,2,FALSE)","v":187.30025714285716}]
[null,null,"Yes","SEE946476002431",null,"Kelheim Fibres GmbH","Turbine 6",93309,"Kelheim","Regensburger Straße 109","Bayern","1970-07-16","Erdgas","Erdgas, Erdölgas","Gas","Ja","Gegendruckmaschine mit Entnahme","Gas","CCGT",0.4,"own Assumption",22.5,20.815000000000001,{"$f":"(1-VLOOKUP(S1075,Start!$H$33:$I$40,2,FALSE)/100)*W1075","v":18.10905},{"$f":"VLOOKUP(R1075,Start!$C$9:$D$15,2,FALSE)+VLOOKUP(R1075,Start!$C$23:$D$29,2,FALSE)","v":54.56},{"$f":"(Y1075/T1075)+Start!$D$19*(VLOOKUP(R1075,Start!$M$33:$N$39,2,FALSE)/T1075)+VLOOKUP(S1075,Start!$C$33:$D$40,2,FALSE)","v":164.07522499999999}]
[null,null,"Yes","SEE980823248912",null,"Kelheim Fibres GmbH","Turbine 7",93309,"Kelheim","Regensburger Straße 109","Bayern","2014-08-05","Erdgas","Erdgas, Erdölgas","Gas","Ja","Gegendruckmaschine mit Entnahme","Gas","CCGT",0.4,"own Assumption",28.027999999999999,25.928999999999998,{"$f":"(1-VLOOKUP(S1076,Start!$H$33:$I$40,2,FALSE)/100)*W1076","v":22.558229999999998},{"$f":"VLOOKUP(R1076,Start!$C$9:$D$15,2,FALSE)+VLOOKUP(R1076,Start!$C$23:$D$29,2,FALSE)","v":54.56},{"$f":"(Y1076/T1076)+Start!$D$19*(VLOOKUP(R1076,Start!$M$33:$N$39,2,FALSE)/T1076)+VLOOKUP(S1076,Start!$C$33:$D$40,2,FALSE)","v":164.07522499999999}]
[null,null,"Yes","SEE955995472915",null,"Industriekraftwerk Greifswald GmbH","KWK-Anlage Industriekraftwerk Greifswald",17509,"Lubmin","Am Hafen 2","Mecklenburg-Vorpommern","2013-03-14","Erdgas","Erdgas, Erdölgas","Gas","Ja","Gasturbinen mit Abhitzekessel","Gas","CCGT",0.4,"own Assumption",36,36,{"$f":"(1-VLOOKUP(S1077,Start!$H$33:$I$40,2,FALSE)/100)*W1077","v":31.32},{"$f":"VLOOKUP(R1077,Start!$C$9:$D$15,2,FALSE)+VLOOKUP(R1077,Start!$C$23:$D$29,2,FALSE)","v":54.56},{"$f":"(Y1077/T1077)+Start!$D$19*(VLOOKUP(R1077,Start!$M$33:$N$39,2,FALSE)/T1077)+VLOOKUP(S1077,Start!$C$33:$D$40,2,FALSE)","v":164.07522499999999}]
[null,null,"Yes","SEE960935066536",null,"INEOS SOLVENTS GERMANY GMBH","TG7",47443,"Moers","Römerstraße 733","Nordrhein-Westfalen","1974-11-14","Erdgas","Prozessdampf","Gas","Ja","Gegendruckmaschine mit Entnahme","Gas","CCGT",0.4,"own Assumption",12,12,{"$f":"(1-VLOOKUP(S1078,Start!$H$33:$I$40,2,FALSE)/100)*W1078","v":10.44},{"$f":"VLOOKUP(R1078,Start!$C$9:$D$15,2,FALSE)+VLOOKUP(R1078,Start!$C$23:$D$29,2,FALSE)","v":54.56},{"$f":"(Y1078/T1078)+Start!$D$19*(VLOOKUP(R1078,Start!$M$33:$N$39,2,FALSE)/T1078)+VLOOKUP(S1078,Start!$C$33:$D$40,2,FALSE)","v":164.07522499999999}]
[null,null,"Yes","SEE916733797554",null,"Julius Glatz","Turbine 1",67468,"Neidenfels"," ","Rheinland-Pfalz","1955-01-01","Erdgas","Erdgas, Erdölgas","Gas","Ja","Kondensationsmaschine mit Entnahme","Gas","CCGT",0.4,"own Assumption",4.5,4.1500000000000004,{"$f":"(1-VLOOKUP(S1079,Start!$H$33:$I$40,2,FALSE)/100)*W1079","v":3.6105000000000005},{"$f":"VLOOKUP(R1079,Start!$C$9:$D$15,2,FALSE)+VLOOKUP(R1079,Start!$C$23:$D$29,2,FALSE)","v":54.56},{"$f":"(Y1079/T1079)+Start!$D$19*(VLOOKUP(R1079,Start!$M$33:$N$39,2,FALSE)/T1079)+VLOOKUP(S1079,Start!$C$33:$D$40,2,FALSE)","v":164.07522499999999}]
[null,null,"Yes","SEE994335340088",null,"Stadtwerke Frankfurt (Oder) GmbH","HKW DT",15236,"Frankfurt","Am Hohen Feld 4","Brandenburg","1997-10-09","Braunkohle","Staub- und Trockenkohle","Lignite","Ja","Dampfmotor","Lignite","Lignite",0.376,"Assumption based on DIW (2014)",25,25,{"$f":"(1-VLOOKUP(S1080,Start!$H$33:$I$40,2,FALSE)/100)*W1080","v":21.75},{"$f":"VLOOKUP(R1080,Start!$C$9:$D$15,2,FALSE)+VLOOKUP(R1080,Start!$C$23:$D$29,2,FALSE)","v":3.1},{"$f":"(Y1080/T1080)+Start!$D$19*(VLOOKUP(R1080,Start!$M$33:$N$39,2,FALSE)/T1080)+VLOOKUP(S1080,Start!$C$33:$D$40,2,FALSE)","v":65.913723404255322}]
[null,null,"Yes","SEE981577567892",null,"Julius Glatz","Turbine 2",67468,"Neidenfels"," ","Rheinland-Pfalz","1955-01-01","Erdgas","Erdgas, Erdölgas","Gas","Ja","Kondensationsmaschine mit Entnahme","Gas","CCGT",0.4,"own Assumption",7.2,6.92,{"$f":"(1-VLOOKUP(S1081,Start!$H$33:$I$40,2,FALSE)/100)*W1081","v":6.0203999999999995},{"$f":"VLOOKUP(R1081,Start!$C$9:$D$15,2,FALSE)+VLOOKUP(R1081,Start!$C$23:$D$29,2,FALSE)","v":54.56},{"$f":"(Y1081/T1081)+Start!$D$19*(VLOOKUP(R1081,Start!$M$33:$N$39,2,FALSE)/T1081)+VLOOKUP(S1081,Start!$C$33:$D$40,2,FALSE)","v":164.07522499999999}]
[null,null,"Yes","SEE953048986860",null,"K+S Minerals and Agriculture GmbH","Fabrik NE GT Tr",36119,"Neuhof","Am Kaliwerk 7","Hessen","2009-07-02","Erdgas","Erdgas, Erdölgas","Gas","Ja","Gasturbinen ohne Abhitzekessel","Gas","OCGT",0.4,"own Assumption",5.0999999999999996,5.0999999999999996,{"$f":"(1-VLOOKUP(S1082,Start!$H$33:$I$40,2,FALSE)/100)*W1082","v":4.4369999999999994},{"$f":"VLOOKUP(R1082,Start!$C$9:$D$15,2,FALSE)+VLOOKUP(R1082,Start!$C$23:$D$29,2,FALSE)","v":54.56},{"$f":"(Y1082/T1082)+Start!$D$19*(VLOOKUP(R1082,Start!$M$33:$N$39,2,FALSE)/T1082)+VLOOKUP(S1082,Start!$C$33:$D$40,2,FALSE)","v":163.57522499999999}]
[null,null,"Yes","SEE938018666973",null,"K+S Minerals and Agriculture GmbH","Fabrik NE GT Tr.",36119,"Neuhof","Am Kaliwerk 7","Hessen","2009-07-02","Erdgas","Erdgas, Erdölgas","Gas","Ja","Gasturbinen ohne Abhitzekessel","Gas","OCGT",0.4,"own Assumption",5.0999999999999996,5.0999999999999996,{"$f":"(1-VLOOKUP(S1083,Start!$H$33:$I$40,2,FALSE)/100)*W1083","v":4.4369999999999994},{"$f":"VLOOKUP(R1083,Start!$C$9:$D$15,2,FALSE)+VLOOKUP(R1083,Start!$C$23:$D$29,2,FALSE)","v":54.56},{"$f":"(Y1083/T1083)+Start!$D$19*(VLOOKUP(R1083,Start!$M$33:$N$39,2,FALSE)/T1083)+VLOOKUP(S1083,Start!$C$33:$D$40,2,FALSE)","v":163.57522499999999}]
[null,null,"Yes","SEE987252656561",null,"TWS Thüringer Wärme Service GmbH","HKW Schwarza Dampfturbosatz",7407,"Rudolstadt","Breitscheidstraße 160","Thüringen","2005-04-01","Wärme","Prozessdampf","Wärme","Ja","Gegendruckmaschine ohne Entnahme","Other","Other",0.38500000000000001,"own Assumption",9.65,9.51,{"$f":"(1-VLOOKUP(S1084,Start!$H$33:$I$40,2,FALSE)/100)*W1084","v":8.083499999999999},{"$f":"VLOOKUP(R1084,Start!$C$9:$D$15,2,FALSE)+VLOOKUP(R1084,Start!$C$23:$D$29,2,FALSE)","v":38},{"$f":"(Y1084/T1084)+Start!$D$19*(VLOOKUP(R1084,Start!$M$33:$N$39,2,FALSE)/T1084)+VLOOKUP(S1084,Start!$C$33:$D$40,2,FALSE)","v":128.65522077922077}]
[null,null,"Yes","SEE933639931950",null,"K+S Minerals and Agriculture GmbH","Kraftwerk NE GT KW",36119,"Neuhof","Am Kaliwerk 7","Hessen","1990-07-02","Erdgas","Erdgas, Erdölgas","Gas","Ja","Gasturbinen mit Abhitzekessel","Gas","CCGT",0.38,"own Assumption",1.8,1.8,{"$f":"(1-VLOOKUP(S1085,Start!$H$33:$I$40,2,FALSE)/100)*W1085","v":1.5660000000000001},{"$f":"VLOOKUP(R1085,Start!$C$9:$D$15,2,FALSE)+VLOOKUP(R1085,Start!$C$23:$D$29,2,FALSE)","v":54.56},{"$f":"(Y1085/T1085)+Start!$D$19*(VLOOKUP(R1085,Start!$M$33:$N$39,2,FALSE)/T1085)+VLOOKUP(S1085,Start!$C$33:$D$40,2,FALSE)","v":172.63181578947371}]
[null,null,"Yes","SEE947712976042",null,"K+S Minerals and Agriculture GmbH","Kraftwerk NE GT KW",36119,"Neuhof","Am Kaliwerk 7","Hessen","1990-07-02","Erdgas","Erdgas, Erdölgas","Gas","Ja","Gasturbinen mit nachgeschalteter Dampfturbine","Gas","CCGT",0.5,"own Assumption",1.3,1.3,{"$f":"(1-VLOOKUP(S1086,Start!$H$33:$I$40,2,FALSE)/100)*W1086","v":1.131},{"$f":"VLOOKUP(R1086,Start!$C$9:$D$15,2,FALSE)+VLOOKUP(R1086,Start!$C$23:$D$29,2,FALSE)","v":54.56},{"$f":"(Y1086/T1086)+Start!$D$19*(VLOOKUP(R1086,Start!$M$33:$N$39,2,FALSE)/T1086)+VLOOKUP(S1086,Start!$C$33:$D$40,2,FALSE)","v":131.56018}]
[null,null,"Yes","SEE962564048280",null,"TWS Thüringer Wärme Service GmbH","HKW Schwarza TS 5",7407,"Rudolstadt","Breitscheidstraße 160","Thüringen","1986-01-01","Wärme","Prozessdampf","Wärme","Ja","Gegendruckmaschine mit Entnahme","Other","Other",0.35,"own Assumption",8,7.8810000000000002,{"$f":"(1-VLOOKUP(S1087,Start!$H$33:$I$40,2,FALSE)/100)*W1087","v":6.6988500000000002},{"$f":"VLOOKUP(R1087,Start!$C$9:$D$15,2,FALSE)+VLOOKUP(R1087,Start!$C$23:$D$29,2,FALSE)","v":38},{"$f":"(Y1087/T1087)+Start!$D$19*(VLOOKUP(R1087,Start!$M$33:$N$39,2,FALSE)/T1087)+VLOOKUP(S1087,Start!$C$33:$D$40,2,FALSE)","v":141.42074285714287}]
[null,null,"Yes","SEE974941636973",null,"TWS Thüringer Wärme Service GmbH","HKW Schwarza TS 6",7407,"Rudolstadt","Breitscheidstraße 160","Thüringen","1962-01-01","Wärme","Prozessdampf","Wärme","Ja","Gegendruckmaschine mit Entnahme","Other","Other",0.33,"own Assumption",8,7.8810000000000002,{"$f":"(1-VLOOKUP(S1088,Start!$H$33:$I$40,2,FALSE)/100)*W1088","v":6.6988500000000002},{"$f":"VLOOKUP(R1088,Start!$C$9:$D$15,2,FALSE)+VLOOKUP(R1088,Start!$C$23:$D$29,2,FALSE)","v":38},{"$f":"(Y1088/T1088)+Start!$D$19*(VLOOKUP(R1088,Start!$M$33:$N$39,2,FALSE)/T1088)+VLOOKUP(S1088,Start!$C$33:$D$40,2,FALSE)","v":149.9310909090909}]
[null,null,"Yes","SEE980608407671",null,"N-ERGIE Kraftwerke GmbH","HKW Sandreuth (DT1)",90441,"Nürnberg","Sandreuthstraße 55a","Bayern","2010-01-05","Erdgas","Erdgas, Erdölgas","Gas","Ja","Gegendruckmaschine ohne Entnahme","Gas","CCGT",0.37,"own Assumption",20.867000000000001,16.076000000000001,{"$f":"(1-VLOOKUP(S1089,Start!$H$33:$I$40,2,FALSE)/100)*W1089","v":13.98612},{"$f":"VLOOKUP(R1089,Start!$C$9:$D$15,2,FALSE)+VLOOKUP(R1089,Start!$C$23:$D$29,2,FALSE)","v":54.56},{"$f":"(Y1089/T1089)+Start!$D$19*(VLOOKUP(R1089,Start!$M$33:$N$39,2,FALSE)/T1089)+VLOOKUP(S1089,Start!$C$33:$D$40,2,FALSE)","v":177.25700000000003}]
[null,null,"Yes","SEE907064154956",null,"K+S Minerals and Agriculture GmbH","Kraftwerk HA GT1",36269,"Philippsthal","Hattorfer Straße 1","Hessen","2017-07-02","Erdgas","Erdgas, Erdölgas","Gas","Ja","Gasturbinen mit Abhitzekessel","Gas","CCGT",0.4,"own Assumption",5.67,5.67,{"$f":"(1-VLOOKUP(S1090,Start!$H$33:$I$40,2,FALSE)/100)*W1090","v":4.9329000000000001},{"$f":"VLOOKUP(R1090,Start!$C$9:$D$15,2,FALSE)+VLOOKUP(R1090,Start!$C$23:$D$29,2,FALSE)","v":54.56},{"$f":"(Y1090/T1090)+Start!$D$19*(VLOOKUP(R1090,Start!$M$33:$N$39,2,FALSE)/T1090)+VLOOKUP(S1090,Start!$C$33:$D$40,2,FALSE)","v":164.07522499999999}]
[null,null,"Yes","SEE906462907775",null,"K+S Minerals and Agriculture GmbH","Kraftwerk HA GT2",36269,"Philippsthal","Hattorfer Straße 1","Hessen","2017-07-02","Erdgas","Erdgas, Erdölgas","Gas","Ja","Gasturbinen mit Abhitzekessel","Gas","CCGT",0.4,"own Assumption",5.67,5.67,{"$f":"(1-VLOOKUP(S1091,Start!$H$33:$I$40,2,FALSE)/100)*W1091","v":4.9329000000000001},{"$f":"VLOOKUP(R1091,Start!$C$9:$D$15,2,FALSE)+VLOOKUP(R1091,Start!$C$23:$D$29,2,FALSE)","v":54.56},{"$f":"(Y1091/T1091)+Start!$D$19*(VLOOKUP(R1091,Start!$M$33:$N$39,2,FALSE)/T1091)+VLOOKUP(S1091,Start!$C$33:$D$40,2,FALSE)","v":164.07522499999999}]
[null,null,"Yes","SEE975925776395",null,"Klingele Papierwerke GmbH & Co. KG Papierfabrik Weener","GDT",26826,"Weener","Dr.-Werner-Klingele-Straße 1","Niedersachsen","2009-11-23","andere Gase","Andere Gase","Other (nicht erneuerbar)","Ja","Gegendruckmaschine ohne Entnahme","Other","Other",0.38500000000000001,"own Assumption",2.71,2.4900000000000002,{"$f":"(1-VLOOKUP(S1092,Start!$H$33:$I$40,2,FALSE)/100)*W1092","v":2.1165000000000003},{"$f":"VLOOKUP(R1092,Start!$C$9:$D$15,2,FALSE)+VLOOKUP(R1092,Start!$C$23:$D$29,2,FALSE)","v":38},{"$f":"(Y1092/T1092)+Start!$D$19*(VLOOKUP(R1092,Start!$M$33:$N$39,2,FALSE)/T1092)+VLOOKUP(S1092,Start!$C$33:$D$40,2,FALSE)","v":128.65522077922077}]
[null,null,"Yes","SEE990935582224",null,"K+S Minerals and Agriculture GmbH","Kraftwerk HA GT3",36269,"Philippsthal","Hattorfer Straße 1","Hessen","2006-07-02","Erdgas","Erdgas, Erdölgas","Gas","Ja","Gasturbinen mit Abhitzekessel","Gas","CCGT",0.4,"own Assumption",6,6,{"$f":"(1-VLOOKUP(S1093,Start!$H$33:$I$40,2,FALSE)/100)*W1093","v":5.22},{"$f":"VLOOKUP(R1093,Start!$C$9:$D$15,2,FALSE)+VLOOKUP(R1093,Start!$C$23:$D$29,2,FALSE)","v":54.56},{"$f":"(Y1093/T1093)+Start!$D$19*(VLOOKUP(R1093,Start!$M$33:$N$39,2,FALSE)/T1093)+VLOOKUP(S1093,Start!$C$33:$D$40,2,FALSE)","v":164.07522499999999}]
[null,null,"Yes","SEE908658611688",null,"H&R Chemisch Pharmazeutische Spezialitäten GmbH","HuR-IKW-G4",48499,"Salzbergen","Neuenkirchener Straße 8","Niedersachsen","1977-01-14","Erdgas","","Gas","Nein","Gegendruckmaschine ohne Entnahme","Gas","CCGT",0.35,"own Assumption",6.0350000000000001,6.0350000000000001,{"$f":"(1-VLOOKUP(S1094,Start!$H$33:$I$40,2,FALSE)/100)*W1094","v":5.2504499999999998},{"$f":"VLOOKUP(R1094,Start!$C$9:$D$15,2,FALSE)+VLOOKUP(R1094,Start!$C$23:$D$29,2,FALSE)","v":54.56},{"$f":"(Y1094/T1094)+Start!$D$19*(VLOOKUP(R1094,Start!$M$33:$N$39,2,FALSE)/T1094)+VLOOKUP(S1094,Start!$C$33:$D$40,2,FALSE)","v":187.30025714285716}]
[null,null,"Yes","SEE947763810036",null,"H&R Chemisch Pharmazeutische Spezialitäten GmbH","HuR-IKW-G5",48499,"Salzbergen","Neuenkirchener Straße 8","Niedersachsen","2016-12-30","Erdgas","Erdgas, Erdölgas","Gas","Ja","Gegendruckmaschine mit Entnahme","Gas","CCGT",0.4,"own Assumption",9.0289999999999999,9.0289999999999999,{"$f":"(1-VLOOKUP(S1095,Start!$H$33:$I$40,2,FALSE)/100)*W1095","v":7.8552299999999997},{"$f":"VLOOKUP(R1095,Start!$C$9:$D$15,2,FALSE)+VLOOKUP(R1095,Start!$C$23:$D$29,2,FALSE)","v":54.56},{"$f":"(Y1095/T1095)+Start!$D$19*(VLOOKUP(R1095,Start!$M$33:$N$39,2,FALSE)/T1095)+VLOOKUP(S1095,Start!$C$33:$D$40,2,FALSE)","v":164.07522499999999}]
[null,null,"Yes","SEE937822704543",null,"Zweckverband Abfallverwertung Südhessen (ZAS)","Turbine 2",64293,"Darmstadt","Otto-Röhm-Straße 19","Hessen","2020-01-27","nicht biogener Abfall","nicht biogener Abfall (Hausmüll, Siedlungsabfälle)","Waste","Ja","Gegendruckmaschine ohne Entnahme","Waste","Waste",0.33,"own Assumption",1.25,1.25,{"$f":"(1-VLOOKUP(S1096,Start!$H$33:$I$40,2,FALSE)/100)*W1096","v":1.0625},{"$f":"VLOOKUP(R1096,Start!$C$9:$D$15,2,FALSE)+VLOOKUP(R1096,Start!$C$23:$D$29,2,FALSE)","v":0},{"$f":"(Y1096/T1096)+Start!$D$19*(VLOOKUP(R1096,Start!$M$33:$N$39,2,FALSE)/T1096)+VLOOKUP(S1096,Start!$C$33:$D$40,2,FALSE)","v":1}]
[null,null,"Yes","SEE923340224045",null,"SWN Stadtwerke Neumünster GmbH","D4",24534,"Neumünster","Bismarckstraße 51","Schleswig-Holstein","2021-01-18","Mineralölprodukte","Heizöl, leicht","Oil","Nein","Verbrennungsmotor","Oil","Oil",0.4,"own Assumption",1.8,1.746,{"$f":"(1-VLOOKUP(S1097,Start!$H$33:$I$40,2,FALSE)/100)*W1097","v":1.4841},{"$f":"VLOOKUP(R1097,Start!$C$9:$D$15,2,FALSE)+VLOOKUP(R1097,Start!$C$23:$D$29,2,FALSE)","v":35.54},{"$f":"(Y1097/T1097)+Start!$D$19*(VLOOKUP(R1097,Start!$M$33:$N$39,2,FALSE)/T1097)+VLOOKUP(S1097,Start!$C$33:$D$40,2,FALSE)","v":126.313}]
[null,null,"Yes","SEE948375642084",null,"Salzgitter Flachstahl GmbH","SSD1",38239,"Salzgitter","Eisenhüttenstraße 99","Niedersachsen","2013-11-05","Mineralölprodukte","Heizöl, leicht","Oil","Nein","Verbrennungsmotor","Oil","Oil",0.4,"own Assumption",2.48,2.4780000000000002,{"$f":"(1-VLOOKUP(S1098,Start!$H$33:$I$40,2,FALSE)/100)*W1098","v":2.1063000000000001},{"$f":"VLOOKUP(R1098,Start!$C$9:$D$15,2,FALSE)+VLOOKUP(R1098,Start!$C$23:$D$29,2,FALSE)","v":35.54},{"$f":"(Y1098/T1098)+Start!$D$19*(VLOOKUP(R1098,Start!$M$33:$N$39,2,FALSE)/T1098)+VLOOKUP(S1098,Start!$C$33:$D$40,2,FALSE)","v":126.313}]
[null,null,"Yes","SEE901935169124",null,"Salzgitter Flachstahl GmbH","SSD2",38239,"Salzgitter","Eisenhüttenstraße 99","Niedersachsen","2013-11-12","Mineralölprodukte","Heizöl, leicht","Oil","Nein","Verbrennungsmotor","Oil","Oil",0.4,"own Assumption",2.48,2.4780000000000002,{"$f":"(1-VLOOKUP(S1099,Start!$H$33:$I$40,2,FALSE)/100)*W1099","v":2.1063000000000001},{"$f":"VLOOKUP(R1099,Start!$C$9:$D$15,2,FALSE)+VLOOKUP(R1099,Start!$C$23:$D$29,2,FALSE)","v":35.54},{"$f":"(Y1099/T1099)+Start!$D$19*(VLOOKUP(R1099,Start!$M$33:$N$39,2,FALSE)/T1099)+VLOOKUP(S1099,Start!$C$33:$D$40,2,FALSE)","v":126.313}]
[null,null,"Yes","SEE933880771312",null,"Stadtwerke Aachen AG","BHKW Brander Feld Modul 2",52078,"Aachen","Am Schiefen Eck 3","Nordrhein-Westfalen","2006-01-01","andere Gase","Andere Gase","Other (nicht erneuerbar)","Ja","Verbrennungsmotor","Other","Other",0.38500000000000001,"own Assumption",1.998,1.99,{"$f":"(1-VLOOKUP(S1100,Start!$H$33:$I$40,2,FALSE)/100)*W1100","v":1.6915},{"$f":"VLOOKUP(R1100,Start!$C$9:$D$15,2,FALSE)+VLOOKUP(R1100,Start!$C$23:$D$29,2,FALSE)","v":38},{"$f":"(Y1100/T1100)+Start!$D$19*(VLOOKUP(R1100,Start!$M$33:$N$39,2,FALSE)/T1100)+VLOOKUP(S1100,Start!$C$33:$D$40,2,FALSE)","v":128.65522077922077}]
[null,null,"Yes","SEE991800922688",null,"Stadtwerke Aachen AG","BHKW Schloss Rahe",52072,"Aachen","Schlossweiherstraße 15","Nordrhein-Westfalen","2006-10-31","andere Gase","Andere Gase","Other (nicht erneuerbar)","Ja","Verbrennungsmotor","Other","Other",0.38500000000000001,"own Assumption",1.169,1.169,{"$f":"(1-VLOOKUP(S1101,Start!$H$33:$I$40,2,FALSE)/100)*W1101","v":0.99365000000000003},{"$f":"VLOOKUP(R1101,Start!$C$9:$D$15,2,FALSE)+VLOOKUP(R1101,Start!$C$23:$D$29,2,FALSE)","v":38},{"$f":"(Y1101/T1101)+Start!$D$19*(VLOOKUP(R1101,Start!$M$33:$N$39,2,FALSE)/T1101)+VLOOKUP(S1101,Start!$C$33:$D$40,2,FALSE)","v":128.65522077922077}]
[null,null,"Yes","SEE956217502250",null,"Salzgitter Flachstahl GmbH","GGT HO A",38239,"Salzgitter","Eisenhüttenstraße 99","Niedersachsen","1998-08-15","Druck aus Gasleitungen","","Other (nicht erneuerbar)","Nein","Sonstige","Other","Other",0.38500000000000001,"own Assumption",10.222,8,{"$f":"(1-VLOOKUP(S1102,Start!$H$33:$I$40,2,FALSE)/100)*W1102","v":6.8},{"$f":"VLOOKUP(R1102,Start!$C$9:$D$15,2,FALSE)+VLOOKUP(R1102,Start!$C$23:$D$29,2,FALSE)","v":38},{"$f":"(Y1102/T1102)+Start!$D$19*(VLOOKUP(R1102,Start!$M$33:$N$39,2,FALSE)/T1102)+VLOOKUP(S1102,Start!$C$33:$D$40,2,FALSE)","v":128.65522077922077}]
[null,null,"Yes","SEE931044787582",null,"Nordzucker AG Werk Schladen","Generator 3",38315,"Schladen","Bahnhofstraße 13","Niedersachsen","1978-09-01","Erdgas","Erdgas, Erdölgas","Gas","Ja","Gegendruckmaschine ohne Entnahme","Gas","CCGT",0.35,"own Assumption",3.5,3,{"$f":"(1-VLOOKUP(S1103,Start!$H$33:$I$40,2,FALSE)/100)*W1103","v":2.61},{"$f":"VLOOKUP(R1103,Start!$C$9:$D$15,2,FALSE)+VLOOKUP(R1103,Start!$C$23:$D$29,2,FALSE)","v":54.56},{"$f":"(Y1103/T1103)+Start!$D$19*(VLOOKUP(R1103,Start!$M$33:$N$39,2,FALSE)/T1103)+VLOOKUP(S1103,Start!$C$33:$D$40,2,FALSE)","v":187.30025714285716}]
[null,null,"Yes","SEE980794086872",null,"Nordzucker AG Werk Schladen","Generator 4",38315,"Schladen","Bahnhofstraße 13","Niedersachsen","1978-09-01","Erdgas","Erdgas, Erdölgas","Gas","Ja","Gegendruckmaschine ohne Entnahme","Gas","CCGT",0.35,"own Assumption",9,8.5,{"$f":"(1-VLOOKUP(S1104,Start!$H$33:$I$40,2,FALSE)/100)*W1104","v":7.3949999999999996},{"$f":"VLOOKUP(R1104,Start!$C$9:$D$15,2,FALSE)+VLOOKUP(R1104,Start!$C$23:$D$29,2,FALSE)","v":54.56},{"$f":"(Y1104/T1104)+Start!$D$19*(VLOOKUP(R1104,Start!$M$33:$N$39,2,FALSE)/T1104)+VLOOKUP(S1104,Start!$C$33:$D$40,2,FALSE)","v":187.30025714285716}]
[null,null,"Yes","SEE975248607116",null,"LEIPA Georg Leinfelder GmbH","Dampfturbine GWK Kuhheide 34",16303,"Schwedt","Kuhheide 34","Brandenburg","2005-09-01","Erdgas","Erdgas, Erdölgas","Gas","Nein","Gegendruckmaschine ohne Entnahme","Gas","CCGT",0.37,"own Assumption",5,4.7,{"$f":"(1-VLOOKUP(S1105,Start!$H$33:$I$40,2,FALSE)/100)*W1105","v":4.0890000000000004},{"$f":"VLOOKUP(R1105,Start!$C$9:$D$15,2,FALSE)+VLOOKUP(R1105,Start!$C$23:$D$29,2,FALSE)","v":54.56},{"$f":"(Y1105/T1105)+Start!$D$19*(VLOOKUP(R1105,Start!$M$33:$N$39,2,FALSE)/T1105)+VLOOKUP(S1105,Start!$C$33:$D$40,2,FALSE)","v":177.25700000000003}]
[null,null,"Yes","SEE982082292286",null,"Salzgitter Flachstahl GmbH","SSD3",38239,"Salzgitter","Eisenhüttenstraße 99","Niedersachsen","2013-11-20","Mineralölprodukte","Heizöl, leicht","Oil","Nein","Verbrennungsmotor","Oil","Oil",0.4,"own Assumption",2.48,2.4780000000000002,{"$f":"(1-VLOOKUP(S1106,Start!$H$33:$I$40,2,FALSE)/100)*W1106","v":2.1063000000000001},{"$f":"VLOOKUP(R1106,Start!$C$9:$D$15,2,FALSE)+VLOOKUP(R1106,Start!$C$23:$D$29,2,FALSE)","v":35.54},{"$f":"(Y1106/T1106)+Start!$D$19*(VLOOKUP(R1106,Start!$M$33:$N$39,2,FALSE)/T1106)+VLOOKUP(S1106,Start!$C$33:$D$40,2,FALSE)","v":126.313}]
[null,null,"Yes","SEE930072747674",null,"Mercedes-Benz AG","KWKG-Anlage 408714242",71063,"Sindelfingen","Bela-Barenyi-Str. 1","Baden-Württemberg","2013-11-21","Erdgas","Erdgas, Erdölgas","Gas","Ja","Gasturbinen mit nachgeschalteter Dampfturbine","Gas","CCGT",0.55000000000000004,"own Assumption",68.137,68.137,{"$f":"(1-VLOOKUP(S1107,Start!$H$33:$I$40,2,FALSE)/100)*W1107","v":59.27919},{"$f":"VLOOKUP(R1107,Start!$C$9:$D$15,2,FALSE)+VLOOKUP(R1107,Start!$C$23:$D$29,2,FALSE)","v":54.56},{"$f":"(Y1107/T1107)+Start!$D$19*(VLOOKUP(R1107,Start!$M$33:$N$39,2,FALSE)/T1107)+VLOOKUP(S1107,Start!$C$33:$D$40,2,FALSE)","v":119.73652727272727}]
[null,null,"Yes","SEE956061511231",null,"Julius Schulte Trebsen GmbH & Co. KG","GuD Anlage DT",4687,"Trebsen","Pauschwitzer Straße 45","Sachsen","2013-09-18","Erdgas","Erdgas, Erdölgas","Gas","Ja","Gasturbinen mit nachgeschalteter Dampfturbine","Gas","CCGT",0.55000000000000004,"own Assumption",1.4339999999999999,1.4339999999999999,{"$f":"(1-VLOOKUP(S1108,Start!$H$33:$I$40,2,FALSE)/100)*W1108","v":1.2475799999999999},{"$f":"VLOOKUP(R1108,Start!$C$9:$D$15,2,FALSE)+VLOOKUP(R1108,Start!$C$23:$D$29,2,FALSE)","v":54.56},{"$f":"(Y1108/T1108)+Start!$D$19*(VLOOKUP(R1108,Start!$M$33:$N$39,2,FALSE)/T1108)+VLOOKUP(S1108,Start!$C$33:$D$40,2,FALSE)","v":119.73652727272727}]
[null,null,"Yes","SEE922877375398",null,"Julius Schulte Trebsen GmbH & Co. KG","GuD Anlage GT",4687,"Trebsen","Pauschwitzer Straße 45","Sachsen","2013-09-18","Erdgas","Erdgas, Erdölgas","Gas","Ja","Gasturbinen mit nachgeschalteter Dampfturbine","Gas","CCGT",0.55000000000000004,"own Assumption",9.0229999999999997,9.0229999999999997,{"$f":"(1-VLOOKUP(S1109,Start!$H$33:$I$40,2,FALSE)/100)*W1109","v":7.8500099999999993},{"$f":"VLOOKUP(R1109,Start!$C$9:$D$15,2,FALSE)+VLOOKUP(R1109,Start!$C$23:$D$29,2,FALSE)","v":54.56},{"$f":"(Y1109/T1109)+Start!$D$19*(VLOOKUP(R1109,Start!$M$33:$N$39,2,FALSE)/T1109)+VLOOKUP(S1109,Start!$C$33:$D$40,2,FALSE)","v":119.73652727272727}]
[null,null,"Yes","SEE992769312817",null,"K+S Minerals and Agriculture GmbH","Kraftwerk UB GT1",36414,"Unterbreizbach","Schachtstraße 10","Thüringen","2016-07-02","Erdgas","Erdgas, Erdölgas","Gas","Ja","Gasturbinen mit nachgeschalteter Dampfturbine","Gas","CCGT",0.55000000000000004,"own Assumption",4.95,4.95,{"$f":"(1-VLOOKUP(S1110,Start!$H$33:$I$40,2,FALSE)/100)*W1110","v":4.3064999999999998},{"$f":"VLOOKUP(R1110,Start!$C$9:$D$15,2,FALSE)+VLOOKUP(R1110,Start!$C$23:$D$29,2,FALSE)","v":54.56},{"$f":"(Y1110/T1110)+Start!$D$19*(VLOOKUP(R1110,Start!$M$33:$N$39,2,FALSE)/T1110)+VLOOKUP(S1110,Start!$C$33:$D$40,2,FALSE)","v":119.73652727272727}]
[null,null,"Yes","SEE996145759296",null,"K+S Minerals and Agriculture GmbH","Kraftwerk UB GT2",36414,"Unterbreizbach","Schachtstraße 10","Thüringen","2017-07-02","Erdgas","Erdgas, Erdölgas","Gas","Ja","Gasturbinen mit nachgeschalteter Dampfturbine","Gas","CCGT",0.55000000000000004,"own Assumption",5.5,5.5,{"$f":"(1-VLOOKUP(S1111,Start!$H$33:$I$40,2,FALSE)/100)*W1111","v":4.7850000000000001},{"$f":"VLOOKUP(R1111,Start!$C$9:$D$15,2,FALSE)+VLOOKUP(R1111,Start!$C$23:$D$29,2,FALSE)","v":54.56},{"$f":"(Y1111/T1111)+Start!$D$19*(VLOOKUP(R1111,Start!$M$33:$N$39,2,FALSE)/T1111)+VLOOKUP(S1111,Start!$C$33:$D$40,2,FALSE)","v":119.73652727272727}]
[null,null,"Yes","SEE979811488683",null,"K+S Minerals and Agriculture GmbH","Kraftwerk SI GT1",31515,"Wunstorf","Schachtstraße 10","Niedersachsen","1993-07-02","Erdgas","Erdgas, Erdölgas","Gas","Ja","Gasturbinen mit Abhitzekessel","Gas","CCGT",0.38,"own Assumption",5.5,5.5,{"$f":"(1-VLOOKUP(S1112,Start!$H$33:$I$40,2,FALSE)/100)*W1112","v":4.7850000000000001},{"$f":"VLOOKUP(R1112,Start!$C$9:$D$15,2,FALSE)+VLOOKUP(R1112,Start!$C$23:$D$29,2,FALSE)","v":54.56},{"$f":"(Y1112/T1112)+Start!$D$19*(VLOOKUP(R1112,Start!$M$33:$N$39,2,FALSE)/T1112)+VLOOKUP(S1112,Start!$C$33:$D$40,2,FALSE)","v":172.63181578947371}]
[null,null,"Yes","SEE900452778307",null,"Salzgitter Flachstahl GmbH","GGT HO B",38239,"Salzgitter","Eisenhüttenstraße 99","Niedersachsen","2012-04-15","Druck aus Gasleitungen","","Other (nicht erneuerbar)","Nein","Sonstige","Other","Other",0.4,"own Assumption",12,8.1999999999999993,{"$f":"(1-VLOOKUP(S1113,Start!$H$33:$I$40,2,FALSE)/100)*W1113","v":6.9699999999999989},{"$f":"VLOOKUP(R1113,Start!$C$9:$D$15,2,FALSE)+VLOOKUP(R1113,Start!$C$23:$D$29,2,FALSE)","v":38},{"$f":"(Y1113/T1113)+Start!$D$19*(VLOOKUP(R1113,Start!$M$33:$N$39,2,FALSE)/T1113)+VLOOKUP(S1113,Start!$C$33:$D$40,2,FALSE)","v":123.86815}]
[null,null,"Yes","SEE936181210535",null,"K+S Minerals and Agriculture GmbH","Kraftwerk ZI GT 2",39326,"Zielitz","Farsleber Straße 1","Sachsen-Anhalt","2017-07-02","Erdgas","Erdgas, Erdölgas","Gas","Ja","Gasturbinen mit nachgeschalteter Dampfturbine","Gas","CCGT",0.55000000000000004,"own Assumption",5.49,5.49,{"$f":"(1-VLOOKUP(S1114,Start!$H$33:$I$40,2,FALSE)/100)*W1114","v":4.7763},{"$f":"VLOOKUP(R1114,Start!$C$9:$D$15,2,FALSE)+VLOOKUP(R1114,Start!$C$23:$D$29,2,FALSE)","v":54.56},{"$f":"(Y1114/T1114)+Start!$D$19*(VLOOKUP(R1114,Start!$M$33:$N$39,2,FALSE)/T1114)+VLOOKUP(S1114,Start!$C$33:$D$40,2,FALSE)","v":119.73652727272727}]
[null,null,"Yes","SEE963667652152",null,"K+S Minerals and Agriculture GmbH","Kraftwerk ZI GT1 doppelt prüfen durch K+S",39326,"Zielitz","Farsleber Straße 1","Sachsen-Anhalt","1995-07-02","Erdgas","Erdgas, Erdölgas","Gas","Ja","Gasturbinen mit nachgeschalteter Dampfturbine","Gas","CCGT",0.5,"own Assumption",5.25,5.25,{"$f":"(1-VLOOKUP(S1115,Start!$H$33:$I$40,2,FALSE)/100)*W1115","v":4.5674999999999999},{"$f":"VLOOKUP(R1115,Start!$C$9:$D$15,2,FALSE)+VLOOKUP(R1115,Start!$C$23:$D$29,2,FALSE)","v":54.56},{"$f":"(Y1115/T1115)+Start!$D$19*(VLOOKUP(R1115,Start!$M$33:$N$39,2,FALSE)/T1115)+VLOOKUP(S1115,Start!$C$33:$D$40,2,FALSE)","v":131.56018}]
[null,null,"Yes","SEE939524649245",null,"K+S Minerals and Agriculture GmbH","ZI Tr GT1",39326,"Zielitz","Farsleber Straße 1","Sachsen-Anhalt","2017-07-02","Erdgas","Erdgas, Erdölgas","Gas","Ja","Gasturbinen ohne Abhitzekessel","Gas","OCGT",0.4,"own Assumption",5.5,5.5,{"$f":"(1-VLOOKUP(S1116,Start!$H$33:$I$40,2,FALSE)/100)*W1116","v":4.7850000000000001},{"$f":"VLOOKUP(R1116,Start!$C$9:$D$15,2,FALSE)+VLOOKUP(R1116,Start!$C$23:$D$29,2,FALSE)","v":54.56},{"$f":"(Y1116/T1116)+Start!$D$19*(VLOOKUP(R1116,Start!$M$33:$N$39,2,FALSE)/T1116)+VLOOKUP(S1116,Start!$C$33:$D$40,2,FALSE)","v":163.57522499999999}]
[null,null,"Yes","SEE915098640406",null,"K+S Minerals and Agriculture GmbH","ZI TR GT2",39326,"Zielitz","Farsleber Straße 1","Sachsen-Anhalt","1997-07-02","Erdgas","Erdgas, Erdölgas","Gas","Ja","Gasturbinen ohne Abhitzekessel","Gas","OCGT",0.38,"own Assumption",5.5,5.5,{"$f":"(1-VLOOKUP(S1117,Start!$H$33:$I$40,2,FALSE)/100)*W1117","v":4.7850000000000001},{"$f":"VLOOKUP(R1117,Start!$C$9:$D$15,2,FALSE)+VLOOKUP(R1117,Start!$C$23:$D$29,2,FALSE)","v":54.56},{"$f":"(Y1117/T1117)+Start!$D$19*(VLOOKUP(R1117,Start!$M$33:$N$39,2,FALSE)/T1117)+VLOOKUP(S1117,Start!$C$33:$D$40,2,FALSE)","v":172.13181578947371}]
[null,null,"Yes","SEE942954514045",null,"Merck KGaA","DA_BHKW_01",64293,"Darmstadt","Frankfurter Straße 250","Hessen","2014-07-11","Erdgas","Erdgas, Erdölgas","Gas","Ja","Verbrennungsmotor","Gas","CCGT",0.4,"own Assumption",3.04,3.04,{"$f":"(1-VLOOKUP(S1118,Start!$H$33:$I$40,2,FALSE)/100)*W1118","v":2.6448},{"$f":"VLOOKUP(R1118,Start!$C$9:$D$15,2,FALSE)+VLOOKUP(R1118,Start!$C$23:$D$29,2,FALSE)","v":54.56},{"$f":"(Y1118/T1118)+Start!$D$19*(VLOOKUP(R1118,Start!$M$33:$N$39,2,FALSE)/T1118)+VLOOKUP(S1118,Start!$C$33:$D$40,2,FALSE)","v":164.07522499999999}]
[null,null,"Yes","SEE967909872162",null,"Stadtwerke Aachen AG","STAWAG BHKW Campus Melaten",52074,"Aachen","Mathieustraße 34","Nordrhein-Westfalen","2018-12-19","Erdgas","Erdgas, Erdölgas","Gas","Ja","Verbrennungsmotor","Gas","CCGT",0.4,"own Assumption",10.076000000000001,9.5,{"$f":"(1-VLOOKUP(S1119,Start!$H$33:$I$40,2,FALSE)/100)*W1119","v":8.2650000000000006},{"$f":"VLOOKUP(R1119,Start!$C$9:$D$15,2,FALSE)+VLOOKUP(R1119,Start!$C$23:$D$29,2,FALSE)","v":54.56},{"$f":"(Y1119/T1119)+Start!$D$19*(VLOOKUP(R1119,Start!$M$33:$N$39,2,FALSE)/T1119)+VLOOKUP(S1119,Start!$C$33:$D$40,2,FALSE)","v":164.07522499999999}]
[null,null,"Yes","SEE942369834141",null,"Zanders Paper GmbH","Kraftwerk Zanders Paper GmbH",51465,"Bergisch Gladbach","An der Gohrsmühle 25","Nordrhein-Westfalen","1989-01-01","Erdgas","Erdgas, Erdölgas","Gas","Ja","Gegendruckmaschine mit Entnahme","Gas","CCGT",0.4,"own Assumption",21.56,21.06,{"$f":"(1-VLOOKUP(S1120,Start!$H$33:$I$40,2,FALSE)/100)*W1120","v":18.322199999999999},{"$f":"VLOOKUP(R1120,Start!$C$9:$D$15,2,FALSE)+VLOOKUP(R1120,Start!$C$23:$D$29,2,FALSE)","v":54.56},{"$f":"(Y1120/T1120)+Start!$D$19*(VLOOKUP(R1120,Start!$M$33:$N$39,2,FALSE)/T1120)+VLOOKUP(S1120,Start!$C$33:$D$40,2,FALSE)","v":164.07522499999999}]
[null,null,"Yes","SEE986027519575",null,"Stadtwerke Bernburg GmbH","BHKW Friedenshall M2",6406,"Bernburg","Schachtstraße 40","Sachsen-Anhalt","2018-10-16","Erdgas","Erdgas, Erdölgas","Gas","Ja","Verbrennungsmotor","Gas","CCGT",0.4,"own Assumption",2,1.9550000000000001,{"$f":"(1-VLOOKUP(S1121,Start!$H$33:$I$40,2,FALSE)/100)*W1121","v":1.70085},{"$f":"VLOOKUP(R1121,Start!$C$9:$D$15,2,FALSE)+VLOOKUP(R1121,Start!$C$23:$D$29,2,FALSE)","v":54.56},{"$f":"(Y1121/T1121)+Start!$D$19*(VLOOKUP(R1121,Start!$M$33:$N$39,2,FALSE)/T1121)+VLOOKUP(S1121,Start!$C$33:$D$40,2,FALSE)","v":164.07522499999999}]
[null,null,"Yes","SEE920885263676",null,"Stadtwerke Bernburg GmbH","BHKW Friedenshall M3",6406,"Bernburg","Schachtstraße 40","Sachsen-Anhalt","2018-10-16","Erdgas","Erdgas, Erdölgas","Gas","Ja","Verbrennungsmotor","Gas","CCGT",0.4,"own Assumption",2,1.9550000000000001,{"$f":"(1-VLOOKUP(S1122,Start!$H$33:$I$40,2,FALSE)/100)*W1122","v":1.70085},{"$f":"VLOOKUP(R1122,Start!$C$9:$D$15,2,FALSE)+VLOOKUP(R1122,Start!$C$23:$D$29,2,FALSE)","v":54.56},{"$f":"(Y1122/T1122)+Start!$D$19*(VLOOKUP(R1122,Start!$M$33:$N$39,2,FALSE)/T1122)+VLOOKUP(S1122,Start!$C$33:$D$40,2,FALSE)","v":164.07522499999999}]
[null,null,"Yes","SEE981673107183",null,"Stadtwerke Bernburg GmbH","BHKW Paul-Schneider-Straße",6406,"Bernburg"," ","Sachsen-Anhalt","2011-01-17","Erdgas","Erdgas, Erdölgas","Gas","Ja","Verbrennungsmotor","Gas","CCGT",0.4,"own Assumption",1.99,1.9590000000000001,{"$f":"(1-VLOOKUP(S1123,Start!$H$33:$I$40,2,FALSE)/100)*W1123","v":1.7043300000000001},{"$f":"VLOOKUP(R1123,Start!$C$9:$D$15,2,FALSE)+VLOOKUP(R1123,Start!$C$23:$D$29,2,FALSE)","v":54.56},{"$f":"(Y1123/T1123)+Start!$D$19*(VLOOKUP(R1123,Start!$M$33:$N$39,2,FALSE)/T1123)+VLOOKUP(S1123,Start!$C$33:$D$40,2,FALSE)","v":164.07522499999999}]
[null,null,"Yes","SEE988410265359",null,"Stadtwerke Bernburg GmbH","BHKW Serumwerk",6406,"Bernburg"," ","Sachsen-Anhalt","2009-01-08","Erdgas","Erdgas, Erdölgas","Gas","Ja","Verbrennungsmotor","Gas","CCGT",0.4,"own Assumption",1.9990000000000001,1.9590000000000001,{"$f":"(1-VLOOKUP(S1124,Start!$H$33:$I$40,2,FALSE)/100)*W1124","v":1.7043300000000001},{"$f":"VLOOKUP(R1124,Start!$C$9:$D$15,2,FALSE)+VLOOKUP(R1124,Start!$C$23:$D$29,2,FALSE)","v":54.56},{"$f":"(Y1124/T1124)+Start!$D$19*(VLOOKUP(R1124,Start!$M$33:$N$39,2,FALSE)/T1124)+VLOOKUP(S1124,Start!$C$33:$D$40,2,FALSE)","v":164.07522499999999}]
[null,null,"Yes","SEE944326423818",null,"Stadtwerke Bernburg GmbH","BHKW-Roschwitz",6406,"Bernburg","Schachtstraße 42","Sachsen-Anhalt","2013-09-27","Erdgas","Erdgas, Erdölgas","Gas","Ja","Verbrennungsmotor","Gas","CCGT",0.4,"own Assumption",1.99,1.9650000000000001,{"$f":"(1-VLOOKUP(S1125,Start!$H$33:$I$40,2,FALSE)/100)*W1125","v":1.7095500000000001},{"$f":"VLOOKUP(R1125,Start!$C$9:$D$15,2,FALSE)+VLOOKUP(R1125,Start!$C$23:$D$29,2,FALSE)","v":54.56},{"$f":"(Y1125/T1125)+Start!$D$19*(VLOOKUP(R1125,Start!$M$33:$N$39,2,FALSE)/T1125)+VLOOKUP(S1125,Start!$C$33:$D$40,2,FALSE)","v":164.07522499999999}]
[null,null,"Yes","SEE900638363327",null,"Stadtwerke Bochum Holding GmbH","KWK Am Hain",44789,"Bochum","Am Hain 23","Nordrhein-Westfalen","1989-12-01","Erdgas","Erdgas, Erdölgas","Gas","Ja","Gasturbinen mit Abhitzekessel","Gas","CCGT",0.38,"own Assumption",4.8499999999999996,4.7009999999999996,{"$f":"(1-VLOOKUP(S1126,Start!$H$33:$I$40,2,FALSE)/100)*W1126","v":4.0898699999999995},{"$f":"VLOOKUP(R1126,Start!$C$9:$D$15,2,FALSE)+VLOOKUP(R1126,Start!$C$23:$D$29,2,FALSE)","v":54.56},{"$f":"(Y1126/T1126)+Start!$D$19*(VLOOKUP(R1126,Start!$M$33:$N$39,2,FALSE)/T1126)+VLOOKUP(S1126,Start!$C$33:$D$40,2,FALSE)","v":172.63181578947371}]
[null,null,"Yes","SEE952754203742",null,"StWB Stadtwerke Brandenburg an der Havel","Warschauer Straße 17A",14772,"Brandenburg","Warschauer Straße 17 a","Brandenburg","2010-05-10","Erdgas","Erdgas, Erdölgas","Gas","Ja","Verbrennungsmotor","Gas","CCGT",0.4,"own Assumption",1.99,1.99,{"$f":"(1-VLOOKUP(S1127,Start!$H$33:$I$40,2,FALSE)/100)*W1127","v":1.7313000000000001},{"$f":"VLOOKUP(R1127,Start!$C$9:$D$15,2,FALSE)+VLOOKUP(R1127,Start!$C$23:$D$29,2,FALSE)","v":54.56},{"$f":"(Y1127/T1127)+Start!$D$19*(VLOOKUP(R1127,Start!$M$33:$N$39,2,FALSE)/T1127)+VLOOKUP(S1127,Start!$C$33:$D$40,2,FALSE)","v":164.07522499999999}]
[null,null,"Yes","SEE936805420975",null,"StWB Stadtwerke Brandenburg an der Havel","Zauchestraße",14770,"Brandenburg","Zauchestraße 37","Brandenburg","2009-11-19","Erdgas","Erdgas, Erdölgas","Gas","Ja","Verbrennungsmotor","Gas","CCGT",0.4,"own Assumption",1.99,1.99,{"$f":"(1-VLOOKUP(S1128,Start!$H$33:$I$40,2,FALSE)/100)*W1128","v":1.7313000000000001},{"$f":"VLOOKUP(R1128,Start!$C$9:$D$15,2,FALSE)+VLOOKUP(R1128,Start!$C$23:$D$29,2,FALSE)","v":54.56},{"$f":"(Y1128/T1128)+Start!$D$19*(VLOOKUP(R1128,Start!$M$33:$N$39,2,FALSE)/T1128)+VLOOKUP(S1128,Start!$C$33:$D$40,2,FALSE)","v":164.07522499999999}]
[null,null,"Yes","SEE940809994431",null,"Sasol Germany GmbH","GT1",25541,"Brunsbüttel","Fritz-Staiger-Straße 15","Schleswig-Holstein","1987-10-23","Erdgas","Erdgas, Erdölgas","Gas","Ja","Gasturbinen mit Abhitzekessel","Gas","CCGT",0.38,"own Assumption",4.3520000000000003,4.1760000000000002,{"$f":"(1-VLOOKUP(S1129,Start!$H$33:$I$40,2,FALSE)/100)*W1129","v":3.6331199999999999},{"$f":"VLOOKUP(R1129,Start!$C$9:$D$15,2,FALSE)+VLOOKUP(R1129,Start!$C$23:$D$29,2,FALSE)","v":54.56},{"$f":"(Y1129/T1129)+Start!$D$19*(VLOOKUP(R1129,Start!$M$33:$N$39,2,FALSE)/T1129)+VLOOKUP(S1129,Start!$C$33:$D$40,2,FALSE)","v":172.63181578947371}]
[null,null,"Yes","SEE931197865137",null,"Sasol Germany GmbH","GT2",25541,"Brunsbüttel","Fritz-Staiger-Straße 15","Schleswig-Holstein","1996-06-04","Erdgas","Erdgas, Erdölgas","Gas","Ja","Gasturbinen mit Abhitzekessel","Gas","CCGT",0.38,"own Assumption",5.34,5.1239999999999997,{"$f":"(1-VLOOKUP(S1130,Start!$H$33:$I$40,2,FALSE)/100)*W1130","v":4.4578799999999994},{"$f":"VLOOKUP(R1130,Start!$C$9:$D$15,2,FALSE)+VLOOKUP(R1130,Start!$C$23:$D$29,2,FALSE)","v":54.56},{"$f":"(Y1130/T1130)+Start!$D$19*(VLOOKUP(R1130,Start!$M$33:$N$39,2,FALSE)/T1130)+VLOOKUP(S1130,Start!$C$33:$D$40,2,FALSE)","v":172.63181578947371}]
[null,null,"Yes","SEE923485223774",null,"STEAG","Fenne MKV Gasturbine",66333,"Völklingen","Saarbrücker Straße 135","Saarland","1982-08-01","Mineralölprodukte","Heizöl, leicht","Oil","Ja","Gasturbinen ohne Abhitzekessel","Oil","Oil",0.4,"own Assumption",35,35,{"$f":"(1-VLOOKUP(S1131,Start!$H$33:$I$40,2,FALSE)/100)*W1131","v":29.75},{"$f":"VLOOKUP(R1131,Start!$C$9:$D$15,2,FALSE)+VLOOKUP(R1131,Start!$C$23:$D$29,2,FALSE)","v":35.54},{"$f":"(Y1131/T1131)+Start!$D$19*(VLOOKUP(R1131,Start!$M$33:$N$39,2,FALSE)/T1131)+VLOOKUP(S1131,Start!$C$33:$D$40,2,FALSE)","v":126.313}]
[null,null,"Yes","SEE914143996840",null,"Sasol Germany GmbH","GT3",25541,"Brunsbüttel","Fritz-Staiger-Straße 15","Schleswig-Holstein","2020-10-02","Erdgas","Erdgas, Erdölgas","Gas","Ja","Gasturbinen mit Abhitzekessel","Gas","CCGT",0.4,"own Assumption",7.4859999999999998,7.4279999999999999,{"$f":"(1-VLOOKUP(S1132,Start!$H$33:$I$40,2,FALSE)/100)*W1132","v":6.4623600000000003},{"$f":"VLOOKUP(R1132,Start!$C$9:$D$15,2,FALSE)+VLOOKUP(R1132,Start!$C$23:$D$29,2,FALSE)","v":54.56},{"$f":"(Y1132/T1132)+Start!$D$19*(VLOOKUP(R1132,Start!$M$33:$N$39,2,FALSE)/T1132)+VLOOKUP(S1132,Start!$C$33:$D$40,2,FALSE)","v":164.07522499999999}]
[null,null,"Yes","SEE943163469652",null,"Stadtwerke Frankfurt (Oder) GmbH","BHKW-Süd",15236,"Frankfurt","Am Hohen Feld 0,125","Brandenburg","2015-04-28","Erdgas","Erdgas, Erdölgas","Gas","Ja","Verbrennungsmotor","Gas","CCGT",0.4,"own Assumption",1.9990000000000001,1.9990000000000001,{"$f":"(1-VLOOKUP(S1133,Start!$H$33:$I$40,2,FALSE)/100)*W1133","v":1.7391300000000001},{"$f":"VLOOKUP(R1133,Start!$C$9:$D$15,2,FALSE)+VLOOKUP(R1133,Start!$C$23:$D$29,2,FALSE)","v":54.56},{"$f":"(Y1133/T1133)+Start!$D$19*(VLOOKUP(R1133,Start!$M$33:$N$39,2,FALSE)/T1133)+VLOOKUP(S1133,Start!$C$33:$D$40,2,FALSE)","v":164.07522499999999}]
[null,null,"Yes","SEE983424047212",null,"Stadtwerke Frankfurt (Oder) GmbH","HKW GT",15236,"Frankfurt","Am Hohen Feld 4","Brandenburg","1997-10-09","Erdgas","Erdgas, Erdölgas","Gas","Ja","Gasturbinen mit nachgeschalteter Dampfturbine","Gas","CCGT",0.5,"own Assumption",25,25,{"$f":"(1-VLOOKUP(S1134,Start!$H$33:$I$40,2,FALSE)/100)*W1134","v":21.75},{"$f":"VLOOKUP(R1134,Start!$C$9:$D$15,2,FALSE)+VLOOKUP(R1134,Start!$C$23:$D$29,2,FALSE)","v":54.56},{"$f":"(Y1134/T1134)+Start!$D$19*(VLOOKUP(R1134,Start!$M$33:$N$39,2,FALSE)/T1134)+VLOOKUP(S1134,Start!$C$33:$D$40,2,FALSE)","v":131.56018}]
[null,null,"Yes","SEE942432515786",null,"WMF Group GmbH","Dampfturbine",73312,"Geislingen","Eberhardstraße 35","Baden-Württemberg","1943-01-01","Erdgas","Erdgas, Erdölgas","Gas","Nein","Kondensationsmaschine mit Entnahme","Gas","CCGT",0.4,"own Assumption",10.6,10.6,{"$f":"(1-VLOOKUP(S1135,Start!$H$33:$I$40,2,FALSE)/100)*W1135","v":9.2219999999999995},{"$f":"VLOOKUP(R1135,Start!$C$9:$D$15,2,FALSE)+VLOOKUP(R1135,Start!$C$23:$D$29,2,FALSE)","v":54.56},{"$f":"(Y1135/T1135)+Start!$D$19*(VLOOKUP(R1135,Start!$M$33:$N$39,2,FALSE)/T1135)+VLOOKUP(S1135,Start!$C$33:$D$40,2,FALSE)","v":164.07522499999999}]
[null,null,"Yes","SEE942028155815",null,"Stadtwerke Greifswald GmbH","BHKW-Kapaunenstraße Modul 1",17489,"Greifswald","Kapaunenstraße 0","Mecklenburg-Vorpommern","2018-09-26","Erdgas","Erdgas, Erdölgas","Gas","Ja","Verbrennungsmotor","Gas","CCGT",0.4,"own Assumption",2.6589999999999998,2.5790000000000002,{"$f":"(1-VLOOKUP(S1136,Start!$H$33:$I$40,2,FALSE)/100)*W1136","v":2.2437300000000002},{"$f":"VLOOKUP(R1136,Start!$C$9:$D$15,2,FALSE)+VLOOKUP(R1136,Start!$C$23:$D$29,2,FALSE)","v":54.56},{"$f":"(Y1136/T1136)+Start!$D$19*(VLOOKUP(R1136,Start!$M$33:$N$39,2,FALSE)/T1136)+VLOOKUP(S1136,Start!$C$33:$D$40,2,FALSE)","v":164.07522499999999}]
[null,null,"Yes","SEE971441182924",null,"Stadtwerke Greifswald GmbH","BHKW-Kapaunenstraße Modul 2",17489,"Greifswald","Kapaunenstraße 1","Mecklenburg-Vorpommern","2018-09-26","Erdgas","Erdgas, Erdölgas","Gas","Ja","Verbrennungsmotor","Gas","CCGT",0.4,"own Assumption",2.6589999999999998,2.5790000000000002,{"$f":"(1-VLOOKUP(S1137,Start!$H$33:$I$40,2,FALSE)/100)*W1137","v":2.2437300000000002},{"$f":"VLOOKUP(R1137,Start!$C$9:$D$15,2,FALSE)+VLOOKUP(R1137,Start!$C$23:$D$29,2,FALSE)","v":54.56},{"$f":"(Y1137/T1137)+Start!$D$19*(VLOOKUP(R1137,Start!$M$33:$N$39,2,FALSE)/T1137)+VLOOKUP(S1137,Start!$C$33:$D$40,2,FALSE)","v":164.07522499999999}]
[null,null,"Yes","SEE982138852266",null,"Stadtwerke Greifswald GmbH","BHKW-Süd",17489,"Greifswald","An der Jungfernwiese 8","Mecklenburg-Vorpommern","2020-12-16","Erdgas","Erdgas, Erdölgas","Gas","Ja","Verbrennungsmotor","Gas","CCGT",0.4,"own Assumption",4.1849999999999996,4.0999999999999996,{"$f":"(1-VLOOKUP(S1138,Start!$H$33:$I$40,2,FALSE)/100)*W1138","v":3.5669999999999997},{"$f":"VLOOKUP(R1138,Start!$C$9:$D$15,2,FALSE)+VLOOKUP(R1138,Start!$C$23:$D$29,2,FALSE)","v":54.56},{"$f":"(Y1138/T1138)+Start!$D$19*(VLOOKUP(R1138,Start!$M$33:$N$39,2,FALSE)/T1138)+VLOOKUP(S1138,Start!$C$33:$D$40,2,FALSE)","v":164.07522499999999}]
[null,null,"Yes","SEE974638642331",null,"Wärme Hamburg GmbH","BHKW Allermöhe",21033,"Hamburg","Ladenbeker Furtweg 199","Hamburg","1996-12-01","Erdgas","Erdgas, Erdölgas","Gas","Ja","Verbrennungsmotor","Gas","CCGT",0.38,"own Assumption",2.605,2.5499999999999998,{"$f":"(1-VLOOKUP(S1139,Start!$H$33:$I$40,2,FALSE)/100)*W1139","v":2.2184999999999997},{"$f":"VLOOKUP(R1139,Start!$C$9:$D$15,2,FALSE)+VLOOKUP(R1139,Start!$C$23:$D$29,2,FALSE)","v":54.56},{"$f":"(Y1139/T1139)+Start!$D$19*(VLOOKUP(R1139,Start!$M$33:$N$39,2,FALSE)/T1139)+VLOOKUP(S1139,Start!$C$33:$D$40,2,FALSE)","v":172.63181578947371}]
[null,null,"Yes","SEE997054171575",null,"Wärme Hamburg GmbH","BHKW Allermöhe",21033,"Hamburg","Ladenbeker Furtweg 199","Hamburg","1996-12-01","Erdgas","Erdgas, Erdölgas","Gas","Ja","Verbrennungsmotor","Gas","CCGT",0.38,"own Assumption",2.605,2.5499999999999998,{"$f":"(1-VLOOKUP(S1140,Start!$H$33:$I$40,2,FALSE)/100)*W1140","v":2.2184999999999997},{"$f":"VLOOKUP(R1140,Start!$C$9:$D$15,2,FALSE)+VLOOKUP(R1140,Start!$C$23:$D$29,2,FALSE)","v":54.56},{"$f":"(Y1140/T1140)+Start!$D$19*(VLOOKUP(R1140,Start!$M$33:$N$39,2,FALSE)/T1140)+VLOOKUP(S1140,Start!$C$33:$D$40,2,FALSE)","v":172.63181578947371}]
[null,null,"Yes","SEE961348125032",null,"Wärme Hamburg GmbH","BHKW Farmsen",22159,"Hamburg","Eckerkoppel ","Hamburg","1998-01-01","Erdgas","Erdgas, Erdölgas","Gas","Ja","Verbrennungsmotor","Gas","CCGT",0.38,"own Assumption",5.8,5.7130000000000001,{"$f":"(1-VLOOKUP(S1141,Start!$H$33:$I$40,2,FALSE)/100)*W1141","v":4.9703100000000004},{"$f":"VLOOKUP(R1141,Start!$C$9:$D$15,2,FALSE)+VLOOKUP(R1141,Start!$C$23:$D$29,2,FALSE)","v":54.56},{"$f":"(Y1141/T1141)+Start!$D$19*(VLOOKUP(R1141,Start!$M$33:$N$39,2,FALSE)/T1141)+VLOOKUP(S1141,Start!$C$33:$D$40,2,FALSE)","v":172.63181578947371}]
[null,null,"Yes","SEE902329484380",null,"Südzucker AG","Dampfturbine I Südzucker Wabern",34590,"Wabern","Homberger Straße 1","Hessen","1976-10-08","Wärme","Prozessdampf","Wärme","Ja","Gegendruckmaschine ohne Entnahme","Other","Other",0.35,"own Assumption",12.54,11.875399999999999,{"$f":"(1-VLOOKUP(S1142,Start!$H$33:$I$40,2,FALSE)/100)*W1142","v":10.09409},{"$f":"VLOOKUP(R1142,Start!$C$9:$D$15,2,FALSE)+VLOOKUP(R1142,Start!$C$23:$D$29,2,FALSE)","v":38},{"$f":"(Y1142/T1142)+Start!$D$19*(VLOOKUP(R1142,Start!$M$33:$N$39,2,FALSE)/T1142)+VLOOKUP(S1142,Start!$C$33:$D$40,2,FALSE)","v":141.42074285714287}]
[null,null,"Yes","SEE972239033510",null,"Südzucker AG","Dampfturbine II Südzucker Wabern",34590,"Wabern","Homberger Straße 1","Hessen","1976-10-08","Wärme","Prozessdampf","Wärme","Ja","Gegendruckmaschine ohne Entnahme","Other","Other",0.35,"own Assumption",4.37,4.1383900000000002,{"$f":"(1-VLOOKUP(S1143,Start!$H$33:$I$40,2,FALSE)/100)*W1143","v":3.5176315000000002},{"$f":"VLOOKUP(R1143,Start!$C$9:$D$15,2,FALSE)+VLOOKUP(R1143,Start!$C$23:$D$29,2,FALSE)","v":38},{"$f":"(Y1143/T1143)+Start!$D$19*(VLOOKUP(R1143,Start!$M$33:$N$39,2,FALSE)/T1143)+VLOOKUP(S1143,Start!$C$33:$D$40,2,FALSE)","v":141.42074285714287}]
[null,null,"Yes","SEE917568874298",null,"Sachsenmilch Leppersdorf GmbH","7710MKA10-DT",1454,"Wachau","An den Breiten ","Sachsen","2014-07-21","Wärme","Prozessdampf","Wärme","Ja","Gegendruckmaschine mit Entnahme","Other","Other",0.4,"own Assumption",6.44,5.8739999999999997,{"$f":"(1-VLOOKUP(S1144,Start!$H$33:$I$40,2,FALSE)/100)*W1144","v":4.9928999999999997},{"$f":"VLOOKUP(R1144,Start!$C$9:$D$15,2,FALSE)+VLOOKUP(R1144,Start!$C$23:$D$29,2,FALSE)","v":38},{"$f":"(Y1144/T1144)+Start!$D$19*(VLOOKUP(R1144,Start!$M$33:$N$39,2,FALSE)/T1144)+VLOOKUP(S1144,Start!$C$33:$D$40,2,FALSE)","v":123.86815}]
[null,null,"Yes","SEE994846175667",null,"Wärme Hamburg GmbH","BHKW Haferweg",22769,"Hamburg","Haferweg 17","Hamburg","2016-08-09","Erdgas","Erdgas, Erdölgas","Gas","Ja","Verbrennungsmotor","Gas","CCGT",0.4,"own Assumption",1.323,1.282,{"$f":"(1-VLOOKUP(S1145,Start!$H$33:$I$40,2,FALSE)/100)*W1145","v":1.11534},{"$f":"VLOOKUP(R1145,Start!$C$9:$D$15,2,FALSE)+VLOOKUP(R1145,Start!$C$23:$D$29,2,FALSE)","v":54.56},{"$f":"(Y1145/T1145)+Start!$D$19*(VLOOKUP(R1145,Start!$M$33:$N$39,2,FALSE)/T1145)+VLOOKUP(S1145,Start!$C$33:$D$40,2,FALSE)","v":164.07522499999999}]
[null,null,"Yes","SEE903050015065",null,"Wärme Hamburg GmbH","HW Hafen",20457,"Hamburg","Am Dalmannkai 1","Hamburg","2005-09-14","Erdgas","Erdgas, Erdölgas","Gas","Ja","Gasturbinen mit Abhitzekessel","Gas","CCGT",0.4,"own Assumption",2,1.915,{"$f":"(1-VLOOKUP(S1146,Start!$H$33:$I$40,2,FALSE)/100)*W1146","v":1.66605},{"$f":"VLOOKUP(R1146,Start!$C$9:$D$15,2,FALSE)+VLOOKUP(R1146,Start!$C$23:$D$29,2,FALSE)","v":54.56},{"$f":"(Y1146/T1146)+Start!$D$19*(VLOOKUP(R1146,Start!$M$33:$N$39,2,FALSE)/T1146)+VLOOKUP(S1146,Start!$C$33:$D$40,2,FALSE)","v":164.07522499999999}]
[null,null,"Yes","SEE936112096313",null,"SWISS KRONO TEX","BHKW",16909,"Heiligengrabe","Wittstocker Chaussee 1","Brandenburg","2016-01-21","Erdgas","Erdgas, Erdölgas","Gas","Ja","Verbrennungsmotor","Gas","CCGT",0.4,"own Assumption",1.9990000000000001,1.9570000000000001,{"$f":"(1-VLOOKUP(S1147,Start!$H$33:$I$40,2,FALSE)/100)*W1147","v":1.70259},{"$f":"VLOOKUP(R1147,Start!$C$9:$D$15,2,FALSE)+VLOOKUP(R1147,Start!$C$23:$D$29,2,FALSE)","v":54.56},{"$f":"(Y1147/T1147)+Start!$D$19*(VLOOKUP(R1147,Start!$M$33:$N$39,2,FALSE)/T1147)+VLOOKUP(S1147,Start!$C$33:$D$40,2,FALSE)","v":164.07522499999999}]
[null,null,"Yes","SEE901516014812",null,"Smurfit Kappa Herzberg Solid Board GmbH","Dampfturbine 1",37412,"Herzberg","Andreasberger Straße 1","Niedersachsen","1955-01-01","Erdgas","Erdgas, Erdölgas","Gas","Ja","Gegendruckmaschine ohne Entnahme","Gas","CCGT",0.35,"own Assumption",2.84,2.64,{"$f":"(1-VLOOKUP(S1148,Start!$H$33:$I$40,2,FALSE)/100)*W1148","v":2.2968000000000002},{"$f":"VLOOKUP(R1148,Start!$C$9:$D$15,2,FALSE)+VLOOKUP(R1148,Start!$C$23:$D$29,2,FALSE)","v":54.56},{"$f":"(Y1148/T1148)+Start!$D$19*(VLOOKUP(R1148,Start!$M$33:$N$39,2,FALSE)/T1148)+VLOOKUP(S1148,Start!$C$33:$D$40,2,FALSE)","v":187.30025714285716}]
[null,null,"Yes","SEE911689709217",null,"Smurfit Kappa Herzberg Solid Board GmbH","Dampfturbine 2",37412,"Herzberg","Andreasberger Straße 1","Niedersachsen","1957-01-01","Erdgas","Erdgas, Erdölgas","Gas","Ja","Kondensationsmaschine mit Entnahme","Gas","CCGT",0.4,"own Assumption",6.4,6,{"$f":"(1-VLOOKUP(S1149,Start!$H$33:$I$40,2,FALSE)/100)*W1149","v":5.22},{"$f":"VLOOKUP(R1149,Start!$C$9:$D$15,2,FALSE)+VLOOKUP(R1149,Start!$C$23:$D$29,2,FALSE)","v":54.56},{"$f":"(Y1149/T1149)+Start!$D$19*(VLOOKUP(R1149,Start!$M$33:$N$39,2,FALSE)/T1149)+VLOOKUP(S1149,Start!$C$33:$D$40,2,FALSE)","v":164.07522499999999}]
[null,null,"Yes","SEE906315722982",null,"Smurfit Kappa Hoya Papier und Karton GmbH","DT 1",27318,"Hoya","Von-dem-Bussche-Straße 1","Niedersachsen","1971-01-01","Erdgas","Erdgas, Erdölgas","Gas","Ja","Gegendruckmaschine mit Entnahme","Gas","CCGT",0.4,"own Assumption",6.4,6.1440000000000001,{"$f":"(1-VLOOKUP(S1150,Start!$H$33:$I$40,2,FALSE)/100)*W1150","v":5.3452799999999998},{"$f":"VLOOKUP(R1150,Start!$C$9:$D$15,2,FALSE)+VLOOKUP(R1150,Start!$C$23:$D$29,2,FALSE)","v":54.56},{"$f":"(Y1150/T1150)+Start!$D$19*(VLOOKUP(R1150,Start!$M$33:$N$39,2,FALSE)/T1150)+VLOOKUP(S1150,Start!$C$33:$D$40,2,FALSE)","v":164.07522499999999}]
[null,null,"Yes","SEE914688001801",null,"Smurfit Kappa Hoya Papier und Karton GmbH","DT 2 (KKK)",27318,"Hoya","Von-dem-Bussche-Straße 1","Niedersachsen","1996-01-01","Erdgas","Erdgas, Erdölgas","Gas","Ja","Gegendruckmaschine mit Entnahme","Gas","CCGT",0.4,"own Assumption",4.5199999999999996,4.3390000000000004,{"$f":"(1-VLOOKUP(S1151,Start!$H$33:$I$40,2,FALSE)/100)*W1151","v":3.7749300000000003},{"$f":"VLOOKUP(R1151,Start!$C$9:$D$15,2,FALSE)+VLOOKUP(R1151,Start!$C$23:$D$29,2,FALSE)","v":54.56},{"$f":"(Y1151/T1151)+Start!$D$19*(VLOOKUP(R1151,Start!$M$33:$N$39,2,FALSE)/T1151)+VLOOKUP(S1151,Start!$C$33:$D$40,2,FALSE)","v":164.07522499999999}]
[null,null,"Yes","SEE989342161450",null,"Smurfit Kappa Hoya Papier und Karton GmbH","Gasturbine 2 (TBM)",27318,"Hoya","Von dem Bussche Straße 1","Niedersachsen","2014-05-01","Erdgas","Erdgas, Erdölgas","Gas","Ja","Gasturbinen mit Abhitzekessel","Gas","CCGT",0.4,"own Assumption",6.8,6.5279999999999996,{"$f":"(1-VLOOKUP(S1152,Start!$H$33:$I$40,2,FALSE)/100)*W1152","v":5.67936},{"$f":"VLOOKUP(R1152,Start!$C$9:$D$15,2,FALSE)+VLOOKUP(R1152,Start!$C$23:$D$29,2,FALSE)","v":54.56},{"$f":"(Y1152/T1152)+Start!$D$19*(VLOOKUP(R1152,Start!$M$33:$N$39,2,FALSE)/T1152)+VLOOKUP(S1152,Start!$C$33:$D$40,2,FALSE)","v":164.07522499999999}]
[null,null,"Yes","SEE986633590692",null,"Smurfit Kappa Hoya Papier und Karton GmbH","GT1 CTX",27318,"Hoya","Von-dem-Bussche-Straße 1","Niedersachsen","1996-01-01","Erdgas","Erdgas, Erdölgas","Gas","Ja","Gasturbinen mit nachgeschalteter Dampfturbine","Gas","CCGT",0.5,"own Assumption",5.3696000000000002,5.1550000000000002,{"$f":"(1-VLOOKUP(S1153,Start!$H$33:$I$40,2,FALSE)/100)*W1153","v":4.4848499999999998},{"$f":"VLOOKUP(R1153,Start!$C$9:$D$15,2,FALSE)+VLOOKUP(R1153,Start!$C$23:$D$29,2,FALSE)","v":54.56},{"$f":"(Y1153/T1153)+Start!$D$19*(VLOOKUP(R1153,Start!$M$33:$N$39,2,FALSE)/T1153)+VLOOKUP(S1153,Start!$C$33:$D$40,2,FALSE)","v":131.56018}]
[null,null,"Yes","SEE939394838077",null,"Stadtwerke Lemgo GmbH","KWK-0005",32657,"Lemgo","Bruchweg 28","Nordrhein-Westfalen","2014-10-24","Erdgas","Erdgas, Erdölgas","Gas","Ja","Verbrennungsmotor","Gas","CCGT",0.4,"own Assumption",1.9990000000000001,1.9990000000000001,{"$f":"(1-VLOOKUP(S1154,Start!$H$33:$I$40,2,FALSE)/100)*W1154","v":1.7391300000000001},{"$f":"VLOOKUP(R1154,Start!$C$9:$D$15,2,FALSE)+VLOOKUP(R1154,Start!$C$23:$D$29,2,FALSE)","v":54.56},{"$f":"(Y1154/T1154)+Start!$D$19*(VLOOKUP(R1154,Start!$M$33:$N$39,2,FALSE)/T1154)+VLOOKUP(S1154,Start!$C$33:$D$40,2,FALSE)","v":164.07522499999999}]
[null,null,"Yes","SEE919932222612",null,"Stadtwerke Lemgo GmbH","KWK-0006",32657,"Lemgo","Großer Schratweg 2","Nordrhein-Westfalen","2012-02-09","Erdgas","Erdgas, Erdölgas","Gas","Ja","Verbrennungsmotor","Gas","CCGT",0.4,"own Assumption",1.9990000000000001,1.9990000000000001,{"$f":"(1-VLOOKUP(S1155,Start!$H$33:$I$40,2,FALSE)/100)*W1155","v":1.7391300000000001},{"$f":"VLOOKUP(R1155,Start!$C$9:$D$15,2,FALSE)+VLOOKUP(R1155,Start!$C$23:$D$29,2,FALSE)","v":54.56},{"$f":"(Y1155/T1155)+Start!$D$19*(VLOOKUP(R1155,Start!$M$33:$N$39,2,FALSE)/T1155)+VLOOKUP(S1155,Start!$C$33:$D$40,2,FALSE)","v":164.07522499999999}]
[null,null,"Yes","SEE929612840487",null,"Stadtwerke Lemgo GmbH","KWK-0007",32657,"Lemgo","Campusallee 5","Nordrhein-Westfalen","2014-11-13","Erdgas","Erdgas, Erdölgas","Gas","Ja","Verbrennungsmotor","Gas","CCGT",0.4,"own Assumption",1.9990000000000001,1.9990000000000001,{"$f":"(1-VLOOKUP(S1156,Start!$H$33:$I$40,2,FALSE)/100)*W1156","v":1.7391300000000001},{"$f":"VLOOKUP(R1156,Start!$C$9:$D$15,2,FALSE)+VLOOKUP(R1156,Start!$C$23:$D$29,2,FALSE)","v":54.56},{"$f":"(Y1156/T1156)+Start!$D$19*(VLOOKUP(R1156,Start!$M$33:$N$39,2,FALSE)/T1156)+VLOOKUP(S1156,Start!$C$33:$D$40,2,FALSE)","v":164.07522499999999}]
[null,null,"Yes","SEE966235726637",null,"Volkswagen AG","011_CS01_USV-1",38440,"Wolfsburg","Berliner Ring 2","Niedersachsen","2013-05-14","Mineralölprodukte","Dieselkraftstoff","Oil","Nein","Verbrennungsmotor","Oil","Oil",0.4,"own Assumption",1.25,1.1100000000000001,{"$f":"(1-VLOOKUP(S1157,Start!$H$33:$I$40,2,FALSE)/100)*W1157","v":0.94350000000000001},{"$f":"VLOOKUP(R1157,Start!$C$9:$D$15,2,FALSE)+VLOOKUP(R1157,Start!$C$23:$D$29,2,FALSE)","v":35.54},{"$f":"(Y1157/T1157)+Start!$D$19*(VLOOKUP(R1157,Start!$M$33:$N$39,2,FALSE)/T1157)+VLOOKUP(S1157,Start!$C$33:$D$40,2,FALSE)","v":126.313}]
[null,null,"Yes","SEE920130351394",null,"Volkswagen AG","011_CS01_USV-2",38440,"Wolfsburg","Berliner Ring 2","Niedersachsen","2013-05-14","Mineralölprodukte","Dieselkraftstoff","Oil","Nein","Verbrennungsmotor","Oil","Oil",0.4,"own Assumption",1.25,1.1100000000000001,{"$f":"(1-VLOOKUP(S1158,Start!$H$33:$I$40,2,FALSE)/100)*W1158","v":0.94350000000000001},{"$f":"VLOOKUP(R1158,Start!$C$9:$D$15,2,FALSE)+VLOOKUP(R1158,Start!$C$23:$D$29,2,FALSE)","v":35.54},{"$f":"(Y1158/T1158)+Start!$D$19*(VLOOKUP(R1158,Start!$M$33:$N$39,2,FALSE)/T1158)+VLOOKUP(S1158,Start!$C$33:$D$40,2,FALSE)","v":126.313}]
[null,null,"Yes","SEE993275815625",null,"Volkswagen AG","011_CS09_USV-A-1",38440,"Wolfsburg","Berliner Ring 2","Niedersachsen","2016-12-01","Mineralölprodukte","Dieselkraftstoff","Oil","Nein","Verbrennungsmotor","Oil","Oil",0.4,"own Assumption",2.2000000000000002,2,{"$f":"(1-VLOOKUP(S1159,Start!$H$33:$I$40,2,FALSE)/100)*W1159","v":1.7},{"$f":"VLOOKUP(R1159,Start!$C$9:$D$15,2,FALSE)+VLOOKUP(R1159,Start!$C$23:$D$29,2,FALSE)","v":35.54},{"$f":"(Y1159/T1159)+Start!$D$19*(VLOOKUP(R1159,Start!$M$33:$N$39,2,FALSE)/T1159)+VLOOKUP(S1159,Start!$C$33:$D$40,2,FALSE)","v":126.313}]
[null,null,"Yes","SEE984460499508",null,"Volkswagen AG","011_CS09_USV-B-1",38440,"Wolfsburg","Berliner Ring 2","Niedersachsen","2016-12-01","Mineralölprodukte","Dieselkraftstoff","Oil","Nein","Verbrennungsmotor","Oil","Oil",0.4,"own Assumption",2.2000000000000002,2,{"$f":"(1-VLOOKUP(S1160,Start!$H$33:$I$40,2,FALSE)/100)*W1160","v":1.7},{"$f":"VLOOKUP(R1160,Start!$C$9:$D$15,2,FALSE)+VLOOKUP(R1160,Start!$C$23:$D$29,2,FALSE)","v":35.54},{"$f":"(Y1160/T1160)+Start!$D$19*(VLOOKUP(R1160,Start!$M$33:$N$39,2,FALSE)/T1160)+VLOOKUP(S1160,Start!$C$33:$D$40,2,FALSE)","v":126.313}]
[null,null,"Yes","SEE950379558698",null,"Volkswagen AG","011_DY01_USV-A-2",38440,"Wolfsburg","Berliner Ring 2","Niedersachsen","2016-09-01","Mineralölprodukte","Dieselkraftstoff","Oil","Nein","Verbrennungsmotor","Oil","Oil",0.4,"own Assumption",2.2000000000000002,2,{"$f":"(1-VLOOKUP(S1161,Start!$H$33:$I$40,2,FALSE)/100)*W1161","v":1.7},{"$f":"VLOOKUP(R1161,Start!$C$9:$D$15,2,FALSE)+VLOOKUP(R1161,Start!$C$23:$D$29,2,FALSE)","v":35.54},{"$f":"(Y1161/T1161)+Start!$D$19*(VLOOKUP(R1161,Start!$M$33:$N$39,2,FALSE)/T1161)+VLOOKUP(S1161,Start!$C$33:$D$40,2,FALSE)","v":126.313}]
[null,null,"Yes","SEE907667431027",null,"Volkswagen AG","011_DY01_USV-B-2",38440,"Wolfsburg","Berliner Ring 2","Niedersachsen","2016-12-01","Mineralölprodukte","Dieselkraftstoff","Oil","Nein","Verbrennungsmotor","Oil","Oil",0.4,"own Assumption",2.2000000000000002,2,{"$f":"(1-VLOOKUP(S1162,Start!$H$33:$I$40,2,FALSE)/100)*W1162","v":1.7},{"$f":"VLOOKUP(R1162,Start!$C$9:$D$15,2,FALSE)+VLOOKUP(R1162,Start!$C$23:$D$29,2,FALSE)","v":35.54},{"$f":"(Y1162/T1162)+Start!$D$19*(VLOOKUP(R1162,Start!$M$33:$N$39,2,FALSE)/T1162)+VLOOKUP(S1162,Start!$C$33:$D$40,2,FALSE)","v":126.313}]
[null,null,"Yes","SEE996033213305",null,"Volkswagen AG","011-DY01 USV-A-1",38440,"Wolfsburg","Berliner Ring 2","Niedersachsen","2010-12-12","Mineralölprodukte","Dieselkraftstoff","Oil","Nein","Verbrennungsmotor","Oil","Oil",0.4,"own Assumption",2.2000000000000002,2,{"$f":"(1-VLOOKUP(S1163,Start!$H$33:$I$40,2,FALSE)/100)*W1163","v":1.7},{"$f":"VLOOKUP(R1163,Start!$C$9:$D$15,2,FALSE)+VLOOKUP(R1163,Start!$C$23:$D$29,2,FALSE)","v":35.54},{"$f":"(Y1163/T1163)+Start!$D$19*(VLOOKUP(R1163,Start!$M$33:$N$39,2,FALSE)/T1163)+VLOOKUP(S1163,Start!$C$33:$D$40,2,FALSE)","v":126.313}]
[null,null,"Yes","SEE957716831667",null,"Volkswagen AG","011-DY01 USV-B-1",38440,"Wolfsburg","Berliner Ring 2","Niedersachsen","2010-12-12","Mineralölprodukte","Dieselkraftstoff","Oil","Nein","Verbrennungsmotor","Oil","Oil",0.4,"own Assumption",2.2000000000000002,2,{"$f":"(1-VLOOKUP(S1164,Start!$H$33:$I$40,2,FALSE)/100)*W1164","v":1.7},{"$f":"VLOOKUP(R1164,Start!$C$9:$D$15,2,FALSE)+VLOOKUP(R1164,Start!$C$23:$D$29,2,FALSE)","v":35.54},{"$f":"(Y1164/T1164)+Start!$D$19*(VLOOKUP(R1164,Start!$M$33:$N$39,2,FALSE)/T1164)+VLOOKUP(S1164,Start!$C$33:$D$40,2,FALSE)","v":126.313}]
[null,null,"Yes","SEE955509938364",null,"Volkswagen AG","EATA_H72a_GDV_31",38440,"Wolfsburg","Berliner Ring 2","Niedersachsen","2000-01-01","Mineralölprodukte","Andere Mineralölprodukte","Oil","Nein","Verbrennungsmotor","Oil","Oil",0.4,"own Assumption",1.256,1.256,{"$f":"(1-VLOOKUP(S1165,Start!$H$33:$I$40,2,FALSE)/100)*W1165","v":1.0675999999999999},{"$f":"VLOOKUP(R1165,Start!$C$9:$D$15,2,FALSE)+VLOOKUP(R1165,Start!$C$23:$D$29,2,FALSE)","v":35.54},{"$f":"(Y1165/T1165)+Start!$D$19*(VLOOKUP(R1165,Start!$M$33:$N$39,2,FALSE)/T1165)+VLOOKUP(S1165,Start!$C$33:$D$40,2,FALSE)","v":126.313}]
[null,null,"Yes","SEE995963332841",null,"Stadtwerke Lemgo GmbH","KWK-0008",32657,"Lemgo","Liemer Weg 61","Nordrhein-Westfalen","2013-12-16","Erdgas","Erdgas, Erdölgas","Gas","Ja","Verbrennungsmotor","Gas","CCGT",0.4,"own Assumption",1.9990000000000001,1.9990000000000001,{"$f":"(1-VLOOKUP(S1166,Start!$H$33:$I$40,2,FALSE)/100)*W1166","v":1.7391300000000001},{"$f":"VLOOKUP(R1166,Start!$C$9:$D$15,2,FALSE)+VLOOKUP(R1166,Start!$C$23:$D$29,2,FALSE)","v":54.56},{"$f":"(Y1166/T1166)+Start!$D$19*(VLOOKUP(R1166,Start!$M$33:$N$39,2,FALSE)/T1166)+VLOOKUP(S1166,Start!$C$33:$D$40,2,FALSE)","v":164.07522499999999}]
[null,null,"Yes","SEE987257004671",null,"Stadtwerke Lemgo GmbH","KWK-0009",32657,"Lemgo","Liemer Weg 85","Nordrhein-Westfalen","2011-12-20","Erdgas","Erdgas, Erdölgas","Gas","Ja","Verbrennungsmotor","Gas","CCGT",0.4,"own Assumption",1.9990000000000001,1.9990000000000001,{"$f":"(1-VLOOKUP(S1167,Start!$H$33:$I$40,2,FALSE)/100)*W1167","v":1.7391300000000001},{"$f":"VLOOKUP(R1167,Start!$C$9:$D$15,2,FALSE)+VLOOKUP(R1167,Start!$C$23:$D$29,2,FALSE)","v":54.56},{"$f":"(Y1167/T1167)+Start!$D$19*(VLOOKUP(R1167,Start!$M$33:$N$39,2,FALSE)/T1167)+VLOOKUP(S1167,Start!$C$33:$D$40,2,FALSE)","v":164.07522499999999}]
[null,null,"Yes","SEE924769212057",null,"Stadtwerke Lemgo GmbH","KWK-0010",32657,"Lemgo","Pagenhelle 14","Nordrhein-Westfalen","2013-09-16","Erdgas","Erdgas, Erdölgas","Gas","Ja","Verbrennungsmotor","Gas","CCGT",0.4,"own Assumption",1.03,1.03,{"$f":"(1-VLOOKUP(S1168,Start!$H$33:$I$40,2,FALSE)/100)*W1168","v":0.89610000000000001},{"$f":"VLOOKUP(R1168,Start!$C$9:$D$15,2,FALSE)+VLOOKUP(R1168,Start!$C$23:$D$29,2,FALSE)","v":54.56},{"$f":"(Y1168/T1168)+Start!$D$19*(VLOOKUP(R1168,Start!$M$33:$N$39,2,FALSE)/T1168)+VLOOKUP(S1168,Start!$C$33:$D$40,2,FALSE)","v":164.07522499999999}]
[null,null,"Yes","SEE917211054664",null,"Stadtwerke Lübeck GmbH","BHKW CGS",23562,"Lübeck","Carl-Gauß-Straße 100","Schleswig-Holstein","2016-08-05","Erdgas","Erdgas, Erdölgas","Gas","Ja","Verbrennungsmotor","Gas","CCGT",0.4,"own Assumption",1.9990000000000001,1.9990000000000001,{"$f":"(1-VLOOKUP(S1169,Start!$H$33:$I$40,2,FALSE)/100)*W1169","v":1.7391300000000001},{"$f":"VLOOKUP(R1169,Start!$C$9:$D$15,2,FALSE)+VLOOKUP(R1169,Start!$C$23:$D$29,2,FALSE)","v":54.56},{"$f":"(Y1169/T1169)+Start!$D$19*(VLOOKUP(R1169,Start!$M$33:$N$39,2,FALSE)/T1169)+VLOOKUP(S1169,Start!$C$33:$D$40,2,FALSE)","v":164.07522499999999}]
[null,null,"Yes","SEE960400012501",null,"Stadtwerke Lübeck GmbH","BHKW FAH",23570,"Lübeck","Am Fahrenberg 2","Schleswig-Holstein","2013-10-01","Erdgas","Erdgas, Erdölgas","Gas","Ja","Verbrennungsmotor","Gas","CCGT",0.4,"own Assumption",1.998,1.998,{"$f":"(1-VLOOKUP(S1170,Start!$H$33:$I$40,2,FALSE)/100)*W1170","v":1.7382599999999999},{"$f":"VLOOKUP(R1170,Start!$C$9:$D$15,2,FALSE)+VLOOKUP(R1170,Start!$C$23:$D$29,2,FALSE)","v":54.56},{"$f":"(Y1170/T1170)+Start!$D$19*(VLOOKUP(R1170,Start!$M$33:$N$39,2,FALSE)/T1170)+VLOOKUP(S1170,Start!$C$33:$D$40,2,FALSE)","v":164.07522499999999}]
[null,null,"Yes","SEE968328974024",null,"Stadtwerke Lübeck GmbH","BHKW GEN (mit Spillingmotor)",23560,"Lübeck","Geniner Straße 80","Schleswig-Holstein","1989-01-01","Erdgas","Erdgas, Erdölgas","Gas","Ja","Sonstige","Gas","CCGT",0.4,"own Assumption",1.909,1.909,{"$f":"(1-VLOOKUP(S1171,Start!$H$33:$I$40,2,FALSE)/100)*W1171","v":1.66083},{"$f":"VLOOKUP(R1171,Start!$C$9:$D$15,2,FALSE)+VLOOKUP(R1171,Start!$C$23:$D$29,2,FALSE)","v":54.56},{"$f":"(Y1171/T1171)+Start!$D$19*(VLOOKUP(R1171,Start!$M$33:$N$39,2,FALSE)/T1171)+VLOOKUP(S1171,Start!$C$33:$D$40,2,FALSE)","v":164.07522499999999}]
[null,null,"Yes","SEE990627277469",null,"Stadtwerke Lübeck GmbH","BHKW KAR",23558,"Lübeck","Karavellenstraße 0,166666666666667","Schleswig-Holstein","1991-07-15","Erdgas","Erdgas, Erdölgas","Gas","Ja","Verbrennungsmotor","Gas","CCGT",0.38,"own Assumption",2,2,{"$f":"(1-VLOOKUP(S1172,Start!$H$33:$I$40,2,FALSE)/100)*W1172","v":1.74},{"$f":"VLOOKUP(R1172,Start!$C$9:$D$15,2,FALSE)+VLOOKUP(R1172,Start!$C$23:$D$29,2,FALSE)","v":54.56},{"$f":"(Y1172/T1172)+Start!$D$19*(VLOOKUP(R1172,Start!$M$33:$N$39,2,FALSE)/T1172)+VLOOKUP(S1172,Start!$C$33:$D$40,2,FALSE)","v":172.63181578947371}]
[null,null,"Yes","SEE934738705541",null,"Stadtwerke Lübeck GmbH","BHKW MBT",23569,"Lübeck","Zum Mühlbachtal 1","Schleswig-Holstein","2016-01-18","Erdgas","Erdgas, Erdölgas","Gas","Ja","Verbrennungsmotor","Gas","CCGT",0.4,"own Assumption",1.998,1.998,{"$f":"(1-VLOOKUP(S1173,Start!$H$33:$I$40,2,FALSE)/100)*W1173","v":1.7382599999999999},{"$f":"VLOOKUP(R1173,Start!$C$9:$D$15,2,FALSE)+VLOOKUP(R1173,Start!$C$23:$D$29,2,FALSE)","v":54.56},{"$f":"(Y1173/T1173)+Start!$D$19*(VLOOKUP(R1173,Start!$M$33:$N$39,2,FALSE)/T1173)+VLOOKUP(S1173,Start!$C$33:$D$40,2,FALSE)","v":164.07522499999999}]
[null,null,"Yes","SEE984434924425",null,"Stadtwerke Lübeck GmbH","BHKW MOB",23560,"Lübeck","Moislinger Berg 2","Schleswig-Holstein","2005-03-01","Erdgas","Erdgas, Erdölgas","Gas","Ja","Verbrennungsmotor","Gas","CCGT",0.4,"own Assumption",2,1.97,{"$f":"(1-VLOOKUP(S1174,Start!$H$33:$I$40,2,FALSE)/100)*W1174","v":1.7139},{"$f":"VLOOKUP(R1174,Start!$C$9:$D$15,2,FALSE)+VLOOKUP(R1174,Start!$C$23:$D$29,2,FALSE)","v":54.56},{"$f":"(Y1174/T1174)+Start!$D$19*(VLOOKUP(R1174,Start!$M$33:$N$39,2,FALSE)/T1174)+VLOOKUP(S1174,Start!$C$33:$D$40,2,FALSE)","v":164.07522499999999}]
[null,null,"Yes","SEE950923564083",null,"Stadtwerke Lübeck GmbH","BHKW NIE",23560,"Lübeck","Niendorfer Straße 76","Schleswig-Holstein","2014-02-24","Erdgas","Erdgas, Erdölgas","Gas","Ja","Verbrennungsmotor","Gas","CCGT",0.4,"own Assumption",2,2,{"$f":"(1-VLOOKUP(S1175,Start!$H$33:$I$40,2,FALSE)/100)*W1175","v":1.74},{"$f":"VLOOKUP(R1175,Start!$C$9:$D$15,2,FALSE)+VLOOKUP(R1175,Start!$C$23:$D$29,2,FALSE)","v":54.56},{"$f":"(Y1175/T1175)+Start!$D$19*(VLOOKUP(R1175,Start!$M$33:$N$39,2,FALSE)/T1175)+VLOOKUP(S1175,Start!$C$33:$D$40,2,FALSE)","v":164.07522499999999}]
[null,null,"Yes","SEE973466684971",null,"Stadtwerke Lübeck GmbH","BHKW POS",23554,"Lübeck","Posener Straße 41","Schleswig-Holstein","2005-06-03","Erdgas","Erdgas, Erdölgas","Gas","Ja","Verbrennungsmotor","Gas","CCGT",0.4,"own Assumption",1.9990000000000001,1.9990000000000001,{"$f":"(1-VLOOKUP(S1176,Start!$H$33:$I$40,2,FALSE)/100)*W1176","v":1.7391300000000001},{"$f":"VLOOKUP(R1176,Start!$C$9:$D$15,2,FALSE)+VLOOKUP(R1176,Start!$C$23:$D$29,2,FALSE)","v":54.56},{"$f":"(Y1176/T1176)+Start!$D$19*(VLOOKUP(R1176,Start!$M$33:$N$39,2,FALSE)/T1176)+VLOOKUP(S1176,Start!$C$33:$D$40,2,FALSE)","v":164.07522499999999}]
[null,null,"Yes","SEE933136709328",null,"Stadtwerke Lübeck GmbH","BHKW RAT",23554,"Lübeck","Ratekauer Weg 7","Schleswig-Holstein","2014-11-25","Erdgas","Erdgas, Erdölgas","Gas","Ja","Verbrennungsmotor","Gas","CCGT",0.4,"own Assumption",2,2,{"$f":"(1-VLOOKUP(S1177,Start!$H$33:$I$40,2,FALSE)/100)*W1177","v":1.74},{"$f":"VLOOKUP(R1177,Start!$C$9:$D$15,2,FALSE)+VLOOKUP(R1177,Start!$C$23:$D$29,2,FALSE)","v":54.56},{"$f":"(Y1177/T1177)+Start!$D$19*(VLOOKUP(R1177,Start!$M$33:$N$39,2,FALSE)/T1177)+VLOOKUP(S1177,Start!$C$33:$D$40,2,FALSE)","v":164.07522499999999}]
[null,null,"Yes","SEE992720174720",null,"Stadtwerke Lübeck GmbH","BHKW TOE",23558,"Lübeck","Töpferweg 45","Schleswig-Holstein","2017-07-25","Erdgas","Erdgas, Erdölgas","Gas","Ja","Verbrennungsmotor","Gas","CCGT",0.4,"own Assumption",1.9990000000000001,1.9990000000000001,{"$f":"(1-VLOOKUP(S1178,Start!$H$33:$I$40,2,FALSE)/100)*W1178","v":1.7391300000000001},{"$f":"VLOOKUP(R1178,Start!$C$9:$D$15,2,FALSE)+VLOOKUP(R1178,Start!$C$23:$D$29,2,FALSE)","v":54.56},{"$f":"(Y1178/T1178)+Start!$D$19*(VLOOKUP(R1178,Start!$M$33:$N$39,2,FALSE)/T1178)+VLOOKUP(S1178,Start!$C$33:$D$40,2,FALSE)","v":164.07522499999999}]
[null,null,"Yes","SEE913660206173",null,"Stadtwerke Lübeck GmbH","BHKW ZIE",23556,"Lübeck","Ziegelstraße 152","Schleswig-Holstein","2014-12-03","Erdgas","Erdgas, Erdölgas","Gas","Ja","Verbrennungsmotor","Gas","CCGT",0.4,"own Assumption",2,2,{"$f":"(1-VLOOKUP(S1179,Start!$H$33:$I$40,2,FALSE)/100)*W1179","v":1.74},{"$f":"VLOOKUP(R1179,Start!$C$9:$D$15,2,FALSE)+VLOOKUP(R1179,Start!$C$23:$D$29,2,FALSE)","v":54.56},{"$f":"(Y1179/T1179)+Start!$D$19*(VLOOKUP(R1179,Start!$M$33:$N$39,2,FALSE)/T1179)+VLOOKUP(S1179,Start!$C$33:$D$40,2,FALSE)","v":164.07522499999999}]
[null,null,"Yes","SEE940780197517",null,"Schoeller Technocell GmbH & Co.KG","Schoeller Technocell GmbH & Co.KG Osnabrück",49086,"Osnabrück","Burg Gretesch 1","Niedersachsen","1994-01-01","Erdgas","Erdgas, Erdölgas","Gas","Ja","Gasturbinen mit nachgeschalteter Dampfturbine","Gas","CCGT",0.5,"own Assumption",15.4,15.4,{"$f":"(1-VLOOKUP(S1180,Start!$H$33:$I$40,2,FALSE)/100)*W1180","v":13.398},{"$f":"VLOOKUP(R1180,Start!$C$9:$D$15,2,FALSE)+VLOOKUP(R1180,Start!$C$23:$D$29,2,FALSE)","v":54.56},{"$f":"(Y1180/T1180)+Start!$D$19*(VLOOKUP(R1180,Start!$M$33:$N$39,2,FALSE)/T1180)+VLOOKUP(S1180,Start!$C$33:$D$40,2,FALSE)","v":131.56018}]
[null,null,"Yes","SEE928983473973",null,"Westag & Getalit AG","BHKW-G",33378,"Rheda-Wiedenbrück","Hellweg 15","Nordrhein-Westfalen","2012-10-10","Erdgas","Erdgas, Erdölgas","Gas","Ja","Verbrennungsmotor","Gas","CCGT",0.4,"own Assumption",1.9990000000000001,1.9990000000000001,{"$f":"(1-VLOOKUP(S1181,Start!$H$33:$I$40,2,FALSE)/100)*W1181","v":1.7391300000000001},{"$f":"VLOOKUP(R1181,Start!$C$9:$D$15,2,FALSE)+VLOOKUP(R1181,Start!$C$23:$D$29,2,FALSE)","v":54.56},{"$f":"(Y1181/T1181)+Start!$D$19*(VLOOKUP(R1181,Start!$M$33:$N$39,2,FALSE)/T1181)+VLOOKUP(S1181,Start!$C$33:$D$40,2,FALSE)","v":164.07522499999999}]
[null,null,"Yes","SEE925388069183",null,"TWS Thüringer Wärme Service GmbH","HKW Schwarza GT 6",7407,"Rudolstadt","Breitscheidstraße 160","Thüringen","1992-07-23","Erdgas","Erdgas, Erdölgas","Gas","Ja","Gasturbinen mit Abhitzekessel","Gas","CCGT",0.38,"own Assumption",5.0140000000000002,4.9390000000000001,{"$f":"(1-VLOOKUP(S1182,Start!$H$33:$I$40,2,FALSE)/100)*W1182","v":4.2969299999999997},{"$f":"VLOOKUP(R1182,Start!$C$9:$D$15,2,FALSE)+VLOOKUP(R1182,Start!$C$23:$D$29,2,FALSE)","v":54.56},{"$f":"(Y1182/T1182)+Start!$D$19*(VLOOKUP(R1182,Start!$M$33:$N$39,2,FALSE)/T1182)+VLOOKUP(S1182,Start!$C$33:$D$40,2,FALSE)","v":172.63181578947371}]
[null,null,"Yes","SEE962906846994",null,"TWS Thüringer Wärme Service GmbH","HKW Schwarza GT 7",7407,"Rudolstadt","Breitscheidstraße 160","Thüringen","1991-11-26","Erdgas","Erdgas, Erdölgas","Gas","Ja","Gasturbinen mit Abhitzekessel","Gas","CCGT",0.38,"own Assumption",5.0140000000000002,4.9340000000000002,{"$f":"(1-VLOOKUP(S1183,Start!$H$33:$I$40,2,FALSE)/100)*W1183","v":4.2925800000000001},{"$f":"VLOOKUP(R1183,Start!$C$9:$D$15,2,FALSE)+VLOOKUP(R1183,Start!$C$23:$D$29,2,FALSE)","v":54.56},{"$f":"(Y1183/T1183)+Start!$D$19*(VLOOKUP(R1183,Start!$M$33:$N$39,2,FALSE)/T1183)+VLOOKUP(S1183,Start!$C$33:$D$40,2,FALSE)","v":172.63181578947371}]
[null,null,"Yes","SEE915268412710",null,"Stadtwerke Tübingen GmbH","HK Brunnenstraße, Gasturbine 1",72074,"Tübingen","Brunnenstraße 15","Baden-Württemberg","1996-12-19","Erdgas","Erdgas, Erdölgas","Gas","Ja","Gasturbinen mit Abhitzekessel","Gas","CCGT",0.38,"own Assumption",4.6500000000000004,4.6500000000000004,{"$f":"(1-VLOOKUP(S1184,Start!$H$33:$I$40,2,FALSE)/100)*W1184","v":4.0455000000000005},{"$f":"VLOOKUP(R1184,Start!$C$9:$D$15,2,FALSE)+VLOOKUP(R1184,Start!$C$23:$D$29,2,FALSE)","v":54.56},{"$f":"(Y1184/T1184)+Start!$D$19*(VLOOKUP(R1184,Start!$M$33:$N$39,2,FALSE)/T1184)+VLOOKUP(S1184,Start!$C$33:$D$40,2,FALSE)","v":172.63181578947371}]
[null,null,"Yes","SEE945237549437",null,"Stadtwerke Tübingen GmbH","HK Brunnenstraße, Gasturbine 2",72074,"Tübingen","Brunnenstraße 15","Baden-Württemberg","1996-12-19","Erdgas","Erdgas, Erdölgas","Gas","Ja","Gasturbinen mit Abhitzekessel","Gas","CCGT",0.38,"own Assumption",4.6500000000000004,4.6500000000000004,{"$f":"(1-VLOOKUP(S1185,Start!$H$33:$I$40,2,FALSE)/100)*W1185","v":4.0455000000000005},{"$f":"VLOOKUP(R1185,Start!$C$9:$D$15,2,FALSE)+VLOOKUP(R1185,Start!$C$23:$D$29,2,FALSE)","v":54.56},{"$f":"(Y1185/T1185)+Start!$D$19*(VLOOKUP(R1185,Start!$M$33:$N$39,2,FALSE)/T1185)+VLOOKUP(S1185,Start!$C$33:$D$40,2,FALSE)","v":172.63181578947371}]
[null,null,"Yes","SEE900559860912",null,"WUN Pellets GmbH","WUN Pellets - BHKW - Modul II",95632,"Wunsiedel","Am Energiepark 1","Bayern","2018-10-01","Erdgas","Erdgas, Erdölgas","Gas","Ja","Verbrennungsmotor","Gas","CCGT",0.4,"own Assumption",4.5,4.41,{"$f":"(1-VLOOKUP(S1186,Start!$H$33:$I$40,2,FALSE)/100)*W1186","v":3.8367},{"$f":"VLOOKUP(R1186,Start!$C$9:$D$15,2,FALSE)+VLOOKUP(R1186,Start!$C$23:$D$29,2,FALSE)","v":54.56},{"$f":"(Y1186/T1186)+Start!$D$19*(VLOOKUP(R1186,Start!$M$33:$N$39,2,FALSE)/T1186)+VLOOKUP(S1186,Start!$C$33:$D$40,2,FALSE)","v":164.07522499999999}]
[null,null,"Yes","SEE998778600532",null,"WUN Pellets GmbH","WUN Pellets - BHKW-Modul I",95632,"Wunsiedel","Am Energiepark 1","Bayern","2018-10-01","Erdgas","Erdgas, Erdölgas","Gas","Ja","Verbrennungsmotor","Gas","CCGT",0.4,"own Assumption",4.5,4.41,{"$f":"(1-VLOOKUP(S1187,Start!$H$33:$I$40,2,FALSE)/100)*W1187","v":3.8367},{"$f":"VLOOKUP(R1187,Start!$C$9:$D$15,2,FALSE)+VLOOKUP(R1187,Start!$C$23:$D$29,2,FALSE)","v":54.56},{"$f":"(Y1187/T1187)+Start!$D$19*(VLOOKUP(R1187,Start!$M$33:$N$39,2,FALSE)/T1187)+VLOOKUP(S1187,Start!$C$33:$D$40,2,FALSE)","v":164.07522499999999}]
[null,null,"Yes","SEE926582462244",null,"WUN Pellets GmbH","WUN Pellets - BHKW-Modul III",95632,"Wunsiedel","Am Energiepark 1","Bayern","2018-10-01","Erdgas","Erdgas, Erdölgas","Gas","Ja","Verbrennungsmotor","Gas","CCGT",0.4,"own Assumption",4.5,4.41,{"$f":"(1-VLOOKUP(S1188,Start!$H$33:$I$40,2,FALSE)/100)*W1188","v":3.8367},{"$f":"VLOOKUP(R1188,Start!$C$9:$D$15,2,FALSE)+VLOOKUP(R1188,Start!$C$23:$D$29,2,FALSE)","v":54.56},{"$f":"(Y1188/T1188)+Start!$D$19*(VLOOKUP(R1188,Start!$M$33:$N$39,2,FALSE)/T1188)+VLOOKUP(S1188,Start!$C$33:$D$40,2,FALSE)","v":164.07522499999999}]
[null,null,"Yes","SEE937830141170",null,"Volkswagen Sachsen GmbH - Fahrzeugwerk Zwickau","BHKW-G66-KWK-klein",8058,"Zwickau","Glauchauer Straße 40","Sachsen","2017-10-16","Erdgas","Erdgas, Erdölgas","Gas","Ja","Verbrennungsmotor","Gas","CCGT",0.4,"own Assumption",3.8,3.8,{"$f":"(1-VLOOKUP(S1189,Start!$H$33:$I$40,2,FALSE)/100)*W1189","v":3.306},{"$f":"VLOOKUP(R1189,Start!$C$9:$D$15,2,FALSE)+VLOOKUP(R1189,Start!$C$23:$D$29,2,FALSE)","v":54.56},{"$f":"(Y1189/T1189)+Start!$D$19*(VLOOKUP(R1189,Start!$M$33:$N$39,2,FALSE)/T1189)+VLOOKUP(S1189,Start!$C$33:$D$40,2,FALSE)","v":164.07522499999999}]
[null,null,"Yes","SEE945217244789",null,"SWM Services GmbH","SWM HKW Freimann GT11",80807,"München","Frankfurter Ring 181","Bayern","2021-01-01","Erdgas","Erdgas, Erdölgas","Gas","Ja","Gasturbinen mit Abhitzekessel","Gas","CCGT",0.4,"own Assumption",51.08,50.88,{"$f":"(1-VLOOKUP(S1190,Start!$H$33:$I$40,2,FALSE)/100)*W1190","v":44.265599999999999},{"$f":"VLOOKUP(R1190,Start!$C$9:$D$15,2,FALSE)+VLOOKUP(R1190,Start!$C$23:$D$29,2,FALSE)","v":54.56},{"$f":"(Y1190/T1190)+Start!$D$19*(VLOOKUP(R1190,Start!$M$33:$N$39,2,FALSE)/T1190)+VLOOKUP(S1190,Start!$C$33:$D$40,2,FALSE)","v":164.07522499999999}]
[null,null,"Yes","SEE920560912882",null,"SWM Services GmbH","SWM HKW Freimann GT12",80807,"München","Frankfurter Ring 181","Bayern","2021-01-01","Erdgas","Erdgas, Erdölgas","Gas","Ja","Gasturbinen mit Abhitzekessel","Gas","CCGT",0.4,"own Assumption",51.08,50.88,{"$f":"(1-VLOOKUP(S1191,Start!$H$33:$I$40,2,FALSE)/100)*W1191","v":44.265599999999999},{"$f":"VLOOKUP(R1191,Start!$C$9:$D$15,2,FALSE)+VLOOKUP(R1191,Start!$C$23:$D$29,2,FALSE)","v":54.56},{"$f":"(Y1191/T1191)+Start!$D$19*(VLOOKUP(R1191,Start!$M$33:$N$39,2,FALSE)/T1191)+VLOOKUP(S1191,Start!$C$33:$D$40,2,FALSE)","v":164.07522499999999}]
[null,null,"Yes",null,null,"Nicht-EEG-Anlagen < 10 MW",null,null,null,null,null,null,"Abfall",null,"Waste",null,null,"Waste","Waste",0.33,"own Assumption",158.87630000000001,158.87630000000001,{"$f":"(1-VLOOKUP(S1192,Start!$H$33:$I$40,2,FALSE)/100)*W1192","v":135.04485500000001},{"$f":"VLOOKUP(R1192,Start!$C$9:$D$15,2,FALSE)+VLOOKUP(R1192,Start!$C$23:$D$29,2,FALSE)","v":0},{"$f":"(Y1192/T1192)+Start!$D$19*(VLOOKUP(R1192,Start!$M$33:$N$39,2,FALSE)/T1192)+VLOOKUP(S1192,Start!$C$33:$D$40,2,FALSE)","v":1}]
[null,null,"Yes",null,null,"Nicht-EEG-Anlagen < 10 MW",null,null,null,null,null,null,"Braunkohle",null,"Lignite",null,null,"Lignite","Lignite",0.376,"Assumption based on DIW (2014)",35.885999999999996,35.885999999999996,{"$f":"(1-VLOOKUP(S1193,Start!$H$33:$I$40,2,FALSE)/100)*W1193","v":31.220819999999996},{"$f":"VLOOKUP(R1193,Start!$C$9:$D$15,2,FALSE)+VLOOKUP(R1193,Start!$C$23:$D$29,2,FALSE)","v":3.1},{"$f":"(Y1193/T1193)+Start!$D$19*(VLOOKUP(R1193,Start!$M$33:$N$39,2,FALSE)/T1193)+VLOOKUP(S1193,Start!$C$33:$D$40,2,FALSE)","v":65.913723404255322}]
[null,null,"Yes",null,null,"Nicht-EEG-Anlagen < 10 MW",null,null,null,null,null,null,"Steinkohle",null,"Coal",null,null,"Coal","Coal",0.375,"Assumption based on DIW (2014)",14.3,14.3,{"$f":"(1-VLOOKUP(S1194,Start!$H$33:$I$40,2,FALSE)/100)*W1194","v":11.440000000000001},{"$f":"VLOOKUP(R1194,Start!$C$9:$D$15,2,FALSE)+VLOOKUP(R1194,Start!$C$23:$D$29,2,FALSE)","v":15.81},{"$f":"(Y1194/T1194)+Start!$D$19*(VLOOKUP(R1194,Start!$M$33:$N$39,2,FALSE)/T1194)+VLOOKUP(S1194,Start!$C$33:$D$40,2,FALSE)","v":90.27154666666668}]
[null,null,"Yes",null,null,"Nicht-EEG-Anlagen < 10 MW",null,null,null,null,null,null,"Erdgas",null,"Gas",null,null,"Gas","OCGT",0.35399999999999998,"Assumption based on DIW (2014)",3744.4175910000031,3744.4175910000031,{"$f":"(1-VLOOKUP(S1195,Start!$H$33:$I$40,2,FALSE)/100)*W1195","v":3257.6433041700025},{"$f":"VLOOKUP(R1195,Start!$C$9:$D$15,2,FALSE)+VLOOKUP(R1195,Start!$C$23:$D$29,2,FALSE)","v":54.56},{"$f":"(Y1195/T1195)+Start!$D$19*(VLOOKUP(R1195,Start!$M$33:$N$39,2,FALSE)/T1195)+VLOOKUP(S1195,Start!$C$33:$D$40,2,FALSE)","v":184.70081920903957}]
[null,null,"Yes",null,null,"Nicht-EEG-Anlagen < 10 MW",null,null,null,null,null,null,"Mineralölprodukte",null,"Oil",null,null,"Oil","Oil",0.374,"Assumption based on DIW (2014)",585.22078199999964,585.22078199999964,{"$f":"(1-VLOOKUP(S1196,Start!$H$33:$I$40,2,FALSE)/100)*W1196","v":497.43766469999969},{"$f":"VLOOKUP(R1196,Start!$C$9:$D$15,2,FALSE)+VLOOKUP(R1196,Start!$C$23:$D$29,2,FALSE)","v":35.54},{"$f":"(Y1196/T1196)+Start!$D$19*(VLOOKUP(R1196,Start!$M$33:$N$39,2,FALSE)/T1196)+VLOOKUP(S1196,Start!$C$33:$D$40,2,FALSE)","v":135.02459893048129}]
[null,null,"Yes",null,null,"Nicht-EEG-Anlagen < 10 MW",null,null,null,null,null,null,"Sonstige Energieträger",null,"Other",null,null,"Other","Other",0.35,"own Assumption",369.13008999999988,369.13008999999988,{"$f":"(1-VLOOKUP(S1197,Start!$H$33:$I$40,2,FALSE)/100)*W1197","v":313.7605764999999},{"$f":"VLOOKUP(R1197,Start!$C$9:$D$15,2,FALSE)+VLOOKUP(R1197,Start!$C$23:$D$29,2,FALSE)","v":38},{"$f":"(Y1197/T1197)+Start!$D$19*(VLOOKUP(R1197,Start!$M$33:$N$39,2,FALSE)/T1197)+VLOOKUP(S1197,Start!$C$33:$D$40,2,FALSE)","v":141.42074285714287}]

{"sheet":"Sources","index":4,"n_rows":16,"n_cols":4,"rows_kept":16,"cut":false,"hidden":false,"merged":[]}
[]
[]
[null,null," EWI Merit Order Tool 2022"]
[]
[null,null,"Sources",{"$f":"Imprint!F5","v":"Version 2022.0_en "}]
[]
[null,null,"Abbrevation","Sources"]
[null,null,"BNetzA (2021)","Bundesnetzagentur; Kraftwerksliste der Bundesnetzagentur as of 15.11.2021. Licensed under \"dl-en/by-2-0\": www.govdata.de/dl-de/by-2-0; URL: https://www.bundesnetzagentur.de/DE/Sachgebiete/ElektrizitaetundGas/Unternehmen_Institutionen/Versorgungssicherheit/\nErzeugungskapazitaeten/Kraftwerksliste/kraftwerksliste-node.html (accessed on 14.12.2021)"]
[null,null,"DIW (2014)","Jonas Egerer & Clemens Gerbaulet & Richard Ihlenburg & Friedrich Kunz & Benjamin Reinhard & Christian von Hirschhausen & Alexander Weber & Jens Weibezahn, 2014. \"Electricity Sector Data for Policy-Relevant Modeling: Data Documentation and Applications to the German and European Electricity Markets,\" Data Documentation 72, DIW Berlin, German Institute for Economic Research."]
[null,null,"EWI (2019)","Energiewirtschaftliches Institut an der Universität zu Köln gGmbH; Auswirkungen einer Beendigung der Kohleverstromung bis 2038 auf den Strommarkt, CO2-Emissionen und ausgewählte Industrien - Eine Analyse des Abschlussberichts der WSB-Kommission, August 2019."]
[null,null,"OPSD (2018)","Open Power System Data. 2018. Data Package Conventional power plants. Version 2018-12-20."]
[null,null,"OPSD (2020)","Open Power System Data. 2020. Data Package Conventional power plants. Version 2020-10-01."]
[null,null,"R2B (2019)","R2b energy consulting GmbH, Consentec GmbH, Fraunhofer ISI, TEP Energy GmbH; Definition und Monitoring der Versorgungssicherheit an den europäischen Strommärkten, Projekt Nr. 047/16, Januar 2019."]
[null,null,"Ember (2021)","Ember; Daily Carbon Prices, URL: https://sandbag.org.uk/carbon-price-viewer/ (accessed on  03.01.2022)"]
[null,null,"SDKW (2021)","Statistik der Kohlewirtschaft e.V.; Entwicklung ausgewählter Energiepreise, Stand 29.12.2021.\n(Assumed value of October 2021 for November and December 2021)"]
[null,null,"ÜNB (2019)","50Hertz Transmission GmbH, Amprio GmbH, TenneT TSO GmbH und TransnetBW GmbH; Netzentwicklungsplan Strom 2030, Version 2019, 2. Entwurf. April 2019."]

{"sheet":"Imprint","index":5,"n_rows":30,"n_cols":6,"rows_kept":30,"cut":false,"hidden":false,"merged":[[12,4,12,5],[18,4,18,5],[13,4,13,5],[23,4,23,5]]}
[]
[]
[null,null," EWI Merit Order Tool 2022"]
[]
[null,null," Imprint",null,null,{"$f":"CONCATENATE(\"Version \",F11,\" \")","v":"Version 2022.0_en "}]
[]
[]
[null,null,null,"EWI Merit Order Tool 2022"]
[]
[null,null," ","Institute of Energy Economics at the University of Cologne (EWI)","Last updated:","03.01.2022"]
[null,null,null,"Alte Wagenfabrik","Model version:","2022.0_en"]
[null,null,null,"Vogelsanger Straße 321a"]
[null,null,null,"50827 Köln"]
[null,null,null,"Tel.: +49 (0)221 277 29-100"]
[null,null,null,"Fax:  +49 (0)221 277 29-400"]
[null,null,null,"www.ewi.uni-koeln.de"]
[]
[null,null,null,"Authors:"]
[null,null,null,"Fabian Arnold"]
[null,null,null,"David Schlund"]
[null,null,null,"Dr. Eren Çam"]
[null,null,null,"Konstantin Gruber"]
[]
[null,null,null,"For questions, remarks and criticism contact:","© Institute of Energy Economics at the University of Cologne (EWI)."]
[null,null,null,"Fabian Arnold","All rights reserved. Use of the tool and results only permitted with"]
[null,null,null,"Tel.: +49 (0)221 277 29-232","reference to the authors and the Institute of Energy Economics at "]
[null,null,null,"fabian.arnold@ewi.uni-koeln.de","the University of Cologne gGmbH (EWI). Liability for consequential "]
[null,null,null,null,"damages is excluded. This also and in particular applies to damages "]
[null,null,null,null,"or lost profits arising as a result of using the information provided in "]
[null,null,null,null,"this document."]

{"sheet":"Start Reset","index":6,"n_rows":40,"n_cols":16,"rows_kept":40,"cut":false,"hidden":true,"merged":[[16,2,16,5],[20,2,20,5],[30,2,30,5],[30,7,30,10],[30,12,30,15],[10,7,10,13],[6,2,6,5],[6,7,6,15],[7,7,7,13],[8,7,8,13],[9,7,9,13]]}
[]
[]
[null,null," EWI Merit Order Tool 2022"]
[]
[null,null," Start",null,null,null,null,null,null,null,null,null,null,null,null,{"$f":"Imprint!F5","v":"Version 2022.0_en "}]
[]
[null,null,"Fuel Prices"]
[null,null,"Fuel Type","Price","Unit","Source"]
[null,null,"Nuclear",5.5,"EUR/MWhth","refer to documentation"]
[null,null,"Lignite",3.1,"EUR/MWhth","EWI (2019)"]
[null,null,"Coal",14.56,"EUR/MWhth","ARA"]
[null,null,"Gas",54.06,"EUR/MWhth","Spot TTF"]
[null,null,"Oil",35.24,"EUR/MWhth","SDKW (2021)"]
[null,null,"Waste",0,"EUR/MWhth","refer to documentation"]
[null,null,"Other",38,"EUR/MWhth","refer to documentation"]
[]
[null,null,"Emission Certificate Price"]
[null,null,null,"Price","Unit","Source"]
[null,null,"Emission certificate price",52.09,"EUR/tCO2","Ember (2021)"]
[]
[null,null,"Transport Costs"]
[null,null,"Power Plant Type","Price","Unit","Source"]
[null,null,"Nuclear",0,"EUR/MWhth","refer to documentation"]
[null,null,"Lignite",0,"EUR/MWhth","refer to documentation"]
[null,null,"Coal",1.25,"EUR/MWhth","R2B (2019)"]
[null,null,"Gas",0.5,"EUR/MWhth","R2B (2019)"]
[null,null,"Oil",0.3,"EUR/MWhth","R2B (2019)"]
[null,null,"Waste",0,"EUR/MWhth","refer to documentation"]
[null,null,"Other",0,"EUR/MWhth","refer to documentation",null,"Available RES generation capacity",0,"MW"]
[]
[null,null,"Other Variable Costs",null,null,null,null,"Outages",null,null,null,null,"Emission Levels"]
[null,null,"Power Plant Type","Price","Unit","Source",null,"Power Plant Type",null,"Unit","Source",null,"Fuel Type",null,"Unit","Source"]
[null,null,"Nuclear",1.2,"EUR/Mwhel","refer to documentation",null,"Nuclear",7,"%","refer to documentation",null,"Nuclear",0,"tCO2/MWhth","refer to documentation"]
[null,null,"Lignite",1.7,"EUR/Mwhel","R2B (2019)",null,"Lignite",13,"%","refer to documentation",null,"Lignite",0.40400000000000003,"tCO2/MWhth","ÜNB (2019)"]
[null,null,"Coal",1.3,"EUR/Mwhel","R2B (2019)",null,"Coal",20,"%","refer to documentation",null,"Coal",0.33700000000000002,"tCO2/MWhth","ÜNB (2019)"]
[null,null,"CCGT",1.5,"EUR/Mwhel","R2B (2019)",null,"CCGT",13,"%","refer to documentation",null,"Gas",0.20100000000000001,"tCO2/MWhth","ÜNB (2019)"]
[null,null,"OCGT",1,"EUR/Mwhel","R2B (2019)",null,"OCGT",13,"%","refer to documentation",null,"Oil",0.28000000000000003,"tCO2/MWhth","ÜNB (2019)"]
[null,null,"Oil",1,"EUR/Mwhel","refer to documentation",null,"Oil",15,"%","refer to documentation",null,"Waste",0,"tCO2/MWhth","refer to documentation"]
[null,null,"Waste",1,"EUR/Mwhel","refer to documentation",null,"Waste",15,"%","refer to documentation",null,"Other",0.214,"tCO2/MWhth","ÜNB (2019)"]
[null,null,"Other",1,"EUR/Mwhel","refer to documentation",null,"Other",15,"%","refer to documentation"]

{"sheet":"Backend I","index":7,"n_rows":1178,"n_cols":5,"rows_kept":1178,"cut":false,"hidden":true,"merged":[]}
["Index","Power Plant Type","Performance","cumulated performance","marginal costs"]
["SEE988848971327","Waste",30.599999999999998,30.599999999999998,1]
["SEE956268312785","Waste",20.399999999999999,51,1]
["SEE924302504816","Waste",12.001999999999999,63.001999999999995,1]
["SEE958310939391","Waste",27.2,90.201999999999998,1]
["SEE944111876263","Waste",27.2,117.402,1]
["SEE999588015110","Waste",22.099999999999998,139.50200000000001,1]
["SEE912257091857","Waste",39.524999999999999,179.02700000000002,1]
["SEE928761575349","Waste",21.25,200.27700000000002,1]
["SEE977898966292","Waste",20.293749999999999,220.57075,1]
["SEE927716043575","Waste",25.16,245.73075,1]
["SEE906215229154","Waste",31.875,277.60575,1]
["SEE904604163027","Waste",32.299999999999997,309.90575000000001,1]
["SEE981876305560","Waste",13.808250000000001,323.714,1]
["SEE925794342412","Waste",13.808250000000001,337.52224999999999,1]
["SEE957830042178","Waste",15.852499999999999,353.37475000000001,1]
["SEE940474859066","Waste",10.199999999999999,363.57474999999999,1]
["SEE962737235608","Waste",24.82,388.39474999999999,1]
["SEE999819576335","Waste",28.56,416.95474999999999,1]
["SEE923959807806","Waste",10.88,427.83474999999999,1]
["SEE904983741502","Waste",21.76,449.59474999999998,1]
["SEE953730197888","Waste",3.6209999999999996,453.21574999999996,1]
["SEE948093740512","Waste",3.6209999999999996,456.83674999999994,1]
["SEE977770417713","Waste",10.643699999999999,467.48044999999996,1]
["SEE981003349412","Waste",18.582699999999999,486.06314999999995,1]
["SEE900128586359","Waste",15.98,502.04314999999997,1]
["SEE993054223955","Waste",34.339999999999996,536.38315,1]
["SEE955937262338","Waste",17.935000000000002,554.31815000000006,1]
["SEE955718847075","Waste",5.8650000000000002,560.18315000000007,1]
["SEE955718847075","Waste",5.8650000000000002,566.04815000000008,1]
["SEE924286409503","Waste",25.5,591.54815000000008,1]
["SEE942366584926","Waste",15.299999999999999,606.84815000000003,1]
["SEE998278854237","Waste",18.7,625.54815000000008,1]
["SEE927727929912","Waste",22.95,648.49815000000012,1]
["SEE996047653111","Waste",9.7240000000000002,658.22215000000017,1]
["SEE955548455112","Waste",11.049999999999999,669.27215000000012,1]
["SEE972694764301","Waste",2.21,671.48215000000016,1]
["SEE986413873564","Waste",11.305,682.78715000000011,1]
["SEE950201173198","Waste",41.82,724.60715000000016,1]
["SEE927032372373","Waste",11.9,736.50715000000014,1]
["SEE944429192826","Waste",10.88,747.38715000000013,1]
["SEE988429673565","Waste",11.559999999999999,758.94715000000008,1]
["SEE971280976463","Waste",9.35,768.2971500000001,1]
["SEE955453307926","Waste",13.005000000000001,781.3021500000001,1]
["SEE945150729886","Waste",12.648,793.95015000000012,1]
["SEE941568392261","Waste",12.648,806.59815000000015,1]
["SEE923271533315","Waste",19.974999999999998,826.57315000000017,1]
["SEE947996339434","Waste",10.420999999999999,836.99415000000022,1]
["SEE951966828576","Waste",6.29,843.28415000000018,1]
["SEE925011950635","Waste",15.419,858.70315000000016,1]
["SEE992947793209","Waste",13.6,872.30315000000019,1]
["SEE925652456091","Waste",6.8,879.10315000000014,1]
["SEE976589352260","Waste",12.494999999999999,891.59815000000015,1]
["SEE941568476039","Waste",39.1,930.69815000000017,1]
["SEE996891820448","Waste",6.8,937.49815000000012,1]
["SEE992607731794","Waste",7.8455000000000004,945.34365000000014,1]
["SEE993787055366","Waste",0.79049999999999998,946.13415000000009,1]
["SEE925411264011","Waste",2.4649999999999999,948.59915000000012,1]
["SEE979423615132","Waste",0.79049999999999998,949.38965000000007,1]
["SEE934298270268","Waste",17.849999999999998,967.2396500000001,1]
["SEE942253705168","Waste",10.259499999999999,977.4991500000001,1]
["SEE966264899036","Waste",7.772672,985.27182200000016,1]
["SEE969698095906","Waste",4.6636015000000004,989.93542350000018,1]
["SEE932127408097","Waste",23.119999999999997,1013.0554235000002,1]
["SEE986030306643","Waste",12.75,1025.8054235000002,1]
["SEE938782869693","Waste",12.324999999999999,1038.1304235000002,1]
["SEE965779402670","Waste",12.75,1050.8804235000002,1]
["SEE940711490885","Waste",2.125,1053.0054235000002,1]
["SEE997842921603","Waste",21.25,1074.2554235000002,1]
["SEE946934017984","Waste",15.725,1089.9804235000001,1]
["SEE918821866890","Waste",28.05,1118.0304235000001,1]
["SEE973464796218","Waste",24.5684,1142.5988235000002,1]
["SEE918623387630","Waste",13.939999999999998,1156.5388235000003,1]
["SEE950593842498","Waste",20.399999999999999,1176.9388235000004,1]
["SEE951648072822","Waste",10.285,1187.2238235000004,1]
["SEE900664653232","Waste",9.0949999999999989,1196.3188235000005,1]
["SEE937978171572","Waste",2.8899999999999997,1199.2088235000006,1]
["SEE958335974377","Waste",10.625,1209.8338235000006,1]
["SEE943841929270","Waste",6.7744999999999997,1216.6083235000006,1]
["SEE943548208159","Waste",5.7119999999999997,1222.3203235000005,1]
["SEE994551453975","Waste",17,1239.3203235000005,1]
["SEE945602121718","Waste",17,1256.3203235000005,1]
["SEE917110358740","Waste",14.45,1270.7703235000006,1]
["SEE957509710094","Waste",9.86,1280.6303235000005,1]
["SEE990065849372","Waste",7.3949999999999996,1288.0253235000005,1]
["SEE971796321603","Waste",10.199999999999999,1298.2253235000005,1]
["SEE988841475051","Waste",23.8,1322.0253235000005,1]
["SEE942777699660","Waste",25.414999999999999,1347.4403235000004,1]
["SEE937544161082","Waste",14.875,1362.3153235000004,1]
["SEE942956157011","Waste",15.299999999999999,1377.6153235000004,1]
["SEE977514334252","Waste",1.802,1379.4173235000003,1]
["SEE990760688887","Waste",4.25,1383.6673235000003,1]
["SEE929095613516","Waste",6.0018500000000001,1389.6691735000004,1]
["SEE906331863386","Waste",6.0018500000000001,1395.6710235000005,1]
["SEE958909269267","Waste",60.35,1456.0210235000004,1]
["SEE953182244383","Waste",3.468,1459.4890235000005,1]
["SEE998216550733","Waste",3.9865000000000004,1463.4755235000005,1]
["SEE939382623364","Waste",3.9865000000000004,1467.4620235000004,1]
["SEE909031885047","Waste",8.4999999999999999E-6,1467.4620320000004,1]
["SEE923791565131","Waste",9.6271000000000004,1477.0891320000003,1]
["SEE964170331206","Waste",9.01,1486.0991320000003,1]
["SEE957686843929","Waste",8.688699999999999,1494.7878320000002,1]
["SEE937822704543","Waste",1.0625,1495.8503320000002,1]
[null,"Waste",135.04485500000001,1630.8951870000003,1]
["SEE927528071629","Nuclear",1197.8399999999999,2828.7351870000002,16.914285714285715]
["SEE930752846949","Nuclear",1264.8,4093.5351870000004,17.095953757225434]
["SEE944567587799","Nuclear",1242.48,5336.0151870000009,17.142028985507249]
["SEE951462745445","Nuclear",1311.3,6647.3151870000011,17.866666666666664]
["SEE943690268513","Nuclear",1311.3,7958.6151870000012,17.866666666666664]
["SEE985577062814","Nuclear",1218.3,9176.9151870000005,17.866666666666664]
["SEE968582186379","Lignite",548.1,9725.0151870000009,56.950251716247145]
["SEE985453029962","Lignite",7.2645,9732.2796870000002,57.383487084870858]
["SEE952937205877","Lignite",17.1129,9749.3925870000003,57.383487084870858]
["SEE983252937631","Lignite",821.28,10570.672587000001,57.849674418604664]
["SEE925599434282","Lignite",922.2,11492.872587000002,57.849674418604664]
["SEE993592183001","Lignite",922.2,12415.072587000002,57.849674418604664]
["SEE915426748132","Lignite",65.510999999999996,12480.583587000003,58.644245283018883]
["SEE991324265957","Lignite",12.513209999999999,12493.096797000002,58.644245283018883]
["SEE907389779292","Lignite",730.8,13223.896797000001,58.778865248226957]
["SEE957229968300","Lignite",563.76,13787.656797000001,58.968406072106269]
["SEE998199911088","Lignite",775.17,14562.826797000002,59.18657142857144]
["SEE921905907730","Lignite",546.36,15109.186797000002,59.296278625954201]
["SEE966331411864","Lignite",775.17,15884.356797000002,60.588682926829279]
["SEE938337436349","Lignite",656.85,16541.206797000003,60.588682926829279]
["SEE952672318108","Lignite",656.85,17198.056797000001,60.588682926829279]
["SEE946537967655","Lignite",13.92,17211.976796999999,62.060900000000004]
["SEE978888539755","Lignite",39.15,17251.126797000001,62.060900000000004]
["SEE941974735591","Lignite",11.31,17262.436797000002,62.060900000000004]
["SEE960652233358","Lignite",391.5,17653.936797000002,62.060900000000004]
["SEE947677200282","Lignite",391.5,18045.436797000002,62.060900000000004]
["SEE921449009914","Lignite",15.46251,18060.899307000003,62.060900000000004]
["SEE986936308987","Lignite",8.6129999999999995,18069.512307000005,63.927731958762891]
["SEE975343602986","Lignite",8.6129999999999995,18078.125307000006,63.927731958762891]
["SEE998111672394","Lignite",26.97,18105.095307000007,64.412623376623387]
["SEE999145467468","Lignite",34.799999999999997,18139.895307000006,64.707202505219215]
["SEE970305352633","Lignite",14.702999999999999,18154.598307000007,64.707202505219215]
["SEE933960350956","Lignite",80.32884,18234.927147000006,65.913723404255322]
["SEE994335340088","Lignite",21.75,18256.677147000006,65.913723404255322]
[null,"Lignite",31.220819999999996,18287.897967000004,65.913723404255322]
["SEE991817093418","Lignite",435,18722.897967000004,66.084960000000009]
["SEE938669585906","Lignite",435,19157.897967000004,66.084960000000009]
["SEE989591633753","Lignite",435,19592.897967000004,66.084960000000009]
["SEE923943268279","Lignite",435,20027.897967000004,66.084960000000009]
["SEE928076311489","Lignite",29.145,20057.042967000005,66.32623126338332]
["SEE923082939436","Lignite",50.609639999999999,20107.652607000004,66.744073275862078]
["SEE905721866655","Lignite",153.12,20260.772607000003,66.744073275862078]
["SEE990438768378","Coal",26.32,20287.092607000002,67.499067460317463]
["SEE931736847297","Lignite",528.09,20815.182607000002,67.668196721311489]
["SEE976414005279","Lignite",525.48,21340.662607000002,67.668196721311489]
["SEE987007884447","Lignite",576.80999999999995,21917.472607000003,68.76766666666667]
["SEE955314088254","Lignite",570.72,22488.192607000005,68.76766666666667]
["SEE985842749525","Lignite",435,22923.192607000005,70.683885714285722]
["SEE908125004449","Lignite",435,23358.192607000005,70.683885714285722]
["SEE927622980674","Lignite",6.0325800000000003,23364.225187000004,70.762814645308922]
["SEE912440649056","Lignite",1.0057199999999999,23365.230907000005,70.762814645308922]
["SEE927630371594","Lignite",39.924300000000002,23405.155207000003,70.762814645308922]
["SEE957285549260","Coal",26.32,23431.475207000003,71.912338624338631]
["SEE996990805407","Coal",35.6,23467.075207000002,72.59130341880342]
["SEE988477355802","Coal",674.40000000000009,24141.475207000003,73.205883620689661]
["SEE923577153439","Coal",54.720000000000006,24196.195207000004,73.283451995685013]
["SEE970425279599","Coal",580.80000000000007,24776.995207000004,73.439091891891891]
["SEE980331579218","Coal",667.2,25444.195207000004,73.83115217391304]
["SEE961029163353","Coal",596.80000000000007,26040.995207000004,73.910076169749729]
["SEE907150117643","Lignite",255.78,26296.775207000002,74.864727272727279]
["SEE979012663285","Lignite",255.78,26552.555207000001,74.864727272727279]
["SEE904421343152","Lignite",279.27,26831.825207000002,74.864727272727279]
["SEE933685962403","Lignite",279.27,27111.095207000002,74.864727272727279]
["SEE974018310478","Lignite",8.0039999999999996,27119.099207000003,74.864727272727279]
["SEE920672219015","Lignite",8.5259999999999998,27127.625207000005,74.864727272727279]
["SEE958847865460","Coal",377.6,27505.225207000003,75.033325966850825]
["SEE918143230942","Coal",580,28085.225207000003,75.442955555555557]
["SEE913516809497","Coal",841.6,28926.825207000002,75.442955555555557]
["SEE948609940009","Coal",622.40000000000009,29549.225207000003,75.857162011173187]
["SEE904968236689","Coal",280,29829.225207000003,76.699615819209043]
["SEE965782597448","Coal",258.40000000000003,30087.625207000005,77.128022727272722]
["SEE980016033738","Coal",413.6,30501.225207000003,77.561325714285715]
["SEE909002940690","Coal",204,30705.225207000003,77.561325714285715]
["SEE967605837250","Lignite",256.64999999999998,30961.875207000005,78.106202531645593]
["SEE904194792843","Coal",552,31513.875207000005,78.442959537572264]
["SEE943427876363","Coal",411.20000000000005,31925.075207000005,78.532245370370376]
["SEE900341307519","Lignite",24.687989999999999,31949.763197000004,78.690943877551035]
["SEE998984420832","Coal",48.800000000000004,31998.563197000003,79.804305882352949]
["SEE920837459195","Coal",48.800000000000004,32047.363197000002,79.804305882352949]
["SEE979779484642","Coal",42.400000000000006,32089.763197000004,80.738880952380967]
["SEE938923083674","Coal",44.448000000000008,32134.211197000004,82.77577533577535]
["SEE987197130805","Coal",155.20000000000002,32289.411197000005,83.175656441717805]
["SEE975507584615","Coal",348,32637.411197000005,83.175656441717805]
["SEE929161243203","Coal",408,33045.411197000009,83.681061728395065]
["SEE906834978235","Coal",3.2616000000000001,33048.672797000007,83.94634629675501]
["SEE952372080091","Coal",266.40000000000003,33315.072797000008,84.192745341614895]
["SEE981109871657","Coal",71.2,33386.272797000005,84.710825]
["SEE989328541450","Coal",225.60000000000002,33611.872797000004,84.710825]
["SEE974883809046","Coal",225.60000000000002,33837.472797000002,84.710825]
["SEE945908806647","Coal",368,34205.472797000002,84.710825]
["SEE954169155876","Coal",43.2,34248.672796999999,84.710825]
["SEE974753539035","Coal",21.52,34270.192796999996,84.710825]
["SEE919393178787","Coal",143.20000000000002,34413.392796999993,84.710825]
["SEE907162822238","Coal",572,34985.392796999993,84.710825]
["SEE977258693776","Coal",112,35097.392796999993,84.710825]
["SEE968950464368","Coal",95.2,35192.59279699999,85.235421383647804]
["SEE915289541482","Coal",49.2,35241.792796999987,85.235421383647804]
["SEE987633796220","Coal",108.80000000000001,35350.59279699999,85.235421383647804]
["SEE932928232242","Coal",108.80000000000001,35459.392796999993,85.235421383647804]
["SEE917943562765","Coal",49.2,35508.59279699999,85.766658227848097]
["SEE989054024678","Coal",56,35564.59279699999,87.401496774193546]
["SEE959000487536","Coal",110.80000000000001,35675.392796999993,87.401496774193546]
["SEE917432813484","Coal",110.80000000000001,35786.192796999996,87.401496774193546]
["SEE905714722562","Coal",36,35822.192796999996,87.960597402597401]
["SEE998383491525","Coal",36,35858.192796999996,89.100868421052638]
["SEE930673793902","Coal",576,36434.192796999996,89.682331125827815]
["SEE981220191160","Coal",16,36450.192796999996,90.27154666666668]
[null,"Coal",11.440000000000001,36461.632796999998,90.27154666666668]
["SEE987838157994","Coal",168.8,36630.432797000001,91.473864864864865]
["SEE950041295098","Oil",86.7,36717.132796999998,92.136727272727271]
["SEE934530018092","Coal",92.800000000000011,36809.932797000001,93.978694444444457]
["SEE960100973492","Coal",109.60000000000001,36919.532797,93.978694444444457]
["SEE988421065542","Coal",12.16,36931.692797000003,95.950581560283709]
["SEE911850657996","Coal",5.2,36936.892797,95.950581560283709]
["SEE994134561226","Coal",6.56,36943.452796999998,95.950581560283709]
["SEE985117126280","Coal",4.6079999999999997,36948.060796999998,96.626657142857155]
["SEE971943692655","Coal",17.315999999999999,36965.376796999997,96.626657142857155]
["SEE906830618081","Lignite",13.05,36978.426797,96.906466876971621]
["SEE933236950972","Coal",276,37254.426797,97.312460431654685]
["SEE952352206145","Coal",276,37530.426797,98.008202898550735]
["SEE970931306376","Coal",21.76,37552.186797000002,98.828003507746288]
["SEE986520256656","Coal",10.240000000000002,37562.426797,98.828003507746288]
["SEE964450365167","Coal",21.76,37584.186797000002,98.828003507746288]
["SEE999977738880","Lignite",58.29,37642.476797000003,99.688474025974031]
["SEE945740636167","Coal",16,37658.476797000003,100.15727407407407]
["SEE902686859227","Coal",11.920000000000002,37670.396797000001,100.15727407407407]
["SEE989771083484","Coal",6.5872000000000002,37676.983997000003,102.4040303030303]
["SEE976489828827","Coal",15.388,37692.371997000002,102.4040303030303]
["SEE956973616802","Coal",13.788,37706.159997000002,102.4040303030303]
["SEE976193474983","Coal",10.136800000000001,37716.296797000003,102.4040303030303]
["SEE941166182769","Coal",10.136800000000001,37726.433597000003,102.4040303030303]
["SEE969707026280","Coal",4.3872,37730.820797,102.4040303030303]
["SEE953266686481","Coal",7.6360000000000001,37738.456796999999,102.4040303030303]
["SEE934591835126","Coal",11.284000000000001,37749.740796999999,102.4040303030303]
["SEE943766131437","Coal",11.36,37761.100796999999,102.4040303030303]
["SEE956216040883","Coal",8.16,37769.260797000003,102.4040303030303]
["SEE962877818310","Coal",15.600000000000001,37784.860797000001,102.4040303030303]
["SEE921877855527","CCGT",55.244999999999997,37840.105797000004,104.72236507936509]
["SEE988178455061","CCGT",55.244999999999997,37895.350797000006,104.72236507936509]
["SEE966530598731","CCGT",18.878999999999998,37914.229797000007,104.72236507936509]
["SEE910161577337","Coal",13.677600000000002,37927.90739700001,106.38450393700789]
["SEE916683222854","Coal",5.78,37933.687397000009,106.38450393700789]
["SEE975361659900","CCGT",517.65,38451.33739700001,107.75831699346406]
["SEE999539592561","CCGT",23.663999999999998,38475.001397000007,107.75831699346406]
["SEE966920434281","CCGT",43.587000000000003,38518.588397000007,107.75831699346406]
["SEE989202977269","CCGT",386.71499999999997,38905.303397000003,107.75831699346406]
["SEE920864082298","CCGT",39.128250000000001,38944.431647000005,108.54541563786009]
["SEE926897163430","CCGT",39.128250000000001,38983.559897000006,108.54541563786009]
["SEE964077382691","CCGT",39.128250000000001,39022.688147000008,108.54541563786009]
["SEE970688261195","CCGT",12.18,39034.868147000008,108.54541563786009]
["SEE954183997452","CCGT",11.31,39046.178147000006,108.54541563786009]
["SEE986097297199","CCGT",87,39133.178147000006,108.54541563786009]
["SEE948129095272","CCGT",488.07,39621.248147000006,109.16571192052982]
["SEE982350358232","CCGT",5.8289999999999997,39627.077147000004,109.34426202321725]
["SEE937536026146","CCGT",164.86500000000001,39791.942147000002,109.88348333333334]
["SEE915604855232","CCGT",40.820399999999999,39832.762546999998,110.15512113617376]
["SEE982064018118","CCGT",14.485499999999998,39847.248047000001,110.15512113617376]
["SEE915883553447","CCGT",245.34,40092.588046999997,110.42812395309883]
["SEE973737205324","CCGT",245.34,40337.928046999994,110.42812395309883]
["SEE924780675428","CCGT",245.34,40583.26804699999,110.42812395309883]
["SEE997526539162","Oil",16.149999999999999,40599.418046999992,111.28646864686468]
["SEE903983424590","CCGT",374.1,40973.51804699999,111.34812500000001]
["SEE979958390276","CCGT",295.8,41269.318046999993,111.34812500000001]
["SEE911671792326","CCGT",255.345,41524.663046999995,111.34812500000001]
["SEE929022761297","CCGT",255.345,41780.008046999996,111.34812500000001]
["SEE942982288260","CCGT",362.79,42142.798046999997,111.72049152542374]
["SEE920992144554","CCGT",64.38,42207.178046999994,112.66254700854702]
["SEE923244371197","CCGT",55.079700000000003,42262.257746999996,112.66254700854702]
["SEE936196276359","CCGT",55.67304,42317.930786999998,112.66254700854702]
["SEE973101826070","CCGT",70.47,42388.400786999999,112.66254700854702]
["SEE931001040675","CCGT",34.365000000000002,42422.765786999997,112.66254700854702]
["SEE913896693631","CCGT",110.49,42533.255786999995,113.5242721791559]
["SEE979861364876","CCGT",45.849000000000004,42579.104786999997,113.5242721791559]
["SEE993412996354","CCGT",10.5009,42589.605686999996,113.5242721791559]
["SEE975193004329","CCGT",24.36,42613.965686999996,113.5242721791559]
["SEE925720506642","CCGT",15.225,42629.190686999995,113.5242721791559]
["SEE984335626152","CCGT",231.42,42860.610686999993,113.62084482758623]
["SEE916609233650","CCGT",127.89,42988.500686999992,113.62084482758623]
["SEE996285049943","CCGT",121.53899999999999,43110.039686999989,113.62084482758623]
["SEE909927513559","CCGT",253.43100000000001,43363.470686999986,113.62084482758623]
["SEE987970110314","CCGT",354.09,43717.560686999983,114.20379549393417]
["SEE900628853036","CCGT",356.7,44074.26068699998,114.20379549393417]
["SEE905192478234","CCGT",696,44770.26068699998,115.28843394575679]
["SEE972466462527","CCGT",8.1344999999999992,44778.39518699998,117.10904888888889]
["SEE972475289894","CCGT",12.223500000000001,44790.61868699998,117.10904888888889]
["SEE915885358156","CCGT",65.424000000000007,44856.042686999979,117.10904888888889]
["SEE922855765289","CCGT",65.424000000000007,44921.466686999978,117.10904888888889]
["SEE916495905242","CCGT",73.08,44994.54668699998,117.10904888888889]
["SEE912764206645","CCGT",18.792000000000002,45013.338686999981,117.10904888888889]
["SEE991633857065","CCGT",27.84,45041.178686999978,117.10904888888889]
["SEE924909675933","CCGT",27.84,45069.018686999974,117.10904888888889]
["SEE953872640426","CCGT",33.06,45102.078686999972,117.10904888888889]
["SEE976880282228","CCGT",34.365000000000002,45136.44368699997,117.10904888888889]
["SEE923769915258","CCGT",37.409999999999997,45173.853686999973,117.10904888888889]
["SEE949895584069","CCGT",33.733380000000004,45207.587066999971,117.10904888888889]
["SEE942019110397","CCGT",37.409999999999997,45244.997066999975,117.10904888888889]
["SEE975188536989","CCGT",34.799999999999997,45279.797066999978,117.10904888888889]
["SEE994055644299","CCGT",2.2785300000000004,45282.075596999981,117.10904888888889]
["SEE968471468838","CCGT",26.97,45309.045596999982,117.10904888888889]
["SEE960352714492","CCGT",23.663999999999998,45332.709596999979,117.10904888888889]
["SEE978399772948","CCGT",23.663999999999998,45356.373596999976,117.10904888888889]
["SEE980327120226","CCGT",108.66300000000001,45465.036596999977,118.04137992831541]
["SEE976219797843","CCGT",107.79300000000001,45572.829596999974,118.04137992831541]
["SEE996720450723","CCGT",111.012,45683.841596999977,118.04137992831541]
["SEE984037976906","CCGT",53.180489999999999,45737.022086999976,118.98887082204155]
["SEE934361309352","CCGT",67.483289999999997,45804.505376999972,118.98887082204155]
["SEE940224582367","CCGT",3.6974999999999998,45808.202876999974,118.98887082204155]
["SEE983959934148","CCGT",67.86,45876.062876999975,119.73652727272727]
["SEE999585452499","CCGT",71.34,45947.402876999971,119.73652727272727]
["SEE965551192713","CCGT",60.9,46008.302876999973,119.73652727272727]
["SEE930072747674","CCGT",59.27919,46067.582066999974,119.73652727272727]
["SEE956061511231","CCGT",1.2475799999999999,46068.829646999977,119.73652727272727]
["SEE922877375398","CCGT",7.8500099999999993,46076.679656999979,119.73652727272727]
["SEE992769312817","CCGT",4.3064999999999998,46080.986156999978,119.73652727272727]
["SEE996145759296","CCGT",4.7850000000000001,46085.771156999981,119.73652727272727]
["SEE936181210535","CCGT",4.7763,46090.547456999979,119.73652727272727]
["SEE927820549208","CCGT",4.1498999999999997,46094.697356999975,119.95189435336977]
["SEE977050146562","CCGT",4.3717500000000005,46099.069106999974,119.95189435336977]
["SEE997706570718","CCGT",4.3717500000000005,46103.440856999972,119.95189435336977]
["SEE947816911833","CCGT",119.19,46222.630856999975,120.93083562901745]
["SEE934669010578","CCGT",93.96,46316.590856999974,121.9260925925926]
["SEE991220769276","CCGT",168.78,46485.370856999973,121.9260925925926]
["SEE914857304191","CCGT",160.08000000000001,46645.450856999974,121.9260925925926]
["SEE908089235248","CCGT",160.08000000000001,46805.530856999976,121.9260925925926]
["SEE957083466325","CCGT",87,46892.530856999976,121.9260925925926]
["SEE915645322953","CCGT",20.010000000000002,46912.540856999978,121.9260925925926]
["SEE924373150776","CCGT",20.010000000000002,46932.55085699998,121.9260925925926]
["SEE923412553844","CCGT",6.96,46939.510856999979,121.9260925925926]
["SEE957201039868","CCGT",6.96,46946.470856999978,121.9260925925926]
["SEE986331287955","Lignite",85.26,47031.73085699998,121.94083665338646]
["SEE928580946900","CCGT",97.875,47129.60585699998,122.93807656395893]
["SEE959858570855","OCGT",33.408000000000001,47163.013856999984,123.46721280602637]
["SEE900534814473","Other",2.9750000000000001,47165.988856999982,123.86815]
["SEE931652054403","Other",3.57,47169.558856999982,123.86815]
["SEE988071059649","Other",1.9124999999999999,47171.47135699998,123.86815]
["SEE915087411024","Other",3.74,47175.211356999978,123.86815]
["SEE983506501298","Other",1.6700799999999998,47176.881436999982,123.86815]
["SEE947225049813","Other",1.53,47178.411436999981,123.86815]
["SEE900452778307","Other",6.9699999999999989,47185.381436999982,123.86815]
["SEE917568874298","Other",4.9928999999999997,47190.374336999979,123.86815]
["SEE903153060207","CCGT",15.954929999999999,47206.329266999979,123.96721280602637]
["SEE972356296461","CCGT",33.493259999999999,47239.822526999982,123.96721280602637]
["SEE978207781308","CCGT",94.134,47333.95652699998,124.19828301886793]
["SEE961660070034","CCGT",13.484999999999999,47347.441526999981,124.19828301886793]
["SEE993408840296","Coal",36.792000000000002,47384.233526999982,124.87159259259259]
["SEE901120268069","Coal",14.719999999999999,47398.953526999983,124.87159259259259]
["SEE953373967701","Coal",12.600000000000001,47411.553526999982,124.87159259259259]
["SEE952266131625","Coal",16.411200000000001,47427.964726999984,124.87159259259259]
["SEE991559435767","Coal",12.510400000000001,47440.475126999983,124.87159259259259]
["SEE993836152862","Coal",14.057600000000001,47454.532726999983,124.87159259259259]
["SEE944122961347","CCGT",150.51,47605.042726999985,125.0139411206078]
["SEE923421872301","CCGT",143.98499999999999,47749.027726999986,125.0139411206078]
["SEE943309807898","CCGT",62.204999999999998,47811.232726999988,125.0139411206078]
["SEE964935453853","CCGT",23.01933,47834.252056999991,125.0139411206078]
["SEE975464070619","CCGT",20.672069999999998,47854.924126999991,125.0139411206078]
["SEE932265704129","CCGT",20.118749999999999,47875.042876999993,125.0139411206078]
["SEE900957573537","Other",17,47892.042876999993,125.10924242424242]
["SEE956943312185","Other",38.674999999999997,47930.717876999995,125.10924242424242]
["SEE965768299069","CCGT",52.308749999999996,47983.026626999992,125.36683809523809]
["SEE991087959599","CCGT",21.75,48004.776626999992,126.07871647509577]
["SEE963454497492","CCGT",33.93,48038.706626999992,126.07871647509577]
["SEE998644964959","CCGT",33.93,48072.636626999993,126.07871647509577]
["SEE994538470544","CCGT",33.93,48106.566626999993,126.07871647509577]
["SEE959025997980","CCGT",33.93,48140.496626999993,126.07871647509577]
["SEE916662059105","CCGT",31.32,48171.816626999993,126.07871647509577]
["SEE942226311273","CCGT",31.32,48203.136626999993,126.07871647509577]
["SEE908746529123","CCGT",31.32,48234.456626999992,126.07871647509577]
["SEE916790688901","Oil",0.89249999999999996,48235.349126999994,126.313]
["SEE952081093863","Oil",0.91800000000000004,48236.267126999992,126.313]
["SEE915062141939","Oil",1.87,48238.137126999995,126.313]
["SEE936522319972","Oil",1.7,48239.837126999992,126.313]
["SEE946983246939","Oil",1.7,48241.537126999989,126.313]
["SEE934706805181","Oil",19.291174999999999,48260.828301999987,126.313]
["SEE960162708360","Oil",4.5296499999999993,48265.357951999984,126.313]
["SEE924743461013","Oil",1.36,48266.717951999985,126.313]
["SEE912799230783","Oil",1.36,48268.077951999985,126.313]
["SEE954409500893","Oil",1.36,48269.437951999986,126.313]
["SEE969481532410","Oil",1.36,48270.797951999986,126.313]
["SEE955340004730","Oil",1.0625,48271.860451999986,126.313]
["SEE911375937931","Oil",1.0625,48272.922951999986,126.313]
["SEE982386651765","Oil",1.0625,48273.985451999986,126.313]
["SEE973987115114","Oil",0.89760000000000006,48274.883051999983,126.313]
["SEE945470933949","Oil",0.93500000000000005,48275.818051999981,126.313]
["SEE936773524729","Oil",0.93500000000000005,48276.753051999978,126.313]
["SEE942538982529","Oil",2.9452499999999997,48279.698301999975,126.313]
["SEE982109200867","Oil",2.9452499999999997,48282.643551999972,126.313]
["SEE929683710078","Oil",2.9452499999999997,48285.588801999969,126.313]
["SEE973787734782","Oil",2.9452499999999997,48288.534051999966,126.313]
["SEE923340224045","Oil",1.4841,48290.018151999968,126.313]
["SEE948375642084","Oil",2.1063000000000001,48292.124451999967,126.313]
["SEE901935169124","Oil",2.1063000000000001,48294.230751999967,126.313]
["SEE982082292286","Oil",2.1063000000000001,48296.337051999966,126.313]
["SEE923485223774","Oil",29.75,48326.087051999966,126.313]
["SEE966235726637","Oil",0.94350000000000001,48327.030551999967,126.313]
["SEE920130351394","Oil",0.94350000000000001,48327.974051999969,126.313]
["SEE993275815625","Oil",1.7,48329.674051999966,126.313]
["SEE984460499508","Oil",1.7,48331.374051999963,126.313]
["SEE950379558698","Oil",1.7,48333.07405199996,126.313]
["SEE907667431027","Oil",1.7,48334.774051999957,126.313]
["SEE996033213305","Oil",1.7,48336.474051999954,126.313]
["SEE957716831667","Oil",1.7,48338.174051999951,126.313]
["SEE955509938364","Oil",1.0675999999999999,48339.241651999953,126.313]
["SEE976944273018","Oil",1.1560000000000001,48340.397651999956,126.53268219383924]
["SEE967194778880","CCGT",53.94,48394.337651999958,127.16200966183577]
["SEE968254365774","CCGT",53.94,48448.277651999961,127.16200966183577]
["SEE901410470721","CCGT",53.94,48502.217651999963,127.16200966183577]
["SEE950477241393","CCGT",64.38,48566.59765199996,127.16200966183577]
["SEE919296928137","CCGT",92.815950000000001,48659.413601999957,127.16200966183577]
["SEE918548652318","Oil",3.06,48662.473601999955,127.22815411735078]
["SEE978426302629","Oil",5.3464999999999998,48667.820101999954,127.22815411735078]
["SEE976995281321","Oil",2.3459999999999996,48670.166101999952,127.22815411735078]
["SEE970444408703","Oil",2.3459999999999996,48672.51210199995,127.22815411735078]
["SEE918541277334","Oil",2.3459999999999996,48674.858101999947,127.22815411735078]
["SEE967464788519","Oil",2.3459999999999996,48677.204101999945,127.22815411735078]
["SEE959614237596","Oil",2.3459999999999996,48679.550101999943,127.22815411735078]
["SEE982248430859","Oil",0.95200000000000007,48680.50210199994,127.22815411735078]
["SEE943750140889","Oil",50.15,48730.652101999942,127.22815411735078]
["SEE963827374382","CCGT",50.46,48781.112101999941,128.26430799220273]
["SEE905035807238","CCGT",52.2,48833.312101999938,128.26430799220273]
["SEE902267138956","CCGT",52.2,48885.512101999935,128.26430799220273]
["SEE947225300921","CCGT",32.19,48917.702101999937,128.26430799220273]
["SEE912160334607","CCGT",32.19,48949.89210199994,128.26430799220273]
["SEE930522848685","CCGT",33.408000000000001,48983.300101999943,128.26430799220273]
["SEE904165703137","CCGT",35.820509999999999,49019.120611999941,128.26430799220273]
["SEE918705951896","CCGT",35.820509999999999,49054.941121999938,128.26430799220273]
["SEE971164680486","CCGT",16.317720000000001,49071.258841999937,128.26430799220273]
["SEE961788817153","CCGT",10.44,49081.69884199994,128.26430799220273]
["SEE991050894971","Other",11.9,49093.598841999941,128.65522077922077]
["SEE906899424722","Other",20.399999999999999,49113.998841999943,128.65522077922077]
["SEE974910236807","Other",2.2524999999999999,49116.251341999945,128.65522077922077]
["SEE916689752430","Other",2.2524999999999999,49118.503841999947,128.65522077922077]
["SEE923597137761","Other",1.1134999999999999,49119.617341999947,128.65522077922077]
["SEE982182442567","Other",1.7,49121.317341999944,128.65522077922077]
["SEE974889284021","Other",1.02,49122.337341999941,128.65522077922077]
["SEE910877433255","Other",1.02,49123.357341999937,128.65522077922077]
["SEE988296656760","Other",6.8,49130.15734199994,128.65522077922077]
["SEE987252656561","Other",8.083499999999999,49138.240841999941,128.65522077922077]
["SEE975925776395","Other",2.1165000000000003,49140.357341999937,128.65522077922077]
["SEE933880771312","Other",1.6915,49142.048841999938,128.65522077922077]
["SEE991800922688","Other",0.99365000000000003,49143.042491999935,128.65522077922077]
["SEE956217502250","Other",6.8,49149.842491999938,128.65522077922077]
["SEE944995057840","CCGT",8.5259999999999998,49158.368491999936,129.38611602753198]
["SEE906722372718","CCGT",2.5882499999999999,49160.956741999937,129.38611602753198]
["SEE958827094903","CCGT",3.0449999999999999,49164.001741999935,130.52795634920636]
["SEE909886576275","CCGT",174,49338.001741999935,131.56018]
["SEE999117793854","CCGT",174,49512.001741999935,131.56018]
["SEE944095305490","CCGT",26.1,49538.101741999933,131.56018]
["SEE967844487346","CCGT",39.15,49577.251741999935,131.56018]
["SEE947712976042","CCGT",1.131,49578.382741999936,131.56018]
["SEE963667652152","CCGT",4.5674999999999999,49582.950241999933,131.56018]
["SEE983424047212","CCGT",21.75,49604.700241999933,131.56018]
["SEE986633590692","CCGT",4.4848499999999998,49609.185091999934,131.56018]
["SEE940780197517","CCGT",13.398,49622.583091999935,131.56018]
["SEE954086855965","Oil",90.1,49712.683091999934,131.9435736677116]
["SEE995943794058","Oil",90.1,49802.783091999932,131.9435736677116]
["SEE986145450682","Oil",4.08,49806.863091999934,132.32093266963585]
["SEE904887370686","Other",7.3949999999999996,49814.258091999931,132.40978609625668]
["SEE967441234602","Oil",19.04,49833.298091999932,132.70047293746717]
["SEE909297051026","Oil",19.294999999999998,49852.59309199993,132.70047293746717]
["SEE950981928360","Oil",9.2650000000000006,49861.858091999929,132.70047293746717]
["SEE969775213346","Oil",82.534999999999997,49944.393091999933,132.90842105263158]
["SEE982556430190","Oil",24.905000000000001,49969.298091999932,132.90842105263158]
["SEE912935247576","Oil",28.389999999999997,49997.688091999931,132.90842105263158]
["SEE974711013546","Oil",25.33,50023.018091999933,132.90842105263158]
["SEE921706084241","Oil",25.5,50048.518091999933,132.90842105263158]
["SEE954780579013","Oil",38.401299999999999,50086.919391999931,132.90842105263158]
["SEE958261845871","Oil",1.8138999999999998,50088.733291999932,132.90842105263158]
["SEE913657334902","Oil",17.484500000000001,50106.21779199993,132.90842105263158]
["SEE922559384908","Oil",5.7374999999999998,50111.955291999933,132.90842105263158]
["SEE920556442270","Oil",5.7374999999999998,50117.692791999936,132.90842105263158]
["SEE941830461497","Oil",1.02,50118.712791999933,132.90842105263158]
["SEE902011821608","Oil",0.89249999999999996,50119.605291999935,132.90842105263158]
["SEE988040578546","Oil",3.6040000000000001,50123.209291999934,132.90842105263158]
["SEE970928898099","Oil",3.145,50126.354291999931,132.90842105263158]
["SEE905714982744","Oil",3.4849999999999994,50129.839291999931,132.90842105263158]
["SEE953940047089","Oil",2.5499999999999998,50132.389291999934,132.90842105263158]
["SEE997738174762","Oil",2.125,50134.514291999934,132.90842105263158]
["SEE940009163477","Oil",2.125,50136.639291999934,132.90842105263158]
["SEE971897030428","Oil",0.85,50137.489291999933,132.90842105263158]
["SEE960058020569","Oil",2.9750000000000001,50140.464291999931,132.90842105263158]
["SEE910806335483","Oil",2.9750000000000001,50143.43929199993,132.90842105263158]
["SEE918397495210","Oil",2.125,50145.56429199993,132.90842105263158]
["SEE961021885321","Oil",4.6749999999999998,50150.239291999933,132.90842105263158]
["SEE926900618322","Oil",4.8449999999999998,50155.084291999934,133.08221343873518]
["SEE929776487108","Oil",4.8449999999999998,50159.929291999935,133.08221343873518]
["SEE907222955227","Oil",4.8449999999999998,50164.774291999936,133.08221343873518]
["SEE912912423627","Oil",16.064999999999998,50180.839291999939,133.08221343873518]
["SEE902096864651","Oil",9.6050000000000004,50190.444291999942,133.08221343873518]
["SEE914187135533","Oil",9.6050000000000004,50200.049291999945,133.08221343873518]
["SEE937538401125","Oil",10.795,50210.844291999943,133.08221343873518]
["SEE955482235511","Oil",10.795,50221.639291999942,133.08221343873518]
["SEE974206815730","Oil",6.2050000000000001,50227.844291999943,133.08221343873518]
["SEE916030519361","Oil",6.2050000000000001,50234.049291999945,133.08221343873518]
["SEE909106315790","Oil",11.475,50245.524291999944,133.08221343873518]
["SEE975369197862","Oil",0.95200000000000007,50246.476291999941,133.08221343873518]
["SEE960529046555","Oil",29.324999999999999,50275.801291999938,133.46617336152221]
["SEE959802115149","Other",7.7995999999999999,50283.600891999937,133.83043243243245]
["SEE997020557907","Other",15.503999999999998,50299.104891999938,133.83043243243245]
["SEE904819420762","CCGT",142.68,50441.784891999938,134.21446938775512]
["SEE948541471333","CCGT",142.68,50584.464891999938,134.21446938775512]
["SEE992187994404","CCGT",100.92,50685.384891999936,134.21446938775512]
["SEE990748250273","Oil",1.292,50686.676891999938,134.24082934609251]
["SEE945332437417","Oil",1.292,50687.968891999939,134.24082934609251]
["SEE973218123130","Oil",1.292,50689.26089199994,134.24082934609251]
["SEE943668244310","Oil",1.292,50690.552891999941,134.24082934609251]
["SEE921499316925","Oil",1.292,50691.844891999943,134.24082934609251]
["SEE966934929711","Oil",1.292,50693.136891999944,134.24082934609251]
["SEE942051897355","Oil",1.292,50694.428891999945,134.24082934609251]
[null,"Oil",497.43766469999969,51191.866556699948,135.02459893048129]
["SEE975793104498","CCGT",8.9462099999999989,51200.81276669995,135.03201232032853]
["SEE995502598592","Oil",3.06,51203.872766699948,135.81764389456697]
["SEE917940359917","Oil",3.06,51206.932766699945,135.81764389456697]
["SEE966844914388","Oil",38.78125,51245.714016699945,138.55543358946213]
["SEE941844408532","Oil",38.78125,51284.495266699945,138.55543358946213]
["SEE905270326723","Oil",38.78125,51323.276516699945,138.55543358946213]
["SEE961847934449","CCGT",39.210900000000002,51362.487416699943,139.86189361702128]
["SEE998387657606","CCGT",26.325330000000001,51388.812746699943,139.86189361702128]
["SEE937914003899","Oil",5.0490000000000004,51393.861746699942,139.9279379157428]
["SEE994661495704","Oil",5.0490000000000004,51398.910746699941,139.9279379157428]
["SEE987736068934","Oil",3.23,51402.140746699944,139.9279379157428]
["SEE917962193414","Oil",3.23,51405.370746699948,139.9279379157428]
["SEE922964729325","Oil",3.23,51408.600746699951,139.9279379157428]
["SEE960158091162","Other",8.4150000000000009,51417.015746699952,141.42074285714287]
["SEE912008346410","Other",9.18,51426.195746699952,141.42074285714287]
["SEE954087912339","Other",2.125,51428.320746699952,141.42074285714287]
["SEE940821413552","Other",3.74,51432.06074669995,141.42074285714287]
["SEE997894865399","Other",4.25,51436.31074669995,141.42074285714287]
["SEE985220684011","Other",7.9050000000000002,51444.215746699949,141.42074285714287]
["SEE915096178499","Other",1.87,51446.085746699951,141.42074285714287]
["SEE941850023651","Other",2.20269,51448.28843669995,141.42074285714287]
["SEE956337212497","Other",11.616949999999999,51459.905386699953,141.42074285714287]
["SEE998479256069","Other",14.06495,51473.970336699953,141.42074285714287]
["SEE985205009518","Other",6.3290999999999995,51480.299436699956,141.42074285714287]
["SEE925683830624","Other",6.3290999999999995,51486.628536699958,141.42074285714287]
["SEE962564048280","Other",6.6988500000000002,51493.327386699959,141.42074285714287]
["SEE902329484380","Other",10.09409,51503.421476699958,141.42074285714287]
["SEE972239033510","Other",3.5176315000000002,51506.939108199957,141.42074285714287]
[null,"Other",313.7605764999999,51820.699684699954,141.42074285714287]
["SEE987807988154","Oil",73.95,51894.649684699951,142.0785251899803]
["SEE911567250299","Oil",73.95,51968.599684699948,142.51665725578769]
["SEE906257837416","Oil",23.8,51992.399684699951,142.51665725578769]
["SEE921098709050","CCGT",50.46,52042.85968469995,142.86976086956523]
["SEE925192446583","CCGT",50.46,52093.319684699949,142.86976086956523]
["SEE933564106935","CCGT",50.46,52143.779684699948,142.86976086956523]
["SEE951620659119","CCGT",50.46,52194.239684699947,142.86976086956523]
["SEE985908351792","CCGT",312.33,52506.569684699949,142.86976086956523]
["SEE994418588468","CCGT",312.33,52818.899684699951,142.86976086956523]
["SEE905415023425","CCGT",3.7505699999999997,52822.650254699947,143.23951612903227]
["SEE902840312209","Other",33.15,52855.800254699949,143.45582608695653]
["SEE976459856379","Other",23.8,52879.600254699952,143.45582608695653]
["SEE959837176825","Other",24.224999999999998,52903.82525469995,143.45582608695653]
["SEE939597247393","CCGT",1.7121599999999999,52905.537414699953,143.67334936598166]
["SEE921888721163","CCGT",1.7121599999999999,52907.249574699956,143.67334936598166]
["SEE903508467828","CCGT",1.7121599999999999,52908.961734699958,143.67334936598166]
["SEE932929596862","CCGT",1.7121599999999999,52910.673894699961,143.67334936598166]
["SEE951279779923","CCGT",1.7121599999999999,52912.386054699964,143.67334936598166]
["SEE919390074075","CCGT",2.8579500000000002,52915.244004699962,143.67334936598166]
["SEE921399860047","CCGT",2.8579500000000002,52918.10195469996,143.67334936598166]
["SEE945563004310","CCGT",2.8579500000000002,52920.959904699957,143.67334936598166]
["SEE989200392347","CCGT",12.949949999999999,52933.909854699959,144.10984649122807]
["SEE904662075126","CCGT",12.949949999999999,52946.859804699961,144.10984649122807]
["SEE970806189455","CCGT",11.223000000000001,52958.08280469996,144.10984649122807]
["SEE917096062495","CCGT",26.2392,52984.322004699963,144.10984649122807]
["SEE959343099212","CCGT",108.75,53093.072004699963,144.58050605060507]
["SEE993385162510","Coal",4.6288,53097.700804699962,144.80249462365595]
["SEE900040609433","Coal",4.9119999999999999,53102.612804699958,144.80249462365595]
["SEE909339504022","Coal",4.9119999999999999,53107.524804699955,144.80249462365595]
["SEE962185382367","CCGT",0.87,53108.394804699958,145.88297069271761]
["SEE967950570895","CCGT",0.87,53109.26480469996,145.88297069271761]
["SEE939242219362","CCGT",263.61,53372.874804699961,146.0113111111111]
["SEE992213654456","CCGT",263.61,53636.484804699961,146.0113111111111]
["SEE907223904750","CCGT",69.338999999999999,53705.823804699961,146.0113111111111]
["SEE985585573104","CCGT",85.173000000000002,53790.996804699964,146.0113111111111]
["SEE901789931854","CCGT",85.173000000000002,53876.169804699966,146.0113111111111]
["SEE950005518836","CCGT",21.923999999999999,53898.093804699965,146.0113111111111]
["SEE963177319026","CCGT",13.92,53912.013804699964,146.0113111111111]
["SEE951582148140","CCGT",8.6390999999999991,53920.652904699964,146.0113111111111]
["SEE983509659989","CCGT",8.6390999999999991,53929.292004699964,146.0113111111111]
["SEE964290104919","CCGT",8.6390999999999991,53937.931104699965,146.0113111111111]
["SEE920825895844","CCGT",8.6390999999999991,53946.570204699965,146.0113111111111]
["SEE979557966681","CCGT",8.6390999999999991,53955.209304699965,146.0113111111111]
["SEE945401341942","CCGT",8.6390999999999991,53963.848404699966,146.0113111111111]
["SEE997770651436","CCGT",8.6390999999999991,53972.487504699966,146.0113111111111]
["SEE966089822219","CCGT",8.6390999999999991,53981.126604699966,146.0113111111111]
["SEE945569399960","CCGT",8.6390999999999991,53989.765704699967,146.0113111111111]
["SEE916830465356","CCGT",8.6390999999999991,53998.404804699967,146.0113111111111]
["SEE915108754215","Oil",76.5,54074.904804699967,147.05244755244755]
["SEE981258814888","Oil",38.42,54113.324804699965,147.05244755244755]
["SEE971876915975","CCGT",3.2816399999999999,54116.606444699966,148.62690045248868]
["SEE921008505376","CCGT",3.2816399999999999,54119.888084699967,148.62690045248868]
["SEE916894674336","CCGT",3.2816399999999999,54123.169724699968,148.62690045248868]
["SEE910080930862","CCGT",3.2816399999999999,54126.451364699969,148.62690045248868]
["SEE960430412456","CCGT",3.2816399999999999,54129.73300469997,148.62690045248868]
["SEE912978354040","CCGT",3.2816399999999999,54133.014644699972,148.62690045248868]
["SEE905054165586","CCGT",3.2816399999999999,54136.296284699973,148.62690045248868]
["SEE970143794190","CCGT",3.2816399999999999,54139.577924699974,148.62690045248868]
["SEE955085348786","CCGT",3.2816399999999999,54142.859564699975,148.62690045248868]
["SEE976415135319","CCGT",12.18,54155.039564699975,149.0943940081707]
["SEE975556152230","CCGT",56.55,54211.589564699978,149.29565909090908]
["SEE901050642113","CCGT",49.870139999999999,54261.459704699977,149.29565909090908]
["SEE907524301289","Other",8.5,54269.959704699977,149.9310909090909]
["SEE921785427038","Other",10.199999999999999,54280.159704699974,149.9310909090909]
["SEE971740147860","Other",1.7212499999999999,54281.880954699976,149.9310909090909]
["SEE910623192382","Other",6.3657774999999992,54288.246732199979,149.9310909090909]
["SEE964903137297","Other",4.2355499999999999,54292.482282199977,149.9310909090909]
["SEE913282681389","Other",5.6860749999999998,54298.168357199975,149.9310909090909]
["SEE944335479066","Other",5.6860749999999998,54303.854432199973,149.9310909090909]
["SEE929003106239","Other",3.993725,54307.848157199973,149.9310909090909]
["SEE994929345864","Other",3.993725,54311.841882199973,149.9310909090909]
["SEE999705546763","Other",7.9857499999999995,54319.827632199973,149.9310909090909]
["SEE974941636973","Other",6.6988500000000002,54326.526482199974,149.9310909090909]
["SEE960317505882","Oil",19.72,54346.246482199975,151.43577430972391]
["SEE925076352665","Oil",19.72,54365.966482199976,151.43577430972391]
["SEE981924913907","Oil",19.72,54385.686482199977,151.43577430972391]
["SEE905937514456","Oil",19.72,54405.406482199978,151.43577430972391]
["SEE982563254987","CCGT",78.3,54483.706482199981,152.03261574074077]
["SEE922477386435","CCGT",336.69,54820.396482199983,152.03261574074077]
["SEE982367992610","CCGT",50.46,54870.856482199983,152.03261574074077]
["SEE911613995433","Oil",115.6,54986.456482199981,152.61887477313974]
["SEE920494524915","CCGT",177.48,55163.936482199984,152.73276744186049]
["SEE914414538991","CCGT",177.48,55341.416482199988,152.73276744186049]
["SEE976850689781","CCGT",77.864999999999995,55419.281482199985,152.73276744186049]
["SEE978934537223","Oil",1.3727499999999999,55420.654232199988,152.89454545454544]
["SEE901927360195","Oil",1.9889999999999999,55422.643232199989,152.89454545454544]
["SEE967390177067","Oil",12.75,55435.393232199989,152.89454545454544]
["SEE976263348152","CCGT",2.0801699999999999,55437.47340219999,153.43946261682242]
["SEE918912535520","CCGT",2.0801699999999999,55439.553572199991,153.43946261682242]
["SEE900953976684","CCGT",2.0801699999999999,55441.633742199992,153.43946261682242]
["SEE951078548935","CCGT",2.8823099999999999,55444.516052199993,153.43946261682242]
["SEE942008424429","Oil",1.36,55445.876052199994,153.9139719341062]
["SEE917448747254","Oil",1.0880000000000001,55446.964052199997,153.9139719341062]
["SEE974201537415","OCGT",279.27,55726.234052199994,155.83354761904764]
["SEE950589701143","CCGT",45.24,55771.474052199992,156.33354761904764]
["SEE911764038249","CCGT",333.21,56104.684052199991,156.88850657108722]
["SEE991036415459","CCGT",6.5754599999999996,56111.259512199991,157.67216618635928]
["SEE997248724068","CCGT",6.5754599999999996,56117.834972199991,157.67216618635928]
["SEE940081190514","CCGT",3.8001600000000004,56121.63513219999,157.67216618635928]
["SEE962777669616","Oil",21.25,56142.88513219999,158.82493702770782]
["SEE949509046600","Oil",21.25,56164.13513219999,158.82493702770782]
["SEE917497526305","CCGT",13.363199999999999,56177.49833219999,159.6471060311284]
["SEE989834346082","CCGT",13.363199999999999,56190.86153219999,159.6471060311284]
["SEE923304040681","CCGT",47.85,56238.711532199988,160.10997560975613]
["SEE932787342328","CCGT",47.85,56286.561532199987,160.10997560975613]
["SEE995899706617","CCGT",47.85,56334.411532199985,160.10997560975613]
["SEE942237774470","CCGT",308.85000000000002,56643.261532199984,160.10997560975613]
["SEE908672656115","CCGT",308.85000000000002,56952.111532199982,160.10997560975613]
["SEE924172977710","Oil",73.099999999999994,57025.211532199981,160.12761904761905]
["SEE965327731764","CCGT",1.2293100000000001,57026.440842199983,160.26486816406251]
["SEE975094128629","CCGT",17.399999999999999,57043.840842199985,160.30363858363859]
["SEE923401813959","CCGT",160.94999999999999,57204.790842199982,161.71209657551123]
["SEE929077603696","CCGT",100.05,57304.840842199985,161.71209657551123]
["SEE972750176482","CCGT",3.8888999999999996,57308.729742199983,161.71209657551123]
["SEE946583344691","CCGT",3.915,57312.644742199984,161.71209657551123]
["SEE918100281437","CCGT",3.915,57316.559742199985,161.71209657551123]
["SEE951839779134","CCGT",8.20932,57324.769062199986,161.71209657551123]
["SEE985206646330","CCGT",8.20932,57332.978382199988,161.71209657551123]
["SEE916115669219","CCGT",8.20932,57341.18770219999,161.71209657551123]
["SEE953574430066","CCGT",8.20932,57349.397022199992,161.71209657551123]
["SEE905939296770","CCGT",8.20932,57357.606342199993,161.71209657551123]
["SEE963125615224","CCGT",8.20932,57365.815662199995,161.71209657551123]
["SEE941552924256","CCGT",8.20932,57374.024982199997,161.71209657551123]
["SEE937791832391","CCGT",8.20932,57382.234302199999,161.71209657551123]
["SEE932569905017","CCGT",8.20932,57390.4436222,161.71209657551123]
["SEE979353792927","CCGT",8.20932,57398.652942200002,161.71209657551123]
["SEE994826833730","CCGT",8.20932,57406.862262200004,161.71209657551123]
["SEE918583974024","CCGT",8.20932,57415.071582200006,161.71209657551123]
["SEE987324322059","CCGT",8.20932,57423.280902200007,161.71209657551123]
["SEE939823727910","CCGT",8.20932,57431.490222200009,161.71209657551123]
["SEE904076796426","CCGT",8.20932,57439.699542200011,161.71209657551123]
["SEE940475173918","CCGT",8.20932,57447.908862200013,161.71209657551123]
["SEE967544153657","CCGT",8.20932,57456.118182200014,161.71209657551123]
["SEE921059219284","CCGT",8.20932,57464.327502200016,161.71209657551123]
["SEE934242259776","CCGT",8.20932,57472.536822200018,161.71209657551123]
["SEE916435406600","CCGT",8.20932,57480.74614220002,161.71209657551123]
["SEE910823411191","CCGT",3.915,57484.661142200021,161.71209657551123]
["SEE917331286914","CCGT",3.915,57488.576142200021,161.71209657551123]
["SEE902845037787","CCGT",3.915,57492.491142200022,161.71209657551123]
["SEE967283752913","CCGT",2.9232,57495.41434220002,161.71209657551123]
["SEE995752550746","CCGT",2.9232,57498.337542200017,161.71209657551123]
["SEE982889459141","CCGT",2.9232,57501.260742200015,161.71209657551123]
["SEE927436598478","CCGT",2.9232,57504.183942200012,161.71209657551123]
["SEE985331675700","CCGT",10.962,57515.145942200012,162.06812345679012]
["SEE957769851605","CCGT",34.049190000000003,57549.19513220001,162.14745553359685]
["SEE953235539855","CCGT",8.4537899999999997,57557.648922200009,162.14745553359685]
["SEE974615285285","CCGT",8.4537899999999997,57566.102712200009,162.14745553359685]
["SEE972346658903","CCGT",8.4537899999999997,57574.556502200008,162.14745553359685]
["SEE907667929555","CCGT",10.005000000000001,57584.561502200006,162.14745553359685]
["SEE949816813650","CCGT",3.8166899999999995,57588.378192200005,162.14745553359685]
["SEE971156902916","CCGT",3.8166899999999995,57592.194882200005,162.14745553359685]
["SEE904748267797","CCGT",3.8166899999999995,57596.011572200005,162.14745553359685]
["SEE968905685947","CCGT",3.8166899999999995,57599.828262200004,162.14745553359685]
["SEE929808661773","CCGT",3.8906400000000003,57603.718902200002,162.14745553359685]
["SEE956808243722","CCGT",3.8906400000000003,57607.6095422,162.14745553359685]
["SEE984068604342","CCGT",3.8906400000000003,57611.500182199998,162.14745553359685]
["SEE948545926433","CCGT",3.8906400000000003,57615.390822199995,162.14745553359685]
["SEE957602727647","CCGT",3.8906400000000003,57619.281462199993,162.14745553359685]
["SEE901246020381","CCGT",8.70261,57627.984072199994,162.14745553359685]
["SEE997719859992","CCGT",45.24,57673.224072199991,162.58518702006441]
["SEE988684097793","CCGT",48.72,57721.944072199993,162.58518702006441]
["SEE965333653821","CCGT",48.72,57770.664072199994,162.58518702006441]
["SEE975166535577","CCGT",6.96,57777.624072199993,162.58518702006441]
["SEE955111508221","CCGT",7.3306199999999997,57784.954692199994,162.58518702006441]
["SEE934531299087","CCGT",19.14,57804.094692199993,162.58518702006441]
["SEE986959633936","CCGT",7.7273399999999999,57811.822032199991,162.58518702006441]
["SEE955178360381","CCGT",3.5583,57815.380332199988,162.58518702006441]
["SEE993922966908","CCGT",3.5583,57818.938632199985,162.58518702006441]
["SEE933402065318","CCGT",3.5583,57822.496932199982,162.58518702006441]
["SEE934897209904","Oil",51,57873.496932199982,162.79857972885731]
["SEE977273010268","CCGT",9.57,57883.066932199981,163.02531048186785]
["SEE945093389369","CCGT",40.89,57923.956932199981,163.02531048186785]
["SEE931050475398","CCGT",394.02299999999997,58317.979932199982,163.02531048186785]
["SEE977956291342","CCGT",18.800699999999999,58336.780632199981,163.02531048186785]
["SEE928797247012","CCGT",2.3072400000000002,58339.087872199983,163.02531048186785]
["SEE958184152735","CCGT",24.36,58363.447872199984,163.02531048186785]
["SEE926418118239","OCGT",1.6095000000000002,58365.057372199983,163.57522499999999]
["SEE953048986860","OCGT",4.4369999999999994,58369.494372199981,163.57522499999999]
["SEE938018666973","OCGT",4.4369999999999994,58373.931372199979,163.57522499999999]
["SEE939524649245","OCGT",4.7850000000000001,58378.716372199982,163.57522499999999]
["SEE933094075404","CCGT",26.247900000000001,58404.964272199984,163.91281218781219]
["SEE912975333499","CCGT",38.565360000000005,58443.529632199985,163.91281218781219]
["SEE925723270861","CCGT",3.6757499999999999,58447.205382199987,163.91281218781219]
["SEE942581404276","CCGT",3.6757499999999999,58450.881132199989,163.91281218781219]
["SEE999306148830","CCGT",3.6757499999999999,58454.556882199991,163.91281218781219]
["SEE908119179962","CCGT",3.2407500000000002,58457.797632199989,163.91281218781219]
["SEE964121468647","CCGT",3.2442299999999999,58461.041862199985,163.91281218781219]
["SEE971995083203","CCGT",9.048,58470.089862199988,163.91281218781219]
["SEE980130244065","CCGT",3.6600899999999998,58473.749952199985,163.91281218781219]
["SEE976877764072","CCGT",3.6600899999999998,58477.410042199983,163.91281218781219]
["SEE925705511180","CCGT",3.6600899999999998,58481.07013219998,163.91281218781219]
["SEE925623713673","CCGT",3.6600899999999998,58484.730222199978,163.91281218781219]
["SEE959229794460","CCGT",26.1,58510.830222199977,164.07522499999999]
["SEE941875842596","CCGT",30.45,58541.280222199974,164.07522499999999]
["SEE979791664664","CCGT",43.064999999999998,58584.345222199976,164.07522499999999]
["SEE969074173341","CCGT",30.45,58614.795222199973,164.07522499999999]
["SEE957844983702","CCGT",7.83,58622.625222199975,164.07522499999999]
["SEE967243760361","CCGT",11.7363,58634.361522199972,164.07522499999999]
["SEE919286948329","CCGT",6.7859999999999996,58641.147522199972,164.07522499999999]
["SEE938449433663","CCGT",6.2640000000000002,58647.411522199975,164.07522499999999]
["SEE933714674710","CCGT",8.6999999999999993,58656.111522199972,164.07522499999999]
["SEE972128015696","CCGT",27.057000000000002,58683.168522199972,164.07522499999999]
["SEE900527375523","CCGT",4.7850000000000001,58687.953522199976,164.07522499999999]
["SEE995596088894","CCGT",4.7850000000000001,58692.738522199979,164.07522499999999]
["SEE945933440847","CCGT",4.7850000000000001,58697.523522199983,164.07522499999999]
["SEE943007353727","CCGT",1.7391300000000001,58699.262652199985,164.07522499999999]
["SEE986400818790","CCGT",7.5081000000000007,58706.770752199984,164.07522499999999]
["SEE900252837358","CCGT",3.915,58710.685752199985,164.07522499999999]
["SEE957939399869","CCGT",1.7121599999999999,58712.397912199987,164.07522499999999]
["SEE984352856976","CCGT",2.71353,58715.111442199988,164.07522499999999]
["SEE919395394109","CCGT",1.0008306000000002,58716.11227279999,164.07522499999999]
["SEE956674158182","CCGT",1.1745000000000001,58717.286772799991,164.07522499999999]
["SEE945807171310","CCGT",1.1745000000000001,58718.461272799992,164.07522499999999]
["SEE909963484639","CCGT",2.2184999999999997,58720.679772799995,164.07522499999999]
["SEE943109996648","CCGT",3.7409999999999997,58724.420772799996,164.07522499999999]
["SEE996431301710","CCGT",3.7409999999999997,58728.161772799998,164.07522499999999]
["SEE935253303649","CCGT",3.7409999999999997,58731.9027728,164.07522499999999]
["SEE975854838485","CCGT",3.7409999999999997,58735.643772800002,164.07522499999999]
["SEE973007329446","CCGT",3.8976000000000002,58739.541372799998,164.07522499999999]
["SEE968984873471","CCGT",1.2005999999999999,58740.741972799995,164.07522499999999]
["SEE997674469793","CCGT",2.0009999999999999,58742.742972799992,164.07522499999999]
["SEE949685414514","CCGT",1.5921000000000001,58744.335072799993,164.07522499999999]
["SEE965444118547","CCGT",4.6980000000000004,58749.03307279999,164.07522499999999]
["SEE951802406722","CCGT",6.5163000000000002,58755.549372799993,164.07522499999999]
["SEE908040387344","CCGT",1.7230349999999999,58757.272407799996,164.07522499999999]
["SEE958897712714","CCGT",1.7230349999999999,58758.995442799998,164.07522499999999]
["SEE964821359092","CCGT",3.8793299999999995,58762.874772800002,164.07522499999999]
["SEE947894664195","CCGT",3.8793299999999995,58766.754102800005,164.07522499999999]
["SEE905790208189","CCGT",1.7095500000000001,58768.463652800005,164.07522499999999]
["SEE944254703181","CCGT",1.69998,58770.163632800002,164.07522499999999]
["SEE940191479424","CCGT",1.69998,58771.8636128,164.07522499999999]
["SEE900364034072","CCGT",5.6550000000000002,58777.518612799999,164.07522499999999]
["SEE902114639810","CCGT",1.74,58779.258612799997,164.07522499999999]
["SEE941042670380","CCGT",7.1548800000000004,58786.413492799998,164.07522499999999]
["SEE901196452256","CCGT",5.8376999999999999,58792.251192799995,164.07522499999999]
["SEE973271553004","CCGT",4.8459000000000003,58797.097092799995,164.07522499999999]
["SEE990308000553","CCGT",1.7678400000000001,58798.864932799996,164.07522499999999]
["SEE926990956885","CCGT",1.7643599999999999,58800.629292799997,164.07522499999999]
["SEE994281911899","CCGT",1.7660999999999998,58802.395392799997,164.07522499999999]
["SEE998028907619","CCGT",1.7469600000000001,58804.142352799994,164.07522499999999]
["SEE934292362181","CCGT",1.7189460000000001,58805.861298799995,164.07522499999999]
["SEE987729168146","CCGT",4.3499999999999996,58810.211298799994,164.07522499999999]
["SEE965711846036","CCGT",6.5250000000000004,58816.736298799995,164.07522499999999]
["SEE929826629465","CCGT",11.092499999999999,58827.828798799994,164.07522499999999]
["SEE959745626917","CCGT",3.48,58831.308798799997,164.07522499999999]
["SEE957639615832","CCGT",12.18,58843.488798799997,164.07522499999999]
["SEE952857304476","CCGT",1.6182000000000001,58845.106998799994,164.07522499999999]
["SEE926356200836","CCGT",1.3049999999999999,58846.411998799995,164.07522499999999]
["SEE971949289934","CCGT",2.7840000000000003,58849.195998799994,164.07522499999999]
["SEE949310869146","CCGT",2.7840000000000003,58851.979998799994,164.07522499999999]
["SEE925189660817","CCGT",2.7840000000000003,58854.763998799994,164.07522499999999]
["SEE941055812814","CCGT",4.6544999999999996,58859.418498799991,164.07522499999999]
["SEE939211785720","CCGT",6.7859999999999996,58866.204498799991,164.07522499999999]
["SEE947745452346","CCGT",6.8730000000000002,58873.07749879999,164.07522499999999]
["SEE923953841820","CCGT",1.3006500000000001,58874.378148799988,164.07522499999999]
["SEE920571907488","CCGT",3.7644899999999999,58878.142638799989,164.07522499999999]
["SEE944861777810","CCGT",1.74,58879.882638799987,164.07522499999999]
["SEE967129146814","CCGT",1.74,58881.622638799985,164.07522499999999]
["SEE906681939748","CCGT",1.8905100000000001,58883.513148799982,164.07522499999999]
["SEE967448123107","CCGT",1.8905100000000001,58885.40365879998,164.07522499999999]
["SEE956207547964","CCGT",1.8905100000000001,58887.294168799977,164.07522499999999]
["SEE900348277440","CCGT",1.8905100000000001,58889.184678799975,164.07522499999999]
["SEE942234222677","CCGT",1.8905100000000001,58891.075188799972,164.07522499999999]
["SEE982412379564","CCGT",1.2162599999999999,58892.291448799973,164.07522499999999]
["SEE977583940965","CCGT",1.8931200000000001,58894.184568799974,164.07522499999999]
["SEE907892165506","CCGT",1.74,58895.924568799972,164.07522499999999]
["SEE986561991462","CCGT",1.74,58897.66456879997,164.07522499999999]
["SEE995184160995","CCGT",1.74,58899.404568799968,164.07522499999999]
["SEE946476002431","CCGT",18.10905,58917.513618799967,164.07522499999999]
["SEE980823248912","CCGT",22.558229999999998,58940.071848799969,164.07522499999999]
["SEE955995472915","CCGT",31.32,58971.391848799969,164.07522499999999]
["SEE960935066536","CCGT",10.44,58981.831848799971,164.07522499999999]
["SEE916733797554","CCGT",3.6105000000000005,58985.442348799974,164.07522499999999]
["SEE981577567892","CCGT",6.0203999999999995,58991.462748799975,164.07522499999999]
["SEE907064154956","CCGT",4.9329000000000001,58996.395648799975,164.07522499999999]
["SEE906462907775","CCGT",4.9329000000000001,59001.328548799975,164.07522499999999]
["SEE990935582224","CCGT",5.22,59006.548548799976,164.07522499999999]
["SEE947763810036","CCGT",7.8552299999999997,59014.403778799977,164.07522499999999]
["SEE942954514045","CCGT",2.6448,59017.048578799979,164.07522499999999]
["SEE967909872162","CCGT",8.2650000000000006,59025.313578799978,164.07522499999999]
["SEE942369834141","CCGT",18.322199999999999,59043.63577879998,164.07522499999999]
["SEE986027519575","CCGT",1.70085,59045.336628799982,164.07522499999999]
["SEE920885263676","CCGT",1.70085,59047.037478799983,164.07522499999999]
["SEE981673107183","CCGT",1.7043300000000001,59048.741808799983,164.07522499999999]
["SEE988410265359","CCGT",1.7043300000000001,59050.446138799984,164.07522499999999]
["SEE944326423818","CCGT",1.7095500000000001,59052.155688799983,164.07522499999999]
["SEE952754203742","CCGT",1.7313000000000001,59053.886988799983,164.07522499999999]
["SEE936805420975","CCGT",1.7313000000000001,59055.618288799982,164.07522499999999]
["SEE914143996840","CCGT",6.4623600000000003,59062.08064879998,164.07522499999999]
["SEE943163469652","CCGT",1.7391300000000001,59063.819778799982,164.07522499999999]
["SEE942432515786","CCGT",9.2219999999999995,59073.041778799983,164.07522499999999]
["SEE942028155815","CCGT",2.2437300000000002,59075.285508799985,164.07522499999999]
["SEE971441182924","CCGT",2.2437300000000002,59077.529238799987,164.07522499999999]
["SEE982138852266","CCGT",3.5669999999999997,59081.09623879999,164.07522499999999]
["SEE994846175667","CCGT",1.11534,59082.211578799986,164.07522499999999]
["SEE903050015065","CCGT",1.66605,59083.877628799986,164.07522499999999]
["SEE936112096313","CCGT",1.70259,59085.580218799987,164.07522499999999]
["SEE911689709217","CCGT",5.22,59090.800218799988,164.07522499999999]
["SEE906315722982","CCGT",5.3452799999999998,59096.14549879999,164.07522499999999]
["SEE914688001801","CCGT",3.7749300000000003,59099.920428799989,164.07522499999999]
["SEE989342161450","CCGT",5.67936,59105.599788799991,164.07522499999999]
["SEE939394838077","CCGT",1.7391300000000001,59107.338918799993,164.07522499999999]
["SEE919932222612","CCGT",1.7391300000000001,59109.078048799995,164.07522499999999]
["SEE929612840487","CCGT",1.7391300000000001,59110.817178799996,164.07522499999999]
["SEE995963332841","CCGT",1.7391300000000001,59112.556308799998,164.07522499999999]
["SEE987257004671","CCGT",1.7391300000000001,59114.2954388,164.07522499999999]
["SEE924769212057","CCGT",0.89610000000000001,59115.191538799998,164.07522499999999]
["SEE917211054664","CCGT",1.7391300000000001,59116.9306688,164.07522499999999]
["SEE960400012501","CCGT",1.7382599999999999,59118.668928799998,164.07522499999999]
["SEE968328974024","CCGT",1.66083,59120.329758799999,164.07522499999999]
["SEE934738705541","CCGT",1.7382599999999999,59122.068018799997,164.07522499999999]
["SEE984434924425","CCGT",1.7139,59123.781918799999,164.07522499999999]
["SEE950923564083","CCGT",1.74,59125.521918799997,164.07522499999999]
["SEE973466684971","CCGT",1.7391300000000001,59127.261048799999,164.07522499999999]
["SEE933136709328","CCGT",1.74,59129.001048799997,164.07522499999999]
["SEE992720174720","CCGT",1.7391300000000001,59130.740178799999,164.07522499999999]
["SEE913660206173","CCGT",1.74,59132.480178799997,164.07522499999999]
["SEE928983473973","CCGT",1.7391300000000001,59134.219308799999,164.07522499999999]
["SEE900559860912","CCGT",3.8367,59138.056008799998,164.07522499999999]
["SEE998778600532","CCGT",3.8367,59141.892708799998,164.07522499999999]
["SEE926582462244","CCGT",3.8367,59145.729408799998,164.07522499999999]
["SEE937830141170","CCGT",3.306,59149.035408799995,164.07522499999999]
["SEE945217244789","CCGT",44.265599999999999,59193.301008799994,164.07522499999999]
["SEE920560912882","CCGT",44.265599999999999,59237.566608799993,164.07522499999999]
["SEE976549634931","Oil",73.27,59310.836608799989,164.16796875]
["SEE942845579245","CCGT",37.768439999999998,59348.605048799989,164.36023040320563]
["SEE997867646000","CCGT",63.945,59412.550048799989,164.36023040320563]
["SEE990603147649","CCGT",17.835000000000001,59430.385048799988,164.36023040320563]
["SEE916865356940","CCGT",27.84,59458.225048799985,164.36023040320563]
["SEE952488583202","CCGT",24.36,59482.585048799985,164.36023040320563]
["SEE970554561831","CCGT",19.574999999999999,59502.160048799982,164.36023040320563]
["SEE913280112274","CCGT",18.27,59520.430048799979,164.36023040320563]
["SEE924343365650","CCGT",26.048669999999998,59546.478718799975,164.36023040320563]
["SEE949085992346","CCGT",14.972700000000001,59561.451418799974,164.36023040320563]
["SEE994027750690","CCGT",4.1325000000000003,59565.583918799974,164.36023040320563]
["SEE986713152253","CCGT",24.299099999999999,59589.88301879997,164.36023040320563]
["SEE993713255198","CCGT",17.200770000000002,59607.083788799973,164.36023040320563]
["SEE914749097217","CCGT",3.8628000000000005,59610.946588799976,164.36023040320563]
["SEE969792129750","CCGT",3.8628000000000005,59614.809388799978,164.36023040320563]
["SEE900240101683","CCGT",3.8628000000000005,59618.672188799981,164.36023040320563]
["SEE911283118750","CCGT",33.234000000000002,59651.906188799978,164.36023040320563]
["SEE963962520354","CCGT",3.7523099999999996,59655.658498799981,164.36023040320563]
["SEE923729511377","CCGT",3.7523099999999996,59659.410808799985,164.36023040320563]
["SEE940178738247","CCGT",4.1385899999999998,59663.549398799987,164.36023040320563]
["SEE914989602134","CCGT",43.326000000000001,59706.875398799988,164.81012054244098]
["SEE969540726491","CCGT",43.326000000000001,59750.201398799989,164.81012054244098]
["SEE943297204990","CCGT",33.590873999999999,59783.79227279999,164.81012054244098]
["SEE993957305321","CCGT",11.7624,59795.55467279999,164.81012054244098]
["SEE945436960576","CCGT",6.2205000000000004,59801.775172799993,164.81012054244098]
["SEE932621971301","CCGT",6.2205000000000004,59807.995672799996,164.81012054244098]
["SEE951458309484","CCGT",3.6539999999999999,59811.649672799998,164.81012054244098]
["SEE911257641864","CCGT",3.6539999999999999,59815.303672800001,164.81012054244098]
["SEE999839188105","CCGT",3.6539999999999999,59818.957672800003,164.81012054244098]
["SEE906385906152","CCGT",3.6539999999999999,59822.611672800005,164.81012054244098]
["SEE966481430050","CCGT",3.6539999999999999,59826.265672800007,164.81012054244098]
["SEE910326850336","CCGT",2.28288,59828.548552800006,164.81012054244098]
["SEE908927793930","CCGT",2.28288,59830.831432800005,164.81012054244098]
["SEE989785638618","CCGT",2.28288,59833.114312800004,164.81012054244098]
["SEE902725989434","CCGT",2.28288,59835.397192800003,164.81012054244098]
["SEE919137629452","CCGT",15.1206,59850.517792800005,165.09771069182392]
["SEE948546582201","CCGT",15.1206,59865.638392800007,165.09771069182392]
["SEE928072880231","CCGT",32.972999999999999,59898.611392800005,165.09771069182392]
["SEE970980016073","CCGT",3.6896699999999996,59902.301062800005,165.26250314782172]
["SEE930322571356","CCGT",3.6896699999999996,59905.990732800004,165.26250314782172]
["SEE979899728817","CCGT",3.6896699999999996,59909.680402800004,165.26250314782172]
["SEE963909310185","Oil",14.45,59924.130402800001,165.56073539067631]
["SEE992645841813","Oil",14.45,59938.580402799998,165.56073539067631]
["SEE983138549866","CCGT",46.893000000000001,59985.473402799995,165.71739898989898]
["SEE915966254872","CCGT",195.75,60181.223402799995,165.71739898989898]
["SEE922395631839","CCGT",84.39,60265.613402799994,165.71739898989898]
["SEE976320012538","CCGT",84.39,60350.003402799994,165.71739898989898]
["SEE913203719740","CCGT",77.723190000000002,60427.726592799991,165.71739898989898]
["SEE907508778663","CCGT",2.7840000000000003,60430.51059279999,166.63481462671407]
["SEE912906399075","CCGT",56.119349999999997,60486.629942799991,167.09737713267128]
["SEE913609763316","CCGT",6.3075000000000001,60492.937442799994,167.56253830439226]
["SEE969023487444","CCGT",3.7844999999999995,60496.721942799995,167.56253830439226]
["SEE964717210810","CCGT",9.1985100000000006,60505.920452799997,167.56253830439226]
["SEE988616317180","CCGT",10.1442,60516.0646528,167.56253830439226]
["SEE968474056711","CCGT",19.23657,60535.301222800001,167.56253830439226]
["SEE919189403703","CCGT",19.23657,60554.537792800002,167.56253830439226]
["SEE994968008959","OCGT",1.3224,60555.860192799999,167.74382051282052]
["SEE914438115895","CCGT",49.455149999999996,60605.315342800001,168.0303201024328]
["SEE946568262484","CCGT",49.71528,60655.030622799997,168.0303201024328]
["SEE999181532861","CCGT",4.7188800000000004,60659.749502799998,168.0303201024328]
["SEE920193460095","CCGT",4.7188800000000004,60664.468382799998,168.0303201024328]
["SEE989392899242","CCGT",4.6423200000000007,60669.110702799997,168.0303201024328]
["SEE939329445868","CCGT",4.6423200000000007,60673.753022799996,168.0303201024328]
["SEE918373264410","CCGT",26.709,60700.462022799999,168.07297643442624]
["SEE997988564504","CCGT",9.8692799999999998,60710.331302799998,168.24382051282052]
["SEE924647197780","CCGT",10.353,60720.6843028,168.50074473549051]
["SEE994761683902","CCGT",12.18,60732.864302800001,168.50074473549051]
["SEE971867565370","CCGT",60.9,60793.764302800002,168.50074473549051]
["SEE946744372112","CCGT",46.631999999999998,60840.3963028,168.97383466391966]
["SEE946394519998","CCGT",3.3196163699999999,60843.715919169998,168.97383466391966]
["SEE949201577754","CCGT",3.3196163699999999,60847.035535539995,168.97383466391966]
["SEE987326760026","CCGT",15.355499999999999,60862.391035539993,168.97383466391966]
["SEE935395375856","CCGT",10.0572,60872.448235539996,168.97383466391966]
["SEE927473609168","CCGT",63.040199999999992,60935.488435539999,169.44961260330578]
["SEE964745752825","CCGT",34.974000000000004,60970.462435540001,169.44961260330578]
["SEE977708202411","CCGT",4.9746600000000001,60975.437095540001,169.44961260330578]
["SEE945071514516","CCGT",4.9746600000000001,60980.411755540001,169.44961260330578]
["SEE953991032447","CCGT",11.560560000000001,60991.972315539999,169.92810152810154]
["SEE922981583535","CCGT",4.4369999999999994,60996.409315539997,169.92810152810154]
["SEE982892019516","CCGT",4.4892000000000003,61000.898515540001,169.92810152810154]
["SEE975024902015","CCGT",2.1749999999999998,61003.073515540003,169.92810152810154]
["SEE982694984074","CCGT",1.7391300000000001,61004.812645540005,169.92810152810154]
["SEE901884895389","CCGT",11.136000000000001,61015.948645540004,169.92810152810154]
["SEE946029200710","CCGT",7.221000000000001,61023.169645540002,169.92810152810154]
["SEE991039408854","CCGT",4.8719999999999999,61028.041645540005,169.92810152810154]
["SEE997682781566","CCGT",5.22,61033.261645540006,169.92810152810154]
["SEE997562455938","CCGT",2.9162399999999997,61036.177885540004,170.40932467532468]
["SEE961328936443","CCGT",2.9162399999999997,61039.094125540003,170.40932467532468]
["SEE921316314745","CCGT",2.9162399999999997,61042.010365540002,170.40932467532468]
["SEE900295294101","CCGT",2.9162399999999997,61044.92660554,170.40932467532468]
["SEE954348740183","CCGT",2.9579999999999997,61047.884605539999,170.40932467532468]
["SEE935012767491","CCGT",2.9579999999999997,61050.842605539998,170.40932467532468]
["SEE950630767128","CCGT",2.9579999999999997,61053.800605539996,170.40932467532468]
["SEE957952105034","CCGT",11.831999999999999,61065.632605539999,170.40932467532468]
["SEE926239714443","CCGT",22.371179999999999,61088.003785540001,170.89330554831986]
["SEE961057667205","CCGT",9.0218999999999987,61097.02568554,170.89330554831986]
["SEE918407219966","CCGT",3.7844999999999995,61100.810185540002,170.89330554831986]
["SEE970401548961","CCGT",10.092000000000001,61110.902185539999,170.89330554831986]
["SEE918916993708","OCGT",43.5,61154.402185539999,171.36963583966468]
["SEE973250051972","CCGT",16.356000000000002,61170.758185539999,171.38006792058519]
["SEE914224312040","CCGT",3.37473,61174.132915540002,171.38006792058519]
["SEE932664806912","CCGT",3.37473,61177.507645540005,171.38006792058519]
["SEE987679030500","CCGT",3.37473,61180.882375540008,171.38006792058519]
["SEE923918497345","CCGT",3.37473,61184.257105540011,171.38006792058519]
["SEE903406002589","CCGT",3.37473,61187.631835540014,171.38006792058519]
["SEE956441736957","CCGT",3.37473,61191.006565540018,171.38006792058519]
["SEE970377695522","CCGT",3.37473,61194.381295540021,171.38006792058519]
["SEE992079247007","CCGT",3.37473,61197.756025540024,171.38006792058519]
["SEE995527175044","CCGT",3.37473,61201.130755540027,171.38006792058519]
["SEE987361570932","CCGT",32.015999999999998,61233.14675554003,171.86963583966468]
["SEE936873341158","CCGT",3.7409999999999997,61236.887755540032,171.86963583966468]
["SEE934554511586","CCGT",2.4795000000000003,61239.367255540034,171.86963583966468]
["SEE958711841521","CCGT",2.4795000000000003,61241.846755540035,171.86963583966468]
["SEE952340290002","CCGT",2.9084099999999999,61244.755165540031,171.86963583966468]
["SEE990877363660","OCGT",0.94656000000000007,61245.701725540028,172.13181578947371]
["SEE985412461604","OCGT",0.9917999999999999,61246.693525540031,172.13181578947371]
["SEE915098640406","OCGT",4.7850000000000001,61251.478525540035,172.13181578947371]
["SEE976907281142","CCGT",34.034399999999998,61285.512925540032,172.36203363110877]
["SEE999966551940","CCGT",35.582999999999998,61321.09592554003,172.36203363110877]
["SEE914878135613","CCGT",35.582999999999998,61356.678925540029,172.36203363110877]
["SEE950355589975","CCGT",25.656299999999998,61382.335225540031,172.36203363110877]
["SEE979396678813","CCGT",15.747000000000002,61398.082225540034,172.36203363110877]
["SEE998356674993","CCGT",4.3030200000000001,61402.385245540034,172.36203363110877]
["SEE922579581844","CCGT",4.3030200000000001,61406.688265540033,172.36203363110877]
["SEE968206101610","CCGT",4.3030200000000001,61410.991285540033,172.36203363110877]
["SEE932657881513","CCGT",4.3151999999999999,61415.30648554003,172.36203363110877]
["SEE926292106278","CCGT",3.8976000000000002,61419.204085540026,172.36203363110877]
["SEE991807535867","CCGT",4.3499999999999996,61423.554085540025,172.36203363110877]
["SEE992623649677","CCGT",3.7932000000000001,61427.347285540025,172.36203363110877]
["SEE960254517375","CCGT",8.786999999999999,61436.134285540022,172.36203363110877]
["SEE918111432224","CCGT",6.2509499999999996,61442.385235540023,172.63181578947371]
["SEE906120609386","CCGT",24.749760000000002,61467.134995540022,172.63181578947371]
["SEE919366422664","CCGT",14.797829999999999,61481.932825540025,172.63181578947371]
["SEE937617144974","CCGT",4.4369999999999994,61486.369825540023,172.63181578947371]
["SEE908836263777","CCGT",4.4369999999999994,61490.806825540021,172.63181578947371]
["SEE943952259648","CCGT",4.6980000000000004,61495.504825540018,172.63181578947371]
["SEE996946209945","CCGT",3.8236499999999998,61499.328475540016,172.63181578947371]
["SEE936364054154","CCGT",3.8236499999999998,61503.152125540015,172.63181578947371]
["SEE988996320985","CCGT",1.42245,61504.574575540013,172.63181578947371]
["SEE975815924073","CCGT",2.8997100000000002,61507.474285540011,172.63181578947371]
["SEE933639931950","CCGT",1.5660000000000001,61509.04028554001,172.63181578947371]
["SEE979811488683","CCGT",4.7850000000000001,61513.825285540013,172.63181578947371]
["SEE900638363327","CCGT",4.0898699999999995,61517.915155540017,172.63181578947371]
["SEE940809994431","CCGT",3.6331199999999999,61521.548275540015,172.63181578947371]
["SEE931197865137","CCGT",4.4578799999999994,61526.006155540017,172.63181578947371]
["SEE974638642331","CCGT",2.2184999999999997,61528.22465554002,172.63181578947371]
["SEE997054171575","CCGT",2.2184999999999997,61530.443155540022,172.63181578947371]
["SEE961348125032","CCGT",4.9703100000000004,61535.413465540019,172.63181578947371]
["SEE990627277469","CCGT",1.74,61537.153465540017,172.63181578947371]
["SEE925388069183","CCGT",4.2969299999999997,61541.450395540014,172.63181578947371]
["SEE962906846994","CCGT",4.2925800000000001,61545.742975540015,172.63181578947371]
["SEE915268412710","CCGT",4.0455000000000005,61549.788475540015,172.63181578947371]
["SEE945237549437","CCGT",4.0455000000000005,61553.833975540016,172.63181578947371]
["SEE943101874623","CCGT",3.9584999999999999,61557.792475540016,172.85728590250332]
["SEE963023008050","CCGT",3.9584999999999999,61561.750975540017,172.85728590250332]
["SEE969748285110","CCGT",3.9584999999999999,61565.709475540018,172.85728590250332]
["SEE926471060193","CCGT",9.8310000000000013,61575.540475540016,172.85728590250332]
["SEE970114818481","CCGT",10.44,61585.980475540018,172.85728590250332]
["SEE991627285584","CCGT",3.915,61589.895475540019,172.85728590250332]
["SEE946501569267","CCGT",10.44,61600.335475540021,172.85728590250332]
["SEE941053107073","CCGT",15.617370000000001,61615.952845540021,173.35541754756872]
["SEE994429144455","CCGT",96.356849999999994,61712.309695540018,173.35541754756872]
["SEE966835021620","CCGT",1.33284,61713.642535540021,173.35541754756872]
["SEE985288285472","CCGT",1.33284,61714.975375540023,173.35541754756872]
["SEE908154984538","CCGT",4.4952899999999998,61719.470665540022,173.35541754756872]
["SEE960916622249","CCGT",4.4952899999999998,61723.965955540021,173.35541754756872]
["SEE968058469012","CCGT",4.4952899999999998,61728.46124554002,173.35541754756872]
["SEE901925227438","CCGT",5.53146,61733.992705540019,173.35541754756872]
["SEE998526561375","CCGT",39.062999999999995,61773.05570554002,173.35541754756872]
["SEE958702894895","CCGT",5.22,61778.275705540022,173.35541754756872]
["SEE909727831365","CCGT",8.5512300000000003,61786.826935540019,173.35541754756872]
["SEE964073339897","CCGT",11.484,61798.310935540016,173.35541754756872]
["SEE935952275827","CCGT",12.336599999999999,61810.647535540018,173.35541754756872]
["SEE976376888927","CCGT",4.2804000000000002,61814.927935540021,173.35541754756872]
["SEE943682372433","CCGT",4.8980999999999995,61819.82603554002,173.35541754756872]
["SEE961620762023","CCGT",8.6999999999999993,61828.526035540017,173.81078431372549]
["SEE905257392765","CCGT",13.05,61841.57603554002,173.8564537503313]
["SEE911097916719","CCGT",25.640640000000001,61867.216675540018,173.8564537503313]
["SEE945682618689","CCGT",14.4594,61881.676075540017,173.8564537503313]
["SEE972598164399","CCGT",1.7922,61883.468275540021,173.8564537503313]
["SEE906231810480","CCGT",4.9485599999999996,61888.416835540018,173.8564537503313]
["SEE991299080678","CCGT",4.9485599999999996,61893.365395540015,173.8564537503313]
["SEE954367504490","CCGT",4.5413999999999994,61897.906795540017,173.8564537503313]
["SEE975217906967","CCGT",4.9485599999999996,61902.855355540014,173.8564537503313]
["SEE972612434835","CCGT",6.3075000000000001,61909.162855540017,173.8564537503313]
["SEE900758207372","CCGT",19.227,61928.389855540016,173.8564537503313]
["SEE910951087138","CCGT",4.1760000000000002,61932.565855540015,174.36041998936736]
["SEE957488519732","CCGT",8.2650000000000006,61940.830855540014,174.36041998936736]
["SEE924235173530","CCGT",5.5766999999999998,61946.407555540012,174.86734204212212]
["SEE900100287427","CCGT",5.5766999999999998,61951.98425554001,174.86734204212212]
["SEE999756197518","CCGT",15.137999999999998,61967.122255540009,175.37724598930481]
["SEE957723162266","CCGT",21.75,61988.872255540009,175.89015821936175]
["SEE903702464654","CCGT",4.5570600000000008,61993.429315540008,175.89015821936175]
["SEE995754822537","CCGT",5.3304900000000002,61998.759805540009,175.89015821936175]
["SEE961202959384","CCGT",5.3304900000000002,62004.090295540009,175.89015821936175]
["SEE980976424690","CCGT",6.66594,62010.756235540008,175.89015821936175]
["SEE927766801477","CCGT",3.1728899999999998,62013.929125540009,175.89015821936175]
["SEE997216629753","CCGT",6.1430699999999998,62020.072195540008,175.89015821936175]
["SEE988265559689","CCGT",2.49777,62022.569965540009,175.89015821936175]
["SEE987913244618","CCGT",10.46175,62033.031715540012,175.89015821936175]
["SEE953784241926","CCGT",11.45529,62044.48700554001,175.89015821936175]
["SEE913088869400","CCGT",7.8360899999999996,62052.323095540007,176.40610543302853]
["SEE994210380116","CCGT",8.8287599999999991,62061.151855540003,176.40610543302853]
["SEE982127973149","CCGT",25.364850000000001,62086.516705540002,176.40610543302853]
["SEE961687984079","CCGT",4.2629999999999999,62090.779705540001,176.40610543302853]
["SEE906061539261","CCGT",4.2629999999999999,62095.04270554,176.40610543302853]
["SEE963192915654","CCGT",2.0880000000000001,62097.130705540003,176.40610543302853]
["SEE974045584156","OCGT",4.3499999999999996,62101.480705540002,176.94721320346321]
["SEE980608407671","CCGT",13.98612,62115.466825540003,177.25700000000003]
["SEE975248607116","CCGT",4.0890000000000004,62119.555825540003,177.25700000000003]
["SEE905229048430","CCGT",4.3499999999999996,62123.905825540001,177.44721320346321]
["SEE915945252462","CCGT",4.2577800000000003,62128.163605540001,177.44721320346321]
["SEE964447287038","CCGT",4.2577800000000003,62132.421385540001,177.44721320346321]
["SEE976858964187","CCGT",4.2577800000000003,62136.679165540001,177.44721320346321]
["SEE971914041024","CCGT",45.152999999999999,62181.83216554,177.44721320346321]
["SEE940039139749","CCGT",28.71,62210.542165539999,178.50078933043005]
["SEE935397901879","Other",13.174999999999999,62223.717165540002,179.06978260869565]
["SEE933851011843","Other",16.32,62240.037165540001,179.06978260869565]
["SEE918791805134","Other",13.174999999999999,62253.212165540004,179.06978260869565]
["SEE929865645150","Other",8.84,62262.052165540001,179.06978260869565]
["SEE988668060393","Other",28.56,62290.612165539998,179.06978260869565]
["SEE925631744058","CCGT",6.5093399999999999,62297.121505539995,179.56705914567362]
["SEE968234156613","CCGT",21.75,62318.871505539995,180.10502609173307]
["SEE997242656822","CCGT",28.370699999999999,62347.242205539995,180.1540934065934]
["SEE929068766096","CCGT",2.4795000000000003,62349.721705539996,180.64625344352618]
["SEE939218038409","CCGT",5.4375,62355.159205539996,180.64625344352618]
["SEE921503407342","CCGT",32.885999999999996,62388.045205539995,181.19077093119645]
["SEE956085205437","CCGT",40.020000000000003,62428.065205539991,181.19077093119645]
["SEE903050601572","CCGT",11.831999999999999,62439.897205539994,181.19077093119645]
["SEE913556136355","CCGT",5.5941000000000001,62445.491305539996,181.19077093119645]
["SEE929198153032","CCGT",8.0474999999999994,62453.538805539996,181.19077093119645]
["SEE985796237000","CCGT",20.445,62473.983805539996,182.28979705309979]
["SEE945038569870","CCGT",4.1107499999999995,62478.094555539996,182.28979705309979]
["SEE923480721565","CCGT",40.89,62518.984555539995,182.54145322939866]
["SEE982512881400","CCGT",17.747999999999998,62536.732555539995,182.84436698271057]
["SEE926090463146","CCGT",62.64,62599.372555539994,183.40234965034969]
["SEE962934119541","CCGT",62.64,62662.012555539994,183.40234965034969]
["SEE910102553963","CCGT",8.6999999999999993,62670.712555539991,183.86144139091422]
["SEE950309975076","CCGT",6.5250000000000004,62677.237555539992,183.96377665544333]
["SEE976333173899","CCGT",48.72,62725.957555539993,184.52867998874191]
[null,"OCGT",3257.6433041700025,65983.600859710001,184.70081920903957]
["SEE908238702164","CCGT",8.3520000000000003,65991.95285971,185.0970920383964]
["SEE971801168636","CCGT",4.9590000000000005,65996.911859710002,185.0970920383964]
["SEE922153723905","CCGT",18.6615,66015.573359710004,185.66904559614841]
["SEE980525088564","CCGT",28.014000000000003,66043.58735971,185.98252482269507]
["SEE993301547841","CCGT",25.23,66068.817359709996,185.98252482269507]
["SEE917033307511","CCGT",11.571,66080.388359709992,185.98252482269507]
["SEE916877868585","CCGT",88.131,66168.519359709986,186.24457386363639]
["SEE960507530304","CCGT",9.8310000000000013,66178.350359709992,186.82371045882019]
["SEE914931712744","CCGT",2.7840000000000003,66181.134359709991,186.82371045882019]
["SEE955802157592","CCGT",2.7840000000000003,66183.918359709991,186.82371045882019]
["SEE963301495572","CCGT",5.5244999999999997,66189.44285970999,186.82371045882019]
["SEE916437209445","CCGT",8.0474999999999994,66197.490359709991,187.30025714285716]
["SEE935809614632","CCGT",5.35311,66202.843469709987,187.30025714285716]
["SEE994477053693","CCGT",4.2029700000000005,66207.046439709986,187.30025714285716]
["SEE948869114622","CCGT",5.7510393000000004,66212.797479009983,187.30025714285716]
["SEE911507913505","CCGT",2.3681399999999999,66215.165619009989,187.30025714285716]
["SEE908658611688","CCGT",5.2504499999999998,66220.416069009996,187.30025714285716]
["SEE931044787582","CCGT",2.61,66223.026069009997,187.30025714285716]
["SEE980794086872","CCGT",7.3949999999999996,66230.421069010001,187.30025714285716]
["SEE901516014812","CCGT",2.2968000000000002,66232.717869009997,187.30025714285716]
["SEE994422897143","CCGT",10.092000000000001,66242.809869010001,187.40648942252716]
["SEE953718174887","OCGT",18.9312,66261.741069010008,187.43947821100917]
["SEE914128531905","CCGT",5.5297200000000002,66267.270789010014,187.51284324942793]
["SEE958518628752","CCGT",17.399999999999999,66284.670789010008,188.58311277330262]
["SEE995462815548","CCGT",24.36,66309.030789010008,188.58311277330262]
["SEE952058615067","CCGT",46.98,66356.010789010004,191.59087985969018]
["SEE969051180959","CCGT",10.521084000000002,66366.531873010012,191.59087985969018]
["SEE949799257847","CCGT",81.78,66448.31187301001,192.20407624633432]
["SEE936262825863","CCGT",143.28899999999999,66591.600873010015,192.20407624633432]
["SEE957163765348","CCGT",11.657999999999999,66603.258873010011,192.20407624633432]
["SEE944148486770","CCGT",19.14,66622.39887301001,192.20407624633432]
["SEE901344829220","CCGT",13.05,66635.448873010013,192.20407624633432]
["SEE964242179781","OCGT",97.44,66732.888873010015,193.16929669030736]
["SEE996376851301","CCGT",1.3920000000000001,66734.280873010022,194.18174814814813]
["SEE948481095354","CCGT",11.31,66745.59087301002,196.60978097809783]
["SEE930751125922","CCGT",11.31,66756.900873010018,196.60978097809783]
["SEE912020488365","CCGT",51.852000000000004,66808.752873010017,198.56087878787881]
["SEE996548424685","CCGT",30.189000000000004,66838.941873010015,198.56087878787881]
["SEE987512757786","CCGT",53.591999999999999,66892.533873010019,198.56087878787881]
["SEE912994271871","CCGT",51.852000000000004,66944.385873010018,198.56087878787881]
["SEE945462188876","CCGT",23.898899999999998,66968.284773010018,198.56087878787881]
["SEE918857857947","CCGT",3.8186649000000004,66972.103437910017,198.56087878787881]
["SEE956884287917","CCGT",10.353,66982.456437910019,198.56087878787881]
["SEE904364883227","CCGT",6.0030000000000001,66988.459437910016,198.56087878787881]
["SEE990015251552","CCGT",11.136000000000001,66999.595437910015,198.56087878787881]
["SEE964215288830","CCGT",7.4819999999999993,67007.077437910018,199.8834350213545]
["SEE956631893736","CCGT",8.6999999999999993,67015.777437910016,199.8834350213545]
["SEE949722134498","CCGT",11.484,67027.261437910012,199.8834350213545]
["SEE952807166543","CCGT",11.484,67038.745437910009,199.8834350213545]
["SEE945580171361","CCGT",17.399999999999999,67056.145437910003,199.8834350213545]
["SEE907828499484","CCGT",17.399999999999999,67073.545437909997,199.8834350213545]
["SEE992491089179","CCGT",1.7121599999999999,67075.257597909993,199.8834350213545]
["SEE902796244388","CCGT",9.57,67084.82759791,200.55139271502907]
["SEE931405152110","CCGT",1.8069899999999999,67086.634587909997,205.35608150470222]
["SEE904161631090","OCGT",70.47,67157.104587909998,207.44473015873018]
["SEE972458947407","OCGT",56.289000000000001,67213.393587910003,207.44473015873018]
["SEE989503748513","OCGT",58.029000000000003,67271.422587909998,209.16290012804097]
["SEE963975943188","OCGT",49.589999999999996,67321.012587909994,210.9099096191091]
["SEE930596800480","CCGT",32.280479999999997,67353.293067909995,211.27448387096774]
["SEE929797382345","CCGT",32.280479999999997,67385.573547909997,211.27448387096774]
["SEE988046628214","CCGT",32.280479999999997,67417.854027909998,211.27448387096774]
["SEE923527691592","CCGT",32.280479999999997,67450.134507909999,211.27448387096774]
["SEE976333173899","CCGT",48.72,67498.85450791,211.4099096191091]
["SEE971282697380","OCGT",43.5,67542.35450791,214.49340118187791]
["SEE992973663477","Oil",19.805,67562.159507909993,218.93565217391304]
["SEE951401550147","Oil",19.805,67581.964507909986,218.93565217391304]
["SEE985887784048","Oil",19.889999999999997,67601.854507909986,218.93565217391304]
["SEE963817764100","CCGT",21.75,67623.604507909986,226.51761245674743]
["SEE918056935682","CCGT",30.841500000000003,67654.446007909981,242.35218518518519]
["SEE972526098451","CCGT",20.010000000000002,67674.456007909976,261.62036000000001]
["SEE910471578864","CCGT",21.75,67696.206007909976,261.62036000000001]

{"sheet":"Backend II","index":8,"n_rows":515,"n_cols":10,"rows_kept":515,"cut":false,"hidden":true,"merged":[]}
["Power","Renewables","Waste","Nuclear","Lignite","Coal","CCGT","OCGT","Oil","Other"]
[0,0,1,0,0,0,0,0,0,0]
[1630.8951870000003,0,1,0,0,0,0,0,0,0]
[1630.8951870000003,0,0,16.914300000000001,0,0,0,0,0,0]
[2828.7351870000002,0,0,16.914300000000001,0,0,0,0,0,0]
[2828.7351870000002,0,0,17.096,0,0,0,0,0,0]
[4093.5351870000004,0,0,17.096,0,0,0,0,0,0]
[4093.5351870000004,0,0,17.141999999999999,0,0,0,0,0,0]
[5336.0151870000009,0,0,17.141999999999999,0,0,0,0,0,0]
[5336.0151870000009,0,0,17.866700000000002,0,0,0,0,0,0]
[9176.9151870000005,0,0,17.866700000000002,0,0,0,0,0,0]
[9176.9151870000005,0,0,0,56.950299999999999,0,0,0,0,0]
[9725.0151870000009,0,0,0,56.950299999999999,0,0,0,0,0]
[9725.0151870000009,0,0,0,57.383499999999998,0,0,0,0,0]
[9749.3925870000003,0,0,0,57.383499999999998,0,0,0,0,0]
[9749.3925870000003,0,0,0,57.849699999999999,0,0,0,0,0]
[12415.072587000002,0,0,0,57.849699999999999,0,0,0,0,0]
[12415.072587000002,0,0,0,58.644199999999998,0,0,0,0,0]
[12493.096797000002,0,0,0,58.644199999999998,0,0,0,0,0]
[12493.096797000002,0,0,0,58.7789,0,0,0,0,0]
[13223.896797000001,0,0,0,58.7789,0,0,0,0,0]
[13223.896797000001,0,0,0,58.968400000000003,0,0,0,0,0]
[13787.656797000001,0,0,0,58.968400000000003,0,0,0,0,0]
[13787.656797000001,0,0,0,59.186599999999999,0,0,0,0,0]
[14562.826797000002,0,0,0,59.186599999999999,0,0,0,0,0]
[14562.826797000002,0,0,0,59.296300000000002,0,0,0,0,0]
[15109.186797000002,0,0,0,59.296300000000002,0,0,0,0,0]
[15109.186797000002,0,0,0,60.588700000000003,0,0,0,0,0]
[17198.056797000001,0,0,0,60.588700000000003,0,0,0,0,0]
[17198.056797000001,0,0,0,62.060899999999997,0,0,0,0,0]
[18060.899307000003,0,0,0,62.060899999999997,0,0,0,0,0]
[18060.899307000003,0,0,0,63.927700000000002,0,0,0,0,0]
[18078.125307000006,0,0,0,63.927700000000002,0,0,0,0,0]
[18078.125307000006,0,0,0,64.412599999999998,0,0,0,0,0]
[18105.095307000007,0,0,0,64.412599999999998,0,0,0,0,0]
[18105.095307000007,0,0,0,64.7072,0,0,0,0,0]
[18154.598307000007,0,0,0,64.7072,0,0,0,0,0]
[18154.598307000007,0,0,0,65.913700000000006,0,0,0,0,0]
[18287.897967000004,0,0,0,65.913700000000006,0,0,0,0,0]
[18287.897967000004,0,0,0,66.084999999999994,0,0,0,0,0]
[20027.897967000004,0,0,0,66.084999999999994,0,0,0,0,0]
[20027.897967000004,0,0,0,66.3262,0,0,0,0,0]
[20057.042967000005,0,0,0,66.3262,0,0,0,0,0]
[20057.042967000005,0,0,0,66.744100000000003,0,0,0,0,0]
[20260.772607000003,0,0,0,66.744100000000003,0,0,0,0,0]
[20260.772607000003,0,0,0,0,67.499099999999999,0,0,0,0]
[20287.092607000002,0,0,0,0,67.499099999999999,0,0,0,0]
[20287.092607000002,0,0,0,67.668199999999999,0,0,0,0,0]
[21340.662607000002,0,0,0,67.668199999999999,0,0,0,0,0]
[21340.662607000002,0,0,0,68.767700000000005,0,0,0,0,0]
[22488.192607000005,0,0,0,68.767700000000005,0,0,0,0,0]
[22488.192607000005,0,0,0,70.683899999999994,0,0,0,0,0]
[23358.192607000005,0,0,0,70.683899999999994,0,0,0,0,0]
[23358.192607000005,0,0,0,70.762799999999999,0,0,0,0,0]
[23405.155207000003,0,0,0,70.762799999999999,0,0,0,0,0]
[23405.155207000003,0,0,0,0,71.912300000000002,0,0,0,0]
[23431.475207000003,0,0,0,0,71.912300000000002,0,0,0,0]
[23431.475207000003,0,0,0,0,72.591300000000004,0,0,0,0]
[23467.075207000002,0,0,0,0,72.591300000000004,0,0,0,0]
[23467.075207000002,0,0,0,0,73.2059,0,0,0,0]
[24141.475207000003,0,0,0,0,73.2059,0,0,0,0]
[24141.475207000003,0,0,0,0,73.283500000000004,0,0,0,0]
[24196.195207000004,0,0,0,0,73.283500000000004,0,0,0,0]
[24196.195207000004,0,0,0,0,73.439099999999996,0,0,0,0]
[24776.995207000004,0,0,0,0,73.439099999999996,0,0,0,0]
[24776.995207000004,0,0,0,0,73.831199999999995,0,0,0,0]
[25444.195207000004,0,0,0,0,73.831199999999995,0,0,0,0]
[25444.195207000004,0,0,0,0,73.9101,0,0,0,0]
[26040.995207000004,0,0,0,0,73.9101,0,0,0,0]
[26040.995207000004,0,0,0,74.864699999999999,0,0,0,0,0]
[27127.625207000005,0,0,0,74.864699999999999,0,0,0,0,0]
[27127.625207000005,0,0,0,0,75.033299999999997,0,0,0,0]
[27505.225207000003,0,0,0,0,75.033299999999997,0,0,0,0]
[27505.225207000003,0,0,0,0,75.442999999999998,0,0,0,0]
[28926.825207000002,0,0,0,0,75.442999999999998,0,0,0,0]
[28926.825207000002,0,0,0,0,75.857200000000006,0,0,0,0]
[29549.225207000003,0,0,0,0,75.857200000000006,0,0,0,0]
[29549.225207000003,0,0,0,0,76.699600000000004,0,0,0,0]
[29829.225207000003,0,0,0,0,76.699600000000004,0,0,0,0]
[29829.225207000003,0,0,0,0,77.128,0,0,0,0]
[30087.625207000005,0,0,0,0,77.128,0,0,0,0]
[30087.625207000005,0,0,0,0,77.561300000000003,0,0,0,0]
[30705.225207000003,0,0,0,0,77.561300000000003,0,0,0,0]
[30705.225207000003,0,0,0,78.106200000000001,0,0,0,0,0]
[30961.875207000005,0,0,0,78.106200000000001,0,0,0,0,0]
[30961.875207000005,0,0,0,0,78.442999999999998,0,0,0,0]
[31513.875207000005,0,0,0,0,78.442999999999998,0,0,0,0]
[31513.875207000005,0,0,0,0,78.532200000000003,0,0,0,0]
[31925.075207000005,0,0,0,0,78.532200000000003,0,0,0,0]
[31925.075207000005,0,0,0,78.690899999999999,0,0,0,0,0]
[31949.763197000004,0,0,0,78.690899999999999,0,0,0,0,0]
[31949.763197000004,0,0,0,0,79.804299999999998,0,0,0,0]
[32047.363197000002,0,0,0,0,79.804299999999998,0,0,0,0]
[32047.363197000002,0,0,0,0,80.738900000000001,0,0,0,0]
[32089.763197000004,0,0,0,0,80.738900000000001,0,0,0,0]
[32089.763197000004,0,0,0,0,82.775800000000004,0,0,0,0]
[32134.211197000004,0,0,0,0,82.775800000000004,0,0,0,0]
[32134.211197000004,0,0,0,0,83.175700000000006,0,0,0,0]
[32637.411197000005,0,0,0,0,83.175700000000006,0,0,0,0]
[32637.411197000005,0,0,0,0,83.681100000000001,0,0,0,0]
[33045.411197000009,0,0,0,0,83.681100000000001,0,0,0,0]
[33045.411197000009,0,0,0,0,83.946299999999994,0,0,0,0]
[33048.672797000007,0,0,0,0,83.946299999999994,0,0,0,0]
[33048.672797000007,0,0,0,0,84.192700000000002,0,0,0,0]
[33315.072797000008,0,0,0,0,84.192700000000002,0,0,0,0]
[33315.072797000008,0,0,0,0,84.710800000000006,0,0,0,0]
[35097.392796999993,0,0,0,0,84.710800000000006,0,0,0,0]
[35097.392796999993,0,0,0,0,85.235399999999998,0,0,0,0]
[35459.392796999993,0,0,0,0,85.235399999999998,0,0,0,0]
[35459.392796999993,0,0,0,0,85.7667,0,0,0,0]
[35508.59279699999,0,0,0,0,85.7667,0,0,0,0]
[35508.59279699999,0,0,0,0,87.401499999999999,0,0,0,0]
[35786.192796999996,0,0,0,0,87.401499999999999,0,0,0,0]
[35786.192796999996,0,0,0,0,87.960599999999999,0,0,0,0]
[35822.192796999996,0,0,0,0,87.960599999999999,0,0,0,0]
[35822.192796999996,0,0,0,0,89.100899999999996,0,0,0,0]
[35858.192796999996,0,0,0,0,89.100899999999996,0,0,0,0]
[35858.192796999996,0,0,0,0,89.682299999999998,0,0,0,0]
[36434.192796999996,0,0,0,0,89.682299999999998,0,0,0,0]
[36434.192796999996,0,0,0,0,90.271500000000003,0,0,0,0]
[36461.632796999998,0,0,0,0,90.271500000000003,0,0,0,0]
[36461.632796999998,0,0,0,0,91.4739,0,0,0,0]
[36630.432797000001,0,0,0,0,91.4739,0,0,0,0]
[36630.432797000001,0,0,0,0,0,0,0,92.136700000000005,0]
[36717.132796999998,0,0,0,0,0,0,0,92.136700000000005,0]
[36717.132796999998,0,0,0,0,93.978700000000003,0,0,0,0]
[36919.532797,0,0,0,0,93.978700000000003,0,0,0,0]
[36919.532797,0,0,0,0,95.950599999999994,0,0,0,0]
[36943.452796999998,0,0,0,0,95.950599999999994,0,0,0,0]
[36943.452796999998,0,0,0,0,96.6267,0,0,0,0]
[36965.376796999997,0,0,0,0,96.6267,0,0,0,0]
[36965.376796999997,0,0,0,96.906499999999994,0,0,0,0,0]
[36978.426797,0,0,0,96.906499999999994,0,0,0,0,0]
[36978.426797,0,0,0,0,97.3125,0,0,0,0]
[37254.426797,0,0,0,0,97.3125,0,0,0,0]
[37254.426797,0,0,0,0,98.008200000000002,0,0,0,0]
[37530.426797,0,0,0,0,98.008200000000002,0,0,0,0]
[37530.426797,0,0,0,0,98.828000000000003,0,0,0,0]
[37584.186797000002,0,0,0,0,98.828000000000003,0,0,0,0]
[37584.186797000002,0,0,0,99.688500000000005,0,0,0,0,0]
[37642.476797000003,0,0,0,99.688500000000005,0,0,0,0,0]
[37642.476797000003,0,0,0,0,100.15730000000001,0,0,0,0]
[37670.396797000001,0,0,0,0,100.15730000000001,0,0,0,0]
[37670.396797000001,0,0,0,0,102.404,0,0,0,0]
[37784.860797000001,0,0,0,0,102.404,0,0,0,0]
[37784.860797000001,0,0,0,0,0,104.72239999999999,0,0,0]
[37914.229797000007,0,0,0,0,0,104.72239999999999,0,0,0]
[37914.229797000007,0,0,0,0,106.3845,0,0,0,0]
[37933.687397000009,0,0,0,0,106.3845,0,0,0,0]
[37933.687397000009,0,0,0,0,0,107.75830000000001,0,0,0]
[38905.303397000003,0,0,0,0,0,107.75830000000001,0,0,0]
[38905.303397000003,0,0,0,0,0,108.5454,0,0,0]
[39133.178147000006,0,0,0,0,0,108.5454,0,0,0]
[39133.178147000006,0,0,0,0,0,109.1657,0,0,0]
[39621.248147000006,0,0,0,0,0,109.1657,0,0,0]
[39621.248147000006,0,0,0,0,0,109.3443,0,0,0]
[39627.077147000004,0,0,0,0,0,109.3443,0,0,0]
[39627.077147000004,0,0,0,0,0,109.8835,0,0,0]
[39791.942147000002,0,0,0,0,0,109.8835,0,0,0]
[39791.942147000002,0,0,0,0,0,110.1551,0,0,0]
[39847.248047000001,0,0,0,0,0,110.1551,0,0,0]
[39847.248047000001,0,0,0,0,0,110.4281,0,0,0]
[40583.26804699999,0,0,0,0,0,110.4281,0,0,0]
[40583.26804699999,0,0,0,0,0,0,0,111.2865,0]
[40599.418046999992,0,0,0,0,0,0,0,111.2865,0]
[40599.418046999992,0,0,0,0,0,111.3481,0,0,0]
[41780.008046999996,0,0,0,0,0,111.3481,0,0,0]
[41780.008046999996,0,0,0,0,0,111.7205,0,0,0]
[42142.798046999997,0,0,0,0,0,111.7205,0,0,0]
[42142.798046999997,0,0,0,0,0,112.66249999999999,0,0,0]
[42422.765786999997,0,0,0,0,0,112.66249999999999,0,0,0]
[42422.765786999997,0,0,0,0,0,113.5243,0,0,0]
[42629.190686999995,0,0,0,0,0,113.5243,0,0,0]
[42629.190686999995,0,0,0,0,0,113.6208,0,0,0]
[43363.470686999986,0,0,0,0,0,113.6208,0,0,0]
[43363.470686999986,0,0,0,0,0,114.2038,0,0,0]
[44074.26068699998,0,0,0,0,0,114.2038,0,0,0]
[44074.26068699998,0,0,0,0,0,115.2884,0,0,0]
[44770.26068699998,0,0,0,0,0,115.2884,0,0,0]
[44770.26068699998,0,0,0,0,0,117.10899999999999,0,0,0]
[45356.373596999976,0,0,0,0,0,117.10899999999999,0,0,0]
[45356.373596999976,0,0,0,0,0,118.0414,0,0,0]
[45683.841596999977,0,0,0,0,0,118.0414,0,0,0]
[45683.841596999977,0,0,0,0,0,118.9889,0,0,0]
[45808.202876999974,0,0,0,0,0,118.9889,0,0,0]
[45808.202876999974,0,0,0,0,0,119.73650000000001,0,0,0]
[46090.547456999979,0,0,0,0,0,119.73650000000001,0,0,0]
[46090.547456999979,0,0,0,0,0,119.95189999999999,0,0,0]
[46103.440856999972,0,0,0,0,0,119.95189999999999,0,0,0]
[46103.440856999972,0,0,0,0,0,120.9308,0,0,0]
[46222.630856999975,0,0,0,0,0,120.9308,0,0,0]
[46222.630856999975,0,0,0,0,0,121.92610000000001,0,0,0]
[46946.470856999978,0,0,0,0,0,121.92610000000001,0,0,0]
[46946.470856999978,0,0,0,121.9408,0,0,0,0,0]
[47031.73085699998,0,0,0,121.9408,0,0,0,0,0]
[47031.73085699998,0,0,0,0,0,122.93810000000001,0,0,0]
[47129.60585699998,0,0,0,0,0,122.93810000000001,0,0,0]
[47129.60585699998,0,0,0,0,0,0,123.46720000000001,0,0]
[47163.013856999984,0,0,0,0,0,0,123.46720000000001,0,0]
[47163.013856999984,0,0,0,0,0,0,0,0,123.8681]
[47190.374336999979,0,0,0,0,0,0,0,0,123.8681]
[47190.374336999979,0,0,0,0,0,123.96720000000001,0,0,0]
[47239.822526999982,0,0,0,0,0,123.96720000000001,0,0,0]
[47239.822526999982,0,0,0,0,0,124.1983,0,0,0]
[47347.441526999981,0,0,0,0,0,124.1983,0,0,0]
[47347.441526999981,0,0,0,0,124.8716,0,0,0,0]
[47454.532726999983,0,0,0,0,124.8716,0,0,0,0]
[47454.532726999983,0,0,0,0,0,125.01390000000001,0,0,0]
[47875.042876999993,0,0,0,0,0,125.01390000000001,0,0,0]
[47875.042876999993,0,0,0,0,0,0,0,0,125.1092]
[47930.717876999995,0,0,0,0,0,0,0,0,125.1092]
[47930.717876999995,0,0,0,0,0,125.3668,0,0,0]
[47983.026626999992,0,0,0,0,0,125.3668,0,0,0]
[47983.026626999992,0,0,0,0,0,126.0787,0,0,0]
[48234.456626999992,0,0,0,0,0,126.0787,0,0,0]
[48234.456626999992,0,0,0,0,0,0,0,126.313,0]
[48339.241651999953,0,0,0,0,0,0,0,126.313,0]
[48339.241651999953,0,0,0,0,0,0,0,126.53270000000001,0]
[48340.397651999956,0,0,0,0,0,0,0,126.53270000000001,0]
[48340.397651999956,0,0,0,0,0,127.16200000000001,0,0,0]
[48659.413601999957,0,0,0,0,0,127.16200000000001,0,0,0]
[48659.413601999957,0,0,0,0,0,0,0,127.2282,0]
[48730.652101999942,0,0,0,0,0,0,0,127.2282,0]
[48730.652101999942,0,0,0,0,0,128.26429999999999,0,0,0]
[49081.69884199994,0,0,0,0,0,128.26429999999999,0,0,0]
[49081.69884199994,0,0,0,0,0,0,0,0,128.65520000000001]
[49149.842491999938,0,0,0,0,0,0,0,0,128.65520000000001]
[49149.842491999938,0,0,0,0,0,129.3861,0,0,0]
[49160.956741999937,0,0,0,0,0,129.3861,0,0,0]
[49160.956741999937,0,0,0,0,0,130.52799999999999,0,0,0]
[49164.001741999935,0,0,0,0,0,130.52799999999999,0,0,0]
[49164.001741999935,0,0,0,0,0,131.56020000000001,0,0,0]
[49622.583091999935,0,0,0,0,0,131.56020000000001,0,0,0]
[49622.583091999935,0,0,0,0,0,0,0,131.9436,0]
[49802.783091999932,0,0,0,0,0,0,0,131.9436,0]
[49802.783091999932,0,0,0,0,0,0,0,132.32089999999999,0]
[49806.863091999934,0,0,0,0,0,0,0,132.32089999999999,0]
[49806.863091999934,0,0,0,0,0,0,0,0,132.40979999999999]
[49814.258091999931,0,0,0,0,0,0,0,0,132.40979999999999]
[49814.258091999931,0,0,0,0,0,0,0,132.70050000000001,0]
[49861.858091999929,0,0,0,0,0,0,0,132.70050000000001,0]
[49861.858091999929,0,0,0,0,0,0,0,132.9084,0]
[50150.239291999933,0,0,0,0,0,0,0,132.9084,0]
[50150.239291999933,0,0,0,0,0,0,0,133.0822,0]
[50246.476291999941,0,0,0,0,0,0,0,133.0822,0]
[50246.476291999941,0,0,0,0,0,0,0,133.46619999999999,0]
[50275.801291999938,0,0,0,0,0,0,0,133.46619999999999,0]
[50275.801291999938,0,0,0,0,0,0,0,0,133.8304]
[50299.104891999938,0,0,0,0,0,0,0,0,133.8304]
[50299.104891999938,0,0,0,0,0,134.21449999999999,0,0,0]
[50685.384891999936,0,0,0,0,0,134.21449999999999,0,0,0]
[50685.384891999936,0,0,0,0,0,0,0,134.24080000000001,0]
[50694.428891999945,0,0,0,0,0,0,0,134.24080000000001,0]
[50694.428891999945,0,0,0,0,0,0,0,135.02459999999999,0]
[51191.866556699948,0,0,0,0,0,0,0,135.02459999999999,0]
[51191.866556699948,0,0,0,0,0,135.03200000000001,0,0,0]
[51200.81276669995,0,0,0,0,0,135.03200000000001,0,0,0]
[51200.81276669995,0,0,0,0,0,0,0,135.8176,0]
[51206.932766699945,0,0,0,0,0,0,0,135.8176,0]
[51206.932766699945,0,0,0,0,0,0,0,138.55539999999999,0]
[51323.276516699945,0,0,0,0,0,0,0,138.55539999999999,0]
[51323.276516699945,0,0,0,0,0,139.86189999999999,0,0,0]
[51388.812746699943,0,0,0,0,0,139.86189999999999,0,0,0]
[51388.812746699943,0,0,0,0,0,0,0,139.92789999999999,0]
[51408.600746699951,0,0,0,0,0,0,0,139.92789999999999,0]
[51408.600746699951,0,0,0,0,0,0,0,0,141.42070000000001]
[51820.699684699954,0,0,0,0,0,0,0,0,141.42070000000001]
[51820.699684699954,0,0,0,0,0,0,0,142.07849999999999,0]
[51894.649684699951,0,0,0,0,0,0,0,142.07849999999999,0]
[51894.649684699951,0,0,0,0,0,0,0,142.51669999999999,0]
[51992.399684699951,0,0,0,0,0,0,0,142.51669999999999,0]
[51992.399684699951,0,0,0,0,0,142.8698,0,0,0]
[52818.899684699951,0,0,0,0,0,142.8698,0,0,0]
[52818.899684699951,0,0,0,0,0,143.23949999999999,0,0,0]
[52822.650254699947,0,0,0,0,0,143.23949999999999,0,0,0]
[52822.650254699947,0,0,0,0,0,0,0,0,143.45580000000001]
[52903.82525469995,0,0,0,0,0,0,0,0,143.45580000000001]
[52903.82525469995,0,0,0,0,0,143.67330000000001,0,0,0]
[52920.959904699957,0,0,0,0,0,143.67330000000001,0,0,0]
[52920.959904699957,0,0,0,0,0,144.10980000000001,0,0,0]
[52984.322004699963,0,0,0,0,0,144.10980000000001,0,0,0]
[52984.322004699963,0,0,0,0,0,144.5805,0,0,0]
[53093.072004699963,0,0,0,0,0,144.5805,0,0,0]
[53093.072004699963,0,0,0,0,144.80250000000001,0,0,0,0]
[53107.524804699955,0,0,0,0,144.80250000000001,0,0,0,0]
[53107.524804699955,0,0,0,0,0,145.88300000000001,0,0,0]
[53109.26480469996,0,0,0,0,0,145.88300000000001,0,0,0]
[53109.26480469996,0,0,0,0,0,146.01130000000001,0,0,0]
[53998.404804699967,0,0,0,0,0,146.01130000000001,0,0,0]
[53998.404804699967,0,0,0,0,0,0,0,147.05240000000001,0]
[54113.324804699965,0,0,0,0,0,0,0,147.05240000000001,0]
[54113.324804699965,0,0,0,0,0,148.62690000000001,0,0,0]
[54142.859564699975,0,0,0,0,0,148.62690000000001,0,0,0]
[54142.859564699975,0,0,0,0,0,149.09440000000001,0,0,0]
[54155.039564699975,0,0,0,0,0,149.09440000000001,0,0,0]
[54155.039564699975,0,0,0,0,0,149.29570000000001,0,0,0]
[54261.459704699977,0,0,0,0,0,149.29570000000001,0,0,0]
[54261.459704699977,0,0,0,0,0,0,0,0,149.93109999999999]
[54326.526482199974,0,0,0,0,0,0,0,0,149.93109999999999]
[54326.526482199974,0,0,0,0,0,0,0,151.4358,0]
[54405.406482199978,0,0,0,0,0,0,0,151.4358,0]
[54405.406482199978,0,0,0,0,0,152.0326,0,0,0]
[54870.856482199983,0,0,0,0,0,152.0326,0,0,0]
[54870.856482199983,0,0,0,0,0,0,0,152.6189,0]
[54986.456482199981,0,0,0,0,0,0,0,152.6189,0]
[54986.456482199981,0,0,0,0,0,152.7328,0,0,0]
[55419.281482199985,0,0,0,0,0,152.7328,0,0,0]
[55419.281482199985,0,0,0,0,0,0,0,152.89449999999999,0]
[55435.393232199989,0,0,0,0,0,0,0,152.89449999999999,0]
[55435.393232199989,0,0,0,0,0,153.43950000000001,0,0,0]
[55444.516052199993,0,0,0,0,0,153.43950000000001,0,0,0]
[55444.516052199993,0,0,0,0,0,0,0,153.91399999999999,0]
[55446.964052199997,0,0,0,0,0,0,0,153.91399999999999,0]
[55446.964052199997,0,0,0,0,0,0,155.83349999999999,0,0]
[55726.234052199994,0,0,0,0,0,0,155.83349999999999,0,0]
[55726.234052199994,0,0,0,0,0,156.33349999999999,0,0,0]
[55771.474052199992,0,0,0,0,0,156.33349999999999,0,0,0]
[55771.474052199992,0,0,0,0,0,156.88849999999999,0,0,0]
[56104.684052199991,0,0,0,0,0,156.88849999999999,0,0,0]
[56104.684052199991,0,0,0,0,0,157.6722,0,0,0]
[56121.63513219999,0,0,0,0,0,157.6722,0,0,0]
[56121.63513219999,0,0,0,0,0,0,0,158.82490000000001,0]
[56164.13513219999,0,0,0,0,0,0,0,158.82490000000001,0]
[56164.13513219999,0,0,0,0,0,159.64709999999999,0,0,0]
[56190.86153219999,0,0,0,0,0,159.64709999999999,0,0,0]
[56190.86153219999,0,0,0,0,0,160.11000000000001,0,0,0]
[56952.111532199982,0,0,0,0,0,160.11000000000001,0,0,0]
[56952.111532199982,0,0,0,0,0,0,0,160.1276,0]
[57025.211532199981,0,0,0,0,0,0,0,160.1276,0]
[57025.211532199981,0,0,0,0,0,160.26490000000001,0,0,0]
[57026.440842199983,0,0,0,0,0,160.26490000000001,0,0,0]
[57026.440842199983,0,0,0,0,0,160.30359999999999,0,0,0]
[57043.840842199985,0,0,0,0,0,160.30359999999999,0,0,0]
[57043.840842199985,0,0,0,0,0,161.71209999999999,0,0,0]
[57504.183942200012,0,0,0,0,0,161.71209999999999,0,0,0]
[57504.183942200012,0,0,0,0,0,162.06809999999999,0,0,0]
[57515.145942200012,0,0,0,0,0,162.06809999999999,0,0,0]
[57515.145942200012,0,0,0,0,0,162.14750000000001,0,0,0]
[57627.984072199994,0,0,0,0,0,162.14750000000001,0,0,0]
[57627.984072199994,0,0,0,0,0,162.58519999999999,0,0,0]
[57822.496932199982,0,0,0,0,0,162.58519999999999,0,0,0]
[57822.496932199982,0,0,0,0,0,0,0,162.79859999999999,0]
[57873.496932199982,0,0,0,0,0,0,0,162.79859999999999,0]
[57873.496932199982,0,0,0,0,0,163.02529999999999,0,0,0]
[58363.447872199984,0,0,0,0,0,163.02529999999999,0,0,0]
[58363.447872199984,0,0,0,0,0,0,163.5752,0,0]
[58378.716372199982,0,0,0,0,0,0,163.5752,0,0]
[58378.716372199982,0,0,0,0,0,163.9128,0,0,0]
[58484.730222199978,0,0,0,0,0,163.9128,0,0,0]
[58484.730222199978,0,0,0,0,0,164.0752,0,0,0]
[59237.566608799993,0,0,0,0,0,164.0752,0,0,0]
[59237.566608799993,0,0,0,0,0,0,0,164.16800000000001,0]
[59310.836608799989,0,0,0,0,0,0,0,164.16800000000001,0]
[59310.836608799989,0,0,0,0,0,164.36019999999999,0,0,0]
[59663.549398799987,0,0,0,0,0,164.36019999999999,0,0,0]
[59663.549398799987,0,0,0,0,0,164.81010000000001,0,0,0]
[59835.397192800003,0,0,0,0,0,164.81010000000001,0,0,0]
[59835.397192800003,0,0,0,0,0,165.0977,0,0,0]
[59898.611392800005,0,0,0,0,0,165.0977,0,0,0]
[59898.611392800005,0,0,0,0,0,165.26249999999999,0,0,0]
[59909.680402800004,0,0,0,0,0,165.26249999999999,0,0,0]
[59909.680402800004,0,0,0,0,0,0,0,165.5607,0]
[59938.580402799998,0,0,0,0,0,0,0,165.5607,0]
[59938.580402799998,0,0,0,0,0,165.7174,0,0,0]
[60427.726592799991,0,0,0,0,0,165.7174,0,0,0]
[60427.726592799991,0,0,0,0,0,166.63480000000001,0,0,0]
[60430.51059279999,0,0,0,0,0,166.63480000000001,0,0,0]
[60430.51059279999,0,0,0,0,0,167.09739999999999,0,0,0]
[60486.629942799991,0,0,0,0,0,167.09739999999999,0,0,0]
[60486.629942799991,0,0,0,0,0,167.5625,0,0,0]
[60554.537792800002,0,0,0,0,0,167.5625,0,0,0]
[60554.537792800002,0,0,0,0,0,0,167.74379999999999,0,0]
[60555.860192799999,0,0,0,0,0,0,167.74379999999999,0,0]
[60555.860192799999,0,0,0,0,0,168.03030000000001,0,0,0]
[60673.753022799996,0,0,0,0,0,168.03030000000001,0,0,0]
[60673.753022799996,0,0,0,0,0,168.07300000000001,0,0,0]
[60700.462022799999,0,0,0,0,0,168.07300000000001,0,0,0]
[60700.462022799999,0,0,0,0,0,168.24379999999999,0,0,0]
[60710.331302799998,0,0,0,0,0,168.24379999999999,0,0,0]
[60710.331302799998,0,0,0,0,0,168.50069999999999,0,0,0]
[60793.764302800002,0,0,0,0,0,168.50069999999999,0,0,0]
[60793.764302800002,0,0,0,0,0,168.97380000000001,0,0,0]
[60872.448235539996,0,0,0,0,0,168.97380000000001,0,0,0]
[60872.448235539996,0,0,0,0,0,169.4496,0,0,0]
[60980.411755540001,0,0,0,0,0,169.4496,0,0,0]
[60980.411755540001,0,0,0,0,0,169.9281,0,0,0]
[61033.261645540006,0,0,0,0,0,169.9281,0,0,0]
[61033.261645540006,0,0,0,0,0,170.4093,0,0,0]
[61065.632605539999,0,0,0,0,0,170.4093,0,0,0]
[61065.632605539999,0,0,0,0,0,170.89330000000001,0,0,0]
[61110.902185539999,0,0,0,0,0,170.89330000000001,0,0,0]
[61110.902185539999,0,0,0,0,0,0,171.36959999999999,0,0]
[61154.402185539999,0,0,0,0,0,0,171.36959999999999,0,0]
[61154.402185539999,0,0,0,0,0,171.3801,0,0,0]
[61201.130755540027,0,0,0,0,0,171.3801,0,0,0]
[61201.130755540027,0,0,0,0,0,171.86959999999999,0,0,0]
[61244.755165540031,0,0,0,0,0,171.86959999999999,0,0,0]
[61244.755165540031,0,0,0,0,0,0,172.1318,0,0]
[61251.478525540035,0,0,0,0,0,0,172.1318,0,0]
[61251.478525540035,0,0,0,0,0,172.36199999999999,0,0,0]
[61436.134285540022,0,0,0,0,0,172.36199999999999,0,0,0]
[61436.134285540022,0,0,0,0,0,172.6318,0,0,0]
[61553.833975540016,0,0,0,0,0,172.6318,0,0,0]
[61553.833975540016,0,0,0,0,0,172.85730000000001,0,0,0]
[61600.335475540021,0,0,0,0,0,172.85730000000001,0,0,0]
[61600.335475540021,0,0,0,0,0,173.3554,0,0,0]
[61819.82603554002,0,0,0,0,0,173.3554,0,0,0]
[61819.82603554002,0,0,0,0,0,173.8108,0,0,0]
[61828.526035540017,0,0,0,0,0,173.8108,0,0,0]
[61828.526035540017,0,0,0,0,0,173.85650000000001,0,0,0]
[61928.389855540016,0,0,0,0,0,173.85650000000001,0,0,0]
[61928.389855540016,0,0,0,0,0,174.3604,0,0,0]
[61940.830855540014,0,0,0,0,0,174.3604,0,0,0]
[61940.830855540014,0,0,0,0,0,174.8673,0,0,0]
[61951.98425554001,0,0,0,0,0,174.8673,0,0,0]
[61951.98425554001,0,0,0,0,0,175.37719999999999,0,0,0]
[61967.122255540009,0,0,0,0,0,175.37719999999999,0,0,0]
[61967.122255540009,0,0,0,0,0,175.89019999999999,0,0,0]
[62044.48700554001,0,0,0,0,0,175.89019999999999,0,0,0]
[62044.48700554001,0,0,0,0,0,176.40610000000001,0,0,0]
[62097.130705540003,0,0,0,0,0,176.40610000000001,0,0,0]
[62097.130705540003,0,0,0,0,0,0,176.94720000000001,0,0]
[62101.480705540002,0,0,0,0,0,0,176.94720000000001,0,0]
[62101.480705540002,0,0,0,0,0,177.25700000000001,0,0,0]
[62119.555825540003,0,0,0,0,0,177.25700000000001,0,0,0]
[62119.555825540003,0,0,0,0,0,177.44720000000001,0,0,0]
[62181.83216554,0,0,0,0,0,177.44720000000001,0,0,0]
[62181.83216554,0,0,0,0,0,178.5008,0,0,0]
[62210.542165539999,0,0,0,0,0,178.5008,0,0,0]
[62210.542165539999,0,0,0,0,0,0,0,0,179.06979999999999]
[62290.612165539998,0,0,0,0,0,0,0,0,179.06979999999999]
[62290.612165539998,0,0,0,0,0,179.56710000000001,0,0,0]
[62297.121505539995,0,0,0,0,0,179.56710000000001,0,0,0]
[62297.121505539995,0,0,0,0,0,180.10499999999999,0,0,0]
[62318.871505539995,0,0,0,0,0,180.10499999999999,0,0,0]
[62318.871505539995,0,0,0,0,0,180.1541,0,0,0]
[62347.242205539995,0,0,0,0,0,180.1541,0,0,0]
[62347.242205539995,0,0,0,0,0,180.6463,0,0,0]
[62355.159205539996,0,0,0,0,0,180.6463,0,0,0]
[62355.159205539996,0,0,0,0,0,181.1908,0,0,0]
[62453.538805539996,0,0,0,0,0,181.1908,0,0,0]
[62453.538805539996,0,0,0,0,0,182.28980000000001,0,0,0]
[62478.094555539996,0,0,0,0,0,182.28980000000001,0,0,0]
[62478.094555539996,0,0,0,0,0,182.54150000000001,0,0,0]
[62518.984555539995,0,0,0,0,0,182.54150000000001,0,0,0]
[62518.984555539995,0,0,0,0,0,182.84440000000001,0,0,0]
[62536.732555539995,0,0,0,0,0,182.84440000000001,0,0,0]
[62536.732555539995,0,0,0,0,0,183.4023,0,0,0]
[62662.012555539994,0,0,0,0,0,183.4023,0,0,0]
[62662.012555539994,0,0,0,0,0,183.8614,0,0,0]
[62670.712555539991,0,0,0,0,0,183.8614,0,0,0]
[62670.712555539991,0,0,0,0,0,183.96379999999999,0,0,0]
[62677.237555539992,0,0,0,0,0,183.96379999999999,0,0,0]
[62677.237555539992,0,0,0,0,0,184.52869999999999,0,0,0]
[62725.957555539993,0,0,0,0,0,184.52869999999999,0,0,0]
[62725.957555539993,0,0,0,0,0,0,184.70079999999999,0,0]
[65983.600859710001,0,0,0,0,0,0,184.70079999999999,0,0]
[65983.600859710001,0,0,0,0,0,185.09710000000001,0,0,0]
[65996.911859710002,0,0,0,0,0,185.09710000000001,0,0,0]
[65996.911859710002,0,0,0,0,0,185.66900000000001,0,0,0]
[66015.573359710004,0,0,0,0,0,185.66900000000001,0,0,0]
[66015.573359710004,0,0,0,0,0,185.98249999999999,0,0,0]
[66080.388359709992,0,0,0,0,0,185.98249999999999,0,0,0]
[66080.388359709992,0,0,0,0,0,186.24459999999999,0,0,0]
[66168.519359709986,0,0,0,0,0,186.24459999999999,0,0,0]
[66168.519359709986,0,0,0,0,0,186.8237,0,0,0]
[66189.44285970999,0,0,0,0,0,186.8237,0,0,0]
[66189.44285970999,0,0,0,0,0,187.30029999999999,0,0,0]
[66232.717869009997,0,0,0,0,0,187.30029999999999,0,0,0]
[66232.717869009997,0,0,0,0,0,187.40649999999999,0,0,0]
[66242.809869010001,0,0,0,0,0,187.40649999999999,0,0,0]
[66242.809869010001,0,0,0,0,0,0,187.43950000000001,0,0]
[66261.741069010008,0,0,0,0,0,0,187.43950000000001,0,0]
[66261.741069010008,0,0,0,0,0,187.5128,0,0,0]
[66267.270789010014,0,0,0,0,0,187.5128,0,0,0]
[66267.270789010014,0,0,0,0,0,188.5831,0,0,0]
[66309.030789010008,0,0,0,0,0,188.5831,0,0,0]
[66309.030789010008,0,0,0,0,0,191.5909,0,0,0]
[66366.531873010012,0,0,0,0,0,191.5909,0,0,0]
[66366.531873010012,0,0,0,0,0,192.20410000000001,0,0,0]
[66635.448873010013,0,0,0,0,0,192.20410000000001,0,0,0]
[66635.448873010013,0,0,0,0,0,0,193.16929999999999,0,0]
[66732.888873010015,0,0,0,0,0,0,193.16929999999999,0,0]
[66732.888873010015,0,0,0,0,0,194.18170000000001,0,0,0]
[66734.280873010022,0,0,0,0,0,194.18170000000001,0,0,0]
[66734.280873010022,0,0,0,0,0,196.60980000000001,0,0,0]
[66756.900873010018,0,0,0,0,0,196.60980000000001,0,0,0]
[66756.900873010018,0,0,0,0,0,198.5609,0,0,0]
[66999.595437910015,0,0,0,0,0,198.5609,0,0,0]
[66999.595437910015,0,0,0,0,0,199.88339999999999,0,0,0]
[67075.257597909993,0,0,0,0,0,199.88339999999999,0,0,0]
[67075.257597909993,0,0,0,0,0,200.5514,0,0,0]
[67084.82759791,0,0,0,0,0,200.5514,0,0,0]
[67084.82759791,0,0,0,0,0,205.3561,0,0,0]
[67086.634587909997,0,0,0,0,0,205.3561,0,0,0]
[67086.634587909997,0,0,0,0,0,0,207.44470000000001,0,0]
[67213.393587910003,0,0,0,0,0,0,207.44470000000001,0,0]
[67213.393587910003,0,0,0,0,0,0,209.16290000000001,0,0]
[67271.422587909998,0,0,0,0,0,0,209.16290000000001,0,0]
[67271.422587909998,0,0,0,0,0,0,210.90989999999999,0,0]
[67321.012587909994,0,0,0,0,0,0,210.90989999999999,0,0]
[67321.012587909994,0,0,0,0,0,211.27449999999999,0,0,0]
[67450.134507909999,0,0,0,0,0,211.27449999999999,0,0,0]
[67450.134507909999,0,0,0,0,0,211.40989999999999,0,0,0]
[67498.85450791,0,0,0,0,0,211.40989999999999,0,0,0]
[67498.85450791,0,0,0,0,0,0,214.49340000000001,0,0]
[67542.35450791,0,0,0,0,0,0,214.49340000000001,0,0]
[67542.35450791,0,0,0,0,0,0,0,218.9357,0]
[67601.854507909986,0,0,0,0,0,0,0,218.9357,0]
[67601.854507909986,0,0,0,0,0,226.51759999999999,0,0,0]
[67623.604507909986,0,0,0,0,0,226.51759999999999,0,0,0]
[67623.604507909986,0,0,0,0,0,242.35220000000001,0,0,0]
[67654.446007909981,0,0,0,0,0,242.35220000000001,0,0,0]
[67654.446007909981,0,0,0,0,0,261.62040000000002,0,0,0]
[67696.206007909976,0,0,0,0,0,261.62040000000002,0,0,0]

{"sheet":"Kraftwerksliste Backend","index":9,"n_rows":1197,"n_cols":12,"rows_kept":1197,"cut":false,"hidden":true,"merged":[]}
[]
[]
[null,null," EWI Merit Order Tool 2022"]
[]
[null,null,"Power-Plant List",null,null,null,null,null,null,null,null,{"$f":"Imprint!F5","v":"Version 2022.0_en "}]
[]
[null,null,"Brief explanation of the list and basic data sources"]
[]
[]
[null,null,"Included in the Merit Order?","MaStR-Nr. ","Power Plant Identification Number of the Federal Network Agency","Company","Unit Name","Begin of Commercial Electricity Generation","Assigned Power Plant Type","Efficiency","Mean Available Net Nominal Capacity [MW]","Marginal Costs [EUR/MWhel]"]
[null,null,"No","(optional)","(optional)","(optional)","(optional)","(optional)","(required)","(required)",0,0]
[null,null,"No","(optional)","(optional)","(optional)","(optional)","(optional)","(required)","(required)",0,0]
[null,null,"No","(optional)","(optional)","(optional)","(optional)","(optional)","(required)","(required)",0,0]
[null,null,"No","(optional)","(optional)","(optional)","(optional)","(optional)","(required)","(required)",0,0]
[null,null,"No","(optional)","(optional)","(optional)","(optional)","(optional)","(required)","(required)",0,0]
[null,null,"No","(optional)","(optional)","(optional)","(optional)","(optional)","(required)","(required)",0,0]
[null,null,"No","(optional)","(optional)","(optional)","(optional)","(optional)","(required)","(required)",0,0]
[null,null,"No","(optional)","(optional)","(optional)","(optional)","(optional)","(required)","(required)",0,0]
[null,null,"No","(optional)","(optional)","(optional)","(optional)","(optional)","(required)","(required)",0,0]
[null,null,"No","(optional)","(optional)","(optional)","(optional)","(optional)","(required)","(required)",0,0]
[null,null,"Yes","SEE988848971327","BNA0084","Vattenfall Wärme Berlin AG","HKW Reuter, Dampfturbine M","1998-02-04","Waste",0.33,30.599999999999998,1]
[null,null,"Yes","SEE956268312785","BNA0088b","Solvay Chemicals GmbH Werk Bernburg","Kondensationsturbine EKT","2009-12-17","Waste",0.33,20.399999999999999,1]
[null,null,"Yes","SEE924302504816","BNA0117a","Energie- und Wasserversorgung Bonn/Rhein-Sieg GmbH","HKW Bonn-Nord, Turbogruppe 4","1991-04-01","Waste",0.33,12.001999999999999,1]
[null,null,"Yes","SEE958310939391","BNA0139","swb Entsorgung GmbH&Co. KG","MKK","2009-08-28","Waste",0.33,27.2,1]
[null,null,"Yes","SEE944111876263","BNA0237","Progroup Power 1 GmbH","PPO1 - Eisenhüttenstadt","2009-10-19","Waste",0.33,27.2,1]
[null,null,"Yes","SEE999588015110","BNA0287a","MHKW Müllheizkraftwerk Frankfurt am Main GmbH","Turbine 3","1986-12-12","Waste",0.33,22.099999999999998,1]
[null,null,"Yes","SEE912257091857","BNA0287b","MHKW Müllheizkraftwerk Frankfurt am Main GmbH","Turbine 7","2005-12-21","Waste",0.33,39.524999999999999,1]
[null,null,"Yes","SEE928761575349","BNA0380","EEW Großräschen GmbH","EEW Großräschen GmbH","2008-01-16","Waste",0.33,21.25,1]
[null,null,"Yes","SEE977898966292","BNA0398","MVR Müllverwertung Rugenberger Damm GmbH & Co. KG","MVR Rugenberger Damm Müll","1999-02-16","Waste",0.33,20.293749999999999,1]
[null,null,"Yes","SEE927716043575","BNA0417","EEW Energy from Waste Hannover GmbH","MVA EEW Hannover","2005-06-01","Waste",0.33,25.16,1]
[null,null,"Yes","SEE906215229154","BNA0438","EEW Energy from Waste Helmstedt GmbH","MVA EEW Helmstedt","2014-01-01","Waste",0.33,31.875,1]
[null,null,"Yes","SEE904604163027","BNA0519","RWE Generation SE","Karnap B","1987-02-14","Waste",0.33,32.299999999999997,1]
[null,null,"Yes","SEE981876305560","BNA0590","MVV Umwelt Asset GmbH","TREA Leuna 1","2005-08-26","Waste",0.33,13.808250000000001,1]
[null,null,"Yes","SEE925794342412","BNA0591","MVV Umwelt Asset GmbH","TREA Leuna 2","2007-06-19","Waste",0.33,13.808250000000001,1]
[null,null,"Yes","SEE957830042178","BNA0599","AVEA Entsorgungsbetriebe","Turbine 3","2010-08-09","Waste",0.33,15.852499999999999,1]
[null,null,"Yes","SEE940474859066","BNA0616a","BASF SE","Z564 VT1","1992-04-30","Waste",0.33,10.199999999999999,1]
[null,null,"Yes","SEE962737235608","BNA0622","Müllheizkraftwerk Rothensee GmbH","Block 1","2005-07-17","Waste",0.33,24.82,1]
[null,null,"Yes","SEE999819576335","BNA0623","Müllheizkraftwerk Rothensee GmbH","Block 2","2006-09-08","Waste",0.33,28.56,1]
[null,null,"Yes","SEE923959807806","BNA0640","BASF SE","Turbine 3","2006-11-10","Waste",0.33,10.88,1]
[null,null,"Yes","SEE904983741502","BNA0641a","MVV Umwelt Asset GmbH","MHKW Mannheim Generator T60","2010-01-07","Waste",0.33,21.76,1]
[null,null,"Yes","SEE953730197888","BNA0641b","MVV Umwelt Asset GmbH","MHKW Mannheim Generator TD0","2012-08-13","Waste",0.33,3.6209999999999996,1]
[null,null,"Yes","SEE948093740512","BNA0641c","MVV Umwelt Asset GmbH","MHKW Mannheim Generator TE0","2012-06-14","Waste",0.33,3.6209999999999996,1]
[null,null,"Yes","SEE977770417713","BNA0693","SWN Stadtwerke Neumünster GmbH","T3","1979-07-06","Waste",0.33,10.643699999999999,1]
[null,null,"Yes","SEE981003349412","BNA0693","SWN Stadtwerke Neumünster GmbH","T6","2014-09-16","Waste",0.33,18.582699999999999,1]
[null,null,"Yes","SEE900128586359","BNA0746","N-ERGIE Kraftwerke GmbH","HKW-Sandreuth (Müll)","1992-07-17","Waste",0.33,15.98,1]
[null,null,"Yes","SEE993054223955","BNA0750","GMVA Gemeinschafts-Müll-Verbrennungsanlage Niederrhein GmbH","„Turbosatz 2“","1991-10-17","Waste",0.33,34.339999999999996,1]
[null,null,"Yes","SEE955937262338","BNA0751","GMVA Gemeinschafts-Müll-Verbrennungsanlage Niederrhein GmbH","„Turbosatz 1“","2006-04-06","Waste",0.33,17.935000000000002,1]
[null,null,"Yes","SEE955718847075","BNA0845","Stadtwerke Rosenheim GmbH & Co. KG","DT1","1988-01-01","Waste",0.33,5.8650000000000002,1]
[null,null,"Yes","SEE955718847075","BNA0845","Stadtwerke Rosenheim GmbH & Co. KG","DT1","1988-01-01","Waste",0.33,5.8650000000000002,1]
[null,null,"Yes","SEE924286409503","BNA0855","IKW Rüdersdorf","IKW Rüdersdorf","2007-12-12","Waste",0.33,25.5,1]
[null,null,"Yes","SEE942366584926","BNA0969a","SWM Services GmbH","SWM HKW Nord 1 T10","1991-08-29","Waste",0.33,15.299999999999999,1]
[null,null,"Yes","SEE998278854237","BNA0969c","SWM Services GmbH","SWM HKW Nord 3 T30","1984-03-14","Waste",0.33,18.7,1]
[null,null,"Yes","SEE927727929912","BNA1020","MVA Weisweiler GmbH & Co. KG","MVA-Turbine","1996-10-01","Waste",0.33,22.95,1]
[null,null,"Yes","SEE996047653111","BNA1108","PD energy GmbH","KW TRB Bitterfeld, Bitterfeld-Wolfen, Oststr. 1","2009-11-19","Waste",0.33,9.7240000000000002,1]
[null,null,"Yes","SEE955548455112","BNA1110","Zweckverband Restmüllheizkraftwerk Böblingen","Restmüllheizkraftwerk","1999-05-01","Waste",0.33,11.049999999999999,1]
[null,null,"Yes","SEE972694764301","BNA1114","swb Entsorgung GmbH&Co. KG","MHKW_Gen1","1984-01-01","Waste",0.33,2.21,1]
[null,null,"Yes","SEE986413873564","BNA1114","swb Entsorgung GmbH&Co. KG","MHKW_Gen2","2004-01-01","Waste",0.33,11.305,1]
[null,null,"Yes","SEE950201173198","BNA1114","swb Entsorgung GmbH&Co. KG","MHKW_Gen4","2013-01-01","Waste",0.33,41.82,1]
[null,null,"Yes","SEE927032372373","BNA1116","Bremerhavener Entsorgungsgesellschaft mbH","MHKW, Generator 1+2","1977-03-17","Waste",0.33,11.9,1]
[null,null,"Yes","SEE944429192826","BNA1119","Zweckverband Abfallverwertung Südostbayern","SEE944429192826 (MHKW Burgkirchen (Müllverbrennung))","1994-01-28","Waste",0.33,10.88,1]
[null,null,"Yes","SEE988429673565","BNA1139","EEW Energy from Waste Saarbrücken GmbH","TREA Breisgau","2004-05-17","Waste",0.33,11.559999999999999,1]
[null,null,"Yes","SEE971280976463","BNA1144","EEW Energy from Waste Göppingen","MHKW Turbine","1975-07-01","Waste",0.33,9.35,1]
[null,null,"Yes","SEE955453307926","BNA1148","MHB Betriebsführungsgesellschaft mbH","MVA Hamm","1985-07-01","Waste",0.33,13.005000000000001,1]
[null,null,"Yes","SEE945150729886","BNA1154","AGR Abfallentsorgungs-Gesellschaft Ruhrgebiet mbH","RZR I Turbine1","1981-01-01","Waste",0.33,12.648,1]
[null,null,"Yes","SEE941568392261","BNA1154","AGR Abfallentsorgungs-Gesellschaft Ruhrgebiet mbH","RZR I Turbine2","1981-01-01","Waste",0.33,12.648,1]
[null,null,"Yes","SEE923271533315","BNA1155","RZR II Herten GmbH","RZR II Turbine3","2009-01-01","Waste",0.33,19.974999999999998,1]
[null,null,"Yes","SEE947996339434","BNA1155","RZR II Herten GmbH","RZR II Turbine4","2019-02-07","Waste",0.33,10.420999999999999,1]
[null,null,"Yes","SEE951966828576","BNA1161","Zweckverband Müllverwertungsanlage Ingolstadt","Turbine VE 32 ZV MVA IN","1996-09-10","Waste",0.33,6.29,1]
[null,null,"Yes","SEE925011950635","BNA1161","Zweckverband Müllverwertungsanlage Ingolstadt","Turbine VE 40 ZV MVA IN","1996-09-10","Waste",0.33,15.419,1]
[null,null,"Yes","SEE992947793209","BNA1167","Kreis Weseler Abfallgesellschaft mbH & Co.KG","Dampfturbine","1997-04-01","Waste",0.33,13.6,1]
[null,null,"Yes","SEE925652456091","BNA1168","Müllheizkraftwerk Kassel GmbH","Müllheizkraftwerk Kassel M7","1985-12-17","Waste",0.33,6.8,1]
[null,null,"Yes","SEE976589352260","BNA1168","Müllheizkraftwerk Kassel GmbH","Müllheizkraftwerk Kassel M8","2012-03-12","Waste",0.33,12.494999999999999,1]
[null,null,"Yes","SEE941568476039","BNA1184","AVG Köln mbH","Turbosatz 1","1998-02-02","Waste",0.33,39.1,1]
[null,null,"Yes","SEE996891820448","BNA1186a","EGK Entsorgungsgesellschaft Krefeld GmbH & Co. KG","Turbine 3","1978-01-01","Waste",0.33,6.8,1]
[null,null,"Yes","SEE992607731794","BNA1186b","EGK Entsorgungsgesellschaft Krefeld GmbH & Co. KG","Turbine 4","2001-04-05","Waste",0.33,7.8455000000000004,1]
[null,null,"Yes","SEE993787055366","BNA1186c","EGK Entsorgungsgesellschaft Krefeld GmbH & Co. KG","Turbine 2","1974-08-27","Waste",0.33,0.79049999999999998,1]
[null,null,"Yes","SEE925411264011","BNA1186d","EGK Entsorgungsgesellschaft Krefeld GmbH & Co. KG","Turbine 5","1997-12-01","Waste",0.33,2.4649999999999999,1]
[null,null,"Yes","SEE979423615132","BNA1186e","EGK Entsorgungsgesellschaft Krefeld GmbH & Co. KG","Turbine 1","1974-08-27","Waste",0.33,0.79049999999999998,1]
[null,null,"Yes","SEE934298270268","BNA1190","Thermische Abfallbehandlung Lauta","T.A. Lauta","2004-07-21","Waste",0.33,17.849999999999998,1]
[null,null,"Yes","SEE942253705168","BNA1197","Technische Werke Ludwigshafen am Rhein","FHKW DT 2","1989-02-24","Waste",0.33,10.259499999999999,1]
[null,null,"Yes","SEE966264899036","BNA1197","Technische Werke Ludwigshafen am Rhein","FHKW DT5","2005-07-05","Waste",0.33,7.772672,1]
[null,null,"Yes","SEE969698095906","BNA1197","Technische Werke Ludwigshafen am Rhein","FHKW DT6","2018-04-12","Waste",0.33,4.6636015000000004,1]
[null,null,"Yes","SEE932127408097","BNA1198","PreZero Energy Zorbau GmbH","Generator Zorbau","2005-06-06","Waste",0.33,23.119999999999997,1]
[null,null,"Yes","SEE986030306643","BNA1199","Entsorgungsgesellschaft Mainz mbH","MHKW DTS","2009-06-01","Waste",0.33,12.75,1]
[null,null,"Yes","SEE938782869693","BNA1222","Energieversorgung Offenbach AG","Müllheizkraftwerk Offenbach Turbine 1","2016-07-29","Waste",0.33,12.324999999999999,1]
[null,null,"Yes","SEE965779402670","BNA1229","EEW Energy from Waste Saarbrücken GmbH","MHKW Pirmasens Verbrennung","1999-01-01","Waste",0.33,12.75,1]
[null,null,"Yes","SEE940711490885","BNA1232","EEW Energy from Waste Premnitz GmbH","ZWSF Premnitz","2004-01-08","Waste",0.33,2.125,1]
[null,null,"Yes","SEE997842921603","BNA1233","EEW Energy from Waste Premnitz GmbH","EVE Premnitz","2009-06-09","Waste",0.33,21.25,1]
[null,null,"Yes","SEE946934017984","BNA1243","Vattenfall Europe New Energy Ecopower GmbH","EBS-HKW Rostock","2010-03-31","Waste",0.33,15.725,1]
[null,null,"Yes","SEE918821866890","BNA1254","Zweckverband Müllverwertung Schwandorf","Müllkraftwerk Schwandorf Turbinen","1982-08-31","Waste",0.33,28.05,1]
[null,null,"Yes","SEE973464796218","BNA1255","LEIPA Georg Leinfelder GmbH","Dampfturbine FSK Kuhheide 32a","2011-04-01","Waste",0.33,24.5684,1]
[null,null,"Yes","SEE918623387630","BNA1261","EEW Energy from Waste Stapelfeld GmbH","EEW Stapelfeld GmbH","1979-10-01","Waste",0.33,13.939999999999998,1]
[null,null,"Yes","SEE950593842498","BNA1262","Remondis Thermische Abfallverwertung GmbH","Remondis Thermische Abfallverwertung GmbH","2007-12-06","Waste",0.33,20.399999999999999,1]
[null,null,"Yes","SEE951648072822","BNA1286","Zweckverband für Abfallwirtschaft Südwestthüringen (ZASt)","ZASt","2007-10-15","Waste",0.33,10.285,1]
[null,null,"Yes","SEE900664653232","BNA1289","AMK-Abfallentsorgungsgesellschaft des Märkischen Kreises mbH","Turbine 1","1996-08-01","Waste",0.33,9.0949999999999989,1]
[null,null,"Yes","SEE937978171572","BNA1289","AMK-Abfallentsorgungsgesellschaft des Märkischen Kreises mbH","Turbine 2","1981-04-01","Waste",0.33,2.8899999999999997,1]
[null,null,"Yes","SEE958335974377","BNA1291","IHKW Industrieheizkraftwerk Andernach GmbH","Dampfturbine","2008-12-15","Waste",0.33,10.625,1]
[null,null,"Yes","SEE943841929270","BNA1295","AVA Abfallverwertung Augsburg Kommunalunternehmen","AHKW HD Turbine","1994-09-16","Waste",0.33,6.7744999999999997,1]
[null,null,"Yes","SEE943548208159","BNA1295","AVA Abfallverwertung Augsburg Kommunalunternehmen","AHKW ND Turbine","1994-09-16","Waste",0.33,5.7119999999999997,1]
[null,null,"Yes","SEE994551453975","BNA1316","EkoCity","Generator A","1976-01-01","Waste",0.33,17,1]
[null,null,"Yes","SEE945602121718","BNA1316","EkoCity","Generator B","1976-01-01","Waste",0.33,17,1]
[null,null,"Yes","SEE917110358740","BNA1330","Steinbeis Energie GmbH","Steinbeis Energie EBS Kessel 6","2010-09-27","Waste",0.33,14.45,1]
[null,null,"Yes","SEE957509710094","BNA1448","EEW Energy from Waste Saarbrücken GmbH  AHKW-Neunkirchen","AHKW-Neunkirchen","1977-06-02","Waste",0.33,9.86,1]
[null,null,"Yes","SEE990065849372","BNA1449a","Zweckverband Abfallwirtschaft Raum Würzburg","TS I","1984-06-04","Waste",0.33,7.3949999999999996,1]
[null,null,"Yes","SEE971796321603","BNA1449b","Zweckverband Abfallwirtschaft Raum Würzburg","TS II","1998-11-09","Waste",0.33,10.199999999999999,1]
[null,null,"Yes","SEE988841475051","BNA1465a","B+T Energie GmbH","HKW Witzenhausen","2009-06-24","Waste",0.33,23.8,1]
[null,null,"Yes","SEE942777699660","BNA1490","EBS Kraftwerk GmbH","EBKW Knapsack","2009-01-01","Waste",0.33,25.414999999999999,1]
[null,null,"Yes","SEE937544161082","BNA1510","Hamburger Rieger GmbH GB Kraftwerk","EBS Heizkraftwerk Spremberg","2013-08-01","Waste",0.33,14.875,1]
[null,null,"Yes","SEE942956157011","BNA1867","AVG Köln mbH","Turbosatz 2","2017-05-30","Waste",0.33,15.299999999999999,1]
[null,null,"Yes","SEE977514334252",null,"Energieversorgung Offenbach AG","Müllheizkraftwerk Offenbach Turbine 2","2006-06-30","Waste",0.33,1.802,1]
[null,null,"Yes","SEE990760688887",null,"Entsorgungsgesellschaft Mainz mbH","MHKW EBT","2003-01-01","Waste",0.33,4.25,1]
[null,null,"Yes","SEE929095613516",null,"GSB Sonderabfall-Entsorgung Bayern GmbH","Turbine VA2","1995-10-06","Waste",0.33,6.0018500000000001,1]
[null,null,"Yes","SEE906331863386",null,"GSB Sonderabfall-Entsorgung Bayern GmbH","Turbine VA3","1995-12-20","Waste",0.33,6.0018500000000001,1]
[null,null,"Yes","SEE958909269267",null,"Infraserv GmbH & Co. Höchst KG","IPH Ersatzbrennstoffverbrennung Turbine","2014-07-28","Waste",0.33,60.35,1]
[null,null,"Yes","SEE953182244383",null,"MVV Umwelt Asset GmbH","MHKW Mannheim Generator X1","2020-03-13","Waste",0.33,3.468,1]
[null,null,"Yes","SEE998216550733",null,"Klingele Papierwerke GmbH & Co. KG Papierfabrik Weener","TWIN 1","2008-03-01","Waste",0.33,3.9865000000000004,1]
[null,null,"Yes","SEE939382623364",null,"Klingele Papierwerke GmbH & Co. KG Papierfabrik Weener","TWIN2","2008-03-01","Waste",0.33,3.9865000000000004,1]
[null,null,"Yes","SEE909031885047",null,"Müllverwertung Borsigstraße GmbH","MVB Borsigstraße Müll","2010-07-16","Waste",0.33,8.4999999999999999E-6,1]
[null,null,"Yes","SEE923791565131",null,"Zweckverband Müllheizkraftwerk Stadt und Landkreis Bamberg","Rheinstraße","2016-11-01","Waste",0.33,9.6271000000000004,1]
[null,null,"Yes","SEE964170331206",null,"Zweckverband für Abfallwirtschaft in Nordwest-Oberfranken","MHKW Coburg","1988-01-01","Waste",0.33,9.01,1]
[null,null,"Yes","SEE957686843929",null,"Zweckverband Abfallverwertung Südhessen (ZAS)","Turbine 1","1991-10-09","Waste",0.33,8.688699999999999,1]
[null,null,"Yes","SEE937822704543",null,"Zweckverband Abfallverwertung Südhessen (ZAS)","Turbine 2","2020-01-27","Waste",0.33,1.0625,1]
[null,null,"Yes",null,null,"Nicht-EEG-Anlagen < 10 MW",null,null,"Waste",0.33,135.04485500000001,1]
[null,null,"Yes","SEE927528071629","BNA0382","Kernkraftwerk Gundremmingen GmbH","Gundremmingen C","1984-11-02","Nuclear",0.35,1197.8399999999999,16.914285714285715]
[null,null,"Yes","SEE930752846949","BNA0251","PreussenElektra","Grohnde","1984-09-05","Nuclear",0.34599999999999997,1264.8,17.095953757225434]
[null,null,"Yes","SEE944567587799","BNA0607","Kernkraftwerk Lippe-Ems GmbH","Emsland A","1988-06-20","Nuclear",0.34499999999999997,1242.48,17.142028985507249]
[null,null,"Yes","SEE951462745445","BNA0157","PreussenElektra","Brokdorf","1986-10-14","Nuclear",0.33,1311.3,17.866666666666664]
[null,null,"Yes","SEE943690268513","BNA0263","PreussenElektra","Isar 2","1988-01-22","Nuclear",0.33,1311.3,17.866666666666664]
[null,null,"Yes","SEE985577062814","BNA0686","EnBW Energie Baden-Württemberg AG","GKN II","1989-04-15","Nuclear",0.33,1218.3,17.866666666666664]
[null,null,"Yes","SEE968582186379","BNA1404","Lausitz Energie Kraftwerke AG","Boxberg Block R","2012-11-06","Lignite",0.437,548.1,56.950251716247145]
[null,null,"Yes","SEE985453029962","BNA1185","Pfeifer & Langen GmbH ＆ Co. KG","Könnern Generator 1","1973-01-01","Lignite",0.43359999999999999,7.2645,57.383487084870858]
[null,null,"Yes","SEE952937205877","BNA1185","Pfeifer & Langen GmbH ＆ Co. KG","Könnern Generator 2","1993-09-28","Lignite",0.43359999999999999,17.1129,57.383487084870858]
[null,null,"Yes","SEE983252937631","BNA0709","RWE Power AG","Niederaußem K","2003-01-28","Lignite",0.43,821.28,57.849674418604664]
[null,null,"Yes","SEE925599434282","BNA1401a","RWE Power AG","Neurath F","2012-08-03","Lignite",0.43,922.2,57.849674418604664]
[null,null,"Yes","SEE993592183001","BNA1401b","RWE Power AG","Neurath G","2012-07-08","Lignite",0.43,922.2,57.849674418604664]
[null,null,"Yes","SEE915426748132","BNA0543","RheinEnergie AG","Block 6 Merkenich RheinEnergie","2010-12-16","Lignite",0.42399999999999999,65.510999999999996,58.644245283018883]
[null,null,"Yes","SEE991324265957","BNA1097","Smurfit Kappa Zülpich Papier GmbH","DT06","2010-10-22","Lignite",0.42399999999999999,12.513209999999999,58.644245283018883]
[null,null,"Yes","SEE907389779292","BNA0124","Lausitz Energie Kraftwerke AG","Boxberg Block Q","2000-10-01","Lignite",0.42299999999999999,730.8,58.778865248226957]
[null,null,"Yes","SEE957229968300","BNA0707","RWE Power AG","Niederaußem H","1974-09-16","Lignite",0.42159999999999997,563.76,58.968406072106269]
[null,null,"Yes","SEE998199911088","BNA0116","EnBW Energie Baden-Württemberg AG","Kraftwerk Lippendorf Block S","1999-12-01","Lignite",0.42,775.17,59.18657142857144]
[null,null,"Yes","SEE921905907730","BNA0708","RWE Power AG","Niederaußem G","1974-10-23","Lignite",0.41920000000000002,546.36,59.296278625954201]
[null,null,"Yes","SEE966331411864","BNA0115","Lausitz Energie Kraftwerke AG","Kraftwerk Lippendorf Block R","2000-06-20","Lignite",0.41,775.17,60.588682926829279]
[null,null,"Yes","SEE938337436349","BNA0914","Lausitz Energie Kraftwerke AG","Kraftwerk Schwarze Pumpe Block A","1997-12-15","Lignite",0.41,656.85,60.588682926829279]
[null,null,"Yes","SEE952672318108","BNA0915","Lausitz Energie Kraftwerke AG","Kraftwerk Schwarze Pumpe Block B","1998-05-25","Lignite",0.41,656.85,60.588682926829279]
[null,null,"Yes","SEE946537967655","BNA0183","Stadtwerke Cottbus GmbH","Hochdruckdampfturbine","1999-02-20","Lignite",0.4,13.92,62.060900000000004]
[null,null,"Yes","SEE978888539755","BNA0183","Stadtwerke Cottbus GmbH","Mittel-Niederdruckdampfturbine","1999-03-23","Lignite",0.4,39.15,62.060900000000004]
[null,null,"Yes","SEE941974735591","BNA0183","Stadtwerke Cottbus GmbH","Rauchgasturbine","1998-08-29","Lignite",0.4,11.31,62.060900000000004]
[null,null,"Yes","SEE960652233358","BNA0878","Saale Energie GmbH","Schkopau A","1995-01-01","Lignite",0.4,391.5,62.060900000000004]
[null,null,"Yes","SEE947677200282","BNA0879","Saale Energie GmbH","Schkopau B","1996-01-01","Lignite",0.4,391.5,62.060900000000004]
[null,null,"Yes","SEE921449009914","BNA1461","CropEnergies Bioethanol GmbH","Dampfturbine IV CropEnergies Zeitz","2005-01-01","Lignite",0.4,15.46251,62.060900000000004]
[null,null,"Yes","SEE986936308987","BNA1293a","Martinswerk GmbH","KWK-Anlage: Generator 1","1961-01-01","Lignite",0.38800000000000001,8.6129999999999995,63.927731958762891]
[null,null,"Yes","SEE975343602986","BNA1293b","Martinswerk GmbH","KWK-Anlage: Generator 2","1961-01-01","Lignite",0.38800000000000001,8.6129999999999995,63.927731958762891]
[null,null,"Yes","SEE998111672394","BNA1002","Mitteldeutsche Braunkohlengesellschaft mbH","IKW Wählitz","1994-08-25","Lignite",0.38500000000000001,26.97,64.412623376623387]
[null,null,"Yes","SEE999145467468","BNA0490a","RWE Power AG","GoWerk F","1992-12-01","Lignite",0.38319999999999999,34.799999999999997,64.707202505219215]
[null,null,"Yes","SEE970305352633","BNA1400a","Südzucker AG","Dampfturbine III Südzucker Zeitz","1993-08-01","Lignite",0.38319999999999999,14.702999999999999,64.707202505219215]
[null,null,"Yes","SEE933960350956","BNA0179","eins energie in sachsen GmbH & Co. KG","HKW Chemnitz Nord II, Block C","1990-06-07","Lignite",0.376,80.32884,65.913723404255322]
[null,null,"Yes","SEE994335340088",null,"Stadtwerke Frankfurt (Oder) GmbH","HKW DT","1997-10-09","Lignite",0.376,21.75,65.913723404255322]
[null,null,"Yes",null,null,"Nicht-EEG-Anlagen < 10 MW",null,null,"Lignite",0.376,31.220819999999996,65.913723404255322]
[null,null,"Yes","SEE991817093418","BNA0785","Lausitz Energie Kraftwerke AG","Kraftwerk Jänschwalde Block A","1981-10-01","Lignite",0.375,435,66.084960000000009]
[null,null,"Yes","SEE938669585906","BNA0786","Lausitz Energie Kraftwerke AG","Kraftwerk Jänschwalde Block B","1982-11-29","Lignite",0.375,435,66.084960000000009]
[null,null,"Yes","SEE989591633753","BNA0787","Lausitz Energie Kraftwerke AG","Kraftwerk Jänschwalde Block C","1984-02-01","Lignite",0.375,435,66.084960000000009]
[null,null,"Yes","SEE923943268279","BNA0788","Lausitz Energie Kraftwerke AG","Kraftwerk Jänschwalde Block D","1985-10-06","Lignite",0.375,435,66.084960000000009]
[null,null,"Yes","SEE928076311489","BNA0523","Städtische Werke Energie + Wärme GmbH","Fernwärmekraftwerk Kassel","1989-12-21","Lignite",0.37359999999999999,29.145,66.32623126338332]
[null,null,"Yes","SEE923082939436","BNA0177","eins energie in sachsen GmbH & Co. KG","HKW Chemnitz Nord II, Block B","1988-08-26","Lignite",0.37119999999999997,50.609639999999999,66.744073275862078]
[null,null,"Yes","SEE905721866655","BNA0292","RWE Power AG","Fab Frechen","1962-12-23","Lignite",0.37119999999999997,153.12,66.744073275862078]
[null,null,"Yes","SEE990438768378","BNA0270","Stadtwerke Flensburg","Dampfturbine 8","1985-05-24","Coal",0.504,26.32,67.499067460317463]
[null,null,"Yes","SEE931736847297","BNA0699","RWE Power AG","Neurath D","1975-06-24","Lignite",0.36599999999999999,528.09,67.668196721311489]
[null,null,"Yes","SEE976414005279","BNA0700","RWE Power AG","Neurath E","1976-02-22","Lignite",0.36599999999999999,525.48,67.668196721311489]
[null,null,"Yes","SEE987007884447","BNA1027","RWE Power AG","Weißweiler G","1974-02-14","Lignite",0.36,576.80999999999995,68.76766666666667]
[null,null,"Yes","SEE955314088254","BNA1028","RWE Power AG","Weißweiler H","1975-01-18","Lignite",0.36,570.72,68.76766666666667]
[null,null,"Yes","SEE985842749525","BNA0122","Lausitz Energie Kraftwerke AG","Boxberg Block N","1979-01-01","Lignite",0.35,435,70.683885714285722]
[null,null,"Yes","SEE908125004449","BNA0123","Lausitz Energie Kraftwerke AG","Boxberg Block P","1980-07-01","Lignite",0.35,435,70.683885714285722]
[null,null,"Yes","SEE927622980674","BNA1141","Pfeifer & Langen GmbH ＆ Co. KG","Euskirchen Generator 1","1979-08-30","Lignite",0.34960000000000002,6.0325800000000003,70.762814645308922]
[null,null,"Yes","SEE912440649056","BNA1141","Pfeifer & Langen GmbH ＆ Co. KG","Euskirchen Generator 3","1980-07-01","Lignite",0.34960000000000002,1.0057199999999999,70.762814645308922]
[null,null,"Yes","SEE927630371594","BNA1486","ROMONTA GmbH","Grubenheizkraftwerk Amsdorf","1979-07-01","Lignite",0.34960000000000002,39.924300000000002,70.762814645308922]
[null,null,"Yes","SEE957285549260","BNA0272","Stadtwerke Flensburg","Dampfturbine 9","1988-08-16","Coal",0.47249999999999998,26.32,71.912338624338631]
[null,null,"Yes","SEE996990805407","BNA0138","Braunschweiger Versorgungs-AG & Co. KG","HKW Mitte Kessel 1","1985-01-18","Coal",0.46800000000000003,35.6,72.59130341880342]
[null,null,"Yes","SEE988477355802","BNA0646b","Grosskraftwerk Mannheim","GKM Block 9","2015-05-02","Coal",0.46400000000000002,674.40000000000009,73.205883620689661]
[null,null,"Yes","SEE923577153439","BNA0662a","Evonik Operations GmbH","Kraftwerk I,  T15","1983-10-15","Coal",0.46350000000000002,54.720000000000006,73.283451995685013]
[null,null,"Yes","SEE970425279599","BNA1674","Onyx Kraftwerk Wilhelmshaven GmbH & Co. KG","Kraftwerk Wilhelmshaven Onyx","2015-11-30","Coal",0.46250000000000002,580.80000000000007,73.439091891891891]
[null,null,"Yes","SEE980331579218","BNA0518b","EnBW Energie Baden-Württemberg AG","Rheinhafen-Dampfkraftwerk RDK 8","2014-07-01","Coal",0.46,667.2,73.83115217391304]
[null,null,"Yes","SEE961029163353","BNA1508","Trianel Kohlekraftwerk Lünen GmbH & Co KG","Trianel Kohlekraftwerk Lünen","2013-01-01","Coal",0.45950000000000002,596.80000000000007,73.910076169749729]
[null,null,"Yes","SEE907150117643","BNA0696","RWE Power AG","Neurath A","1972-10-14","Lignite",0.33,255.78,74.864727272727279]
[null,null,"Yes","SEE979012663285","BNA0697","RWE Power AG","Neurath B","1972-06-30","Lignite",0.33,255.78,74.864727272727279]
[null,null,"Yes","SEE904421343152","BNA1025","RWE Power AG","Weißweiler E","1965-12-02","Lignite",0.33,279.27,74.864727272727279]
[null,null,"Yes","SEE933685962403","BNA1026","RWE Power AG","Weißweiler F","1967-09-04","Lignite",0.33,279.27,74.864727272727279]
[null,null,"Yes","SEE974018310478","BNA1864","KÄMMERER Energie GmbH","Generator 4","1962-12-22","Lignite",0.33,8.0039999999999996,74.864727272727279]
[null,null,"Yes","SEE920672219015","BNA1865","KÄMMERER Energie GmbH","Generator 5","1977-01-10","Lignite",0.33,8.5259999999999998,74.864727272727279]
[null,null,"Yes","SEE958847865460","BNA1093","Onyx Kraftwerk Zolling GmbH &Co. KGaA","Kraftwerk Zolling","1985-01-01","Coal",0.45250000000000001,377.6,75.033325966850825]
[null,null,"Yes","SEE918143230942","BNA0216b","STEAG-EVN Walsum 10 Kraftwerksgesellschaft","Walsum 10","2013-12-20","Coal",0.45,580,75.442955555555557]
[null,null,"Yes","SEE913516809497","BNA1949","Uniper Kraftwerke GmbH","Datteln 4","2020-05-30","Coal",0.45,841.6,75.442955555555557]
[null,null,"Yes","SEE948609940009","BNA0434","EnBW Energie Baden-Württemberg AG","Heizkraftwerk Heilbronn HLB 7","1985-12-01","Coal",0.44750000000000001,622.40000000000009,75.857162011173187]
[null,null,"Yes","SEE904968236689","BNA0147","Onyx Kraftwerk Farge GmbH & Co. KGaA","Kraftwerk Farge","1969-01-01","Coal",0.4425,280,76.699615819209043]
[null,null,"Yes","SEE965782597448","BNA0019","EnBW Energie Baden-Württemberg AG","Heizkraftwerk Altbach/Deizisau HKW 2 DT (Solobetrieb)","1997-05-29","Coal",0.44,258.40000000000003,77.128022727272722]
[null,null,"Yes","SEE980016033738","BNA0518a","EnBW Energie Baden-Württemberg AG","Rheinhafen-Dampfkraftwerk RDK 7","1985-06-21","Coal",0.4375,413.6,77.561325714285715]
[null,null,"Yes","SEE909002940690","BNA0644","Grosskraftwerk Mannheim","GKM Block 6","2005-12-26","Coal",0.4375,204,77.561325714285715]
[null,null,"Yes","SEE967605837250","BNA0712","RWE Power AG","Niederaußem C","1965-06-27","Lignite",0.316,256.64999999999998,78.106202531645593]
[null,null,"Yes","SEE904194792843","BNA0464","Kraftwerk Mehrum GmbH","KWM Block 3","1979-08-24","Coal",0.4325,552,78.442959537572264]
[null,null,"Yes","SEE943427876363","BNA0849","KNG Kraftwerks- und Netzgesellschaft mbH","Kraftwerk Rostock Block A","1994-10-01","Coal",0.432,411.20000000000005,78.532245370370376]
[null,null,"Yes","SEE900341307519","BNA1451","Venator Germany GmbH","HKW Venator Germany","1960-05-20","Lignite",0.31359999999999999,24.687989999999999,78.690943877551035]
[null,null,"Yes","SEE998984420832","BNA1075a","Volkswagen AG","HKW Nord Generator A","1994-10-01","Coal",0.42499999999999999,48.800000000000004,79.804305882352949]
[null,null,"Yes","SEE920837459195","BNA1075b","Volkswagen AG","HKW Nord Generator B","1998-09-18","Coal",0.42499999999999999,48.800000000000004,79.804305882352949]
[null,null,"Yes","SEE979779484642","BNA0861b","Energie SaarLorLux AG","HKW-Römerbrücke Dampfturbinenanlage DT2","1988-06-27","Coal",0.42,42.400000000000006,80.738880952380967]
[null,null,"Yes","SEE938923083674","BNA0660","Evonik Operations GmbH","Kraftwerk I, T14","1971-06-01","Coal",0.40949999999999998,44.448000000000008,82.77577533577535]
[null,null,"Yes","SEE987197130805","BNA0402","Wärme Hamburg GmbH","HKW Tiefstack","1993-04-01","Coal",0.40749999999999997,155.20000000000002,83.175656441717805]
[null,null,"Yes","SEE975507584615","BNA0646a","Grosskraftwerk Mannheim","GKM Block 8","1993-04-05","Coal",0.40749999999999997,348,83.175656441717805]
[null,null,"Yes","SEE929161243203","BNA0377","Uniper Kraftwerke GmbH","Staudinger 5","1992-01-01","Coal",0.40500000000000003,408,83.681061728395065]
[null,null,"Yes","SEE906834978235","BNA1187","Pfeifer & Langen GmbH ＆ Co. KG","Lage Generator 2","1962-08-27","Coal",0.4037,3.2616000000000001,83.94634629675501]
[null,null,"Yes","SEE952372080091","BNA0969b","SWM Services GmbH","SWM HKW Nord 2 T20","1991-12-15","Coal",0.40250000000000002,266.40000000000003,84.192745341614895]
[null,null,"Yes","SEE981109871657","BNA0085a","Vattenfall Wärme Berlin AG","HKW Moabit Dampfturbine","1990-02-27","Coal",0.4,71.2,84.710825]
[null,null,"Yes","SEE989328541450","BNA0086","Vattenfall Wärme Berlin AG","HKW Reuter West Dampfturbine D","1987-12-14","Coal",0.4,225.60000000000002,84.710825]
[null,null,"Yes","SEE974883809046","BNA0087","Vattenfall Wärme Berlin AG","HKW Reuter West Dampfturbine E","1988-08-01","Coal",0.4,225.60000000000002,84.710825]
[null,null,"Yes","SEE945908806647","BNA0450","STEAG","Herne 4","1989-07-25","Coal",0.4,368,84.710825]
[null,null,"Yes","SEE954169155876","BNA0758","Energieversorgung Offenbach AG","Heizkraftwerk-Offenbach-EVO","1988-10-18","Coal",0.4,43.2,84.710825]
[null,null,"Yes","SEE974753539035","BNA0801","SWP Stadtwerke Pforzheim","Turbine 6","1990-01-18","Coal",0.4,21.52,84.710825]
[null,null,"Yes","SEE919393178787","BNA0998","STEAG","Fenne MKV","1982-08-01","Coal",0.4,143.20000000000002,84.710825]
[null,null,"Yes","SEE907162822238","BNA1061","Uniper Kraftwerke GmbH","Wilhelmshaven 1 DT","1976-01-01","Coal",0.4,572,84.710825]
[null,null,"Yes","SEE977258693776","BNA1061","Uniper Kraftwerke GmbH","Wilhelmshaven 1 ZT","1998-01-01","Coal",0.4,112,84.710825]
[null,null,"Yes","SEE968950464368","BNA0144","swb Erzeugung AG & Co. KG","KW Hastedt Block 15","1989-12-16","Coal",0.39750000000000002,95.2,85.235421383647804]
[null,null,"Yes","SEE915289541482","BNA0290","Mainova AG","HKW West Block 3","1990-02-15","Coal",0.39750000000000002,49.2,85.235421383647804]
[null,null,"Yes","SEE987633796220","BNA0420","enercity AG","GKH 1","1989-01-26","Coal",0.39750000000000002,108.80000000000001,85.235421383647804]
[null,null,"Yes","SEE932928232242","BNA0421","enercity AG","GKH 2","1989-06-21","Coal",0.39750000000000002,108.80000000000001,85.235421383647804]
[null,null,"Yes","SEE917943562765","BNA0289b","Mainova AG","HKW West Block 2","1990-02-01","Coal",0.39500000000000002,49.2,85.766658227848097]
[null,null,"Yes","SEE989054024678","BNA0336","Uniper Kraftwerke GmbH","Scholven FWK","1985-01-01","Coal",0.38750000000000001,56,87.401496774193546]
[null,null,"Yes","SEE959000487536","BNA1076a","Volkswagen AG","HKW West Block 1","1985-01-31","Coal",0.38750000000000001,110.80000000000001,87.401496774193546]
[null,null,"Yes","SEE917432813484","BNA1076b","Volkswagen AG","HKW West Block 2","1985-05-01","Coal",0.38750000000000001,110.80000000000001,87.401496774193546]
[null,null,"Yes","SEE905714722562","BNA0936","EnBW Energie Baden-Württemberg AG","Heizkraftwerk Stuttgart-Münster DT 15","1984-01-01","Coal",0.38500000000000001,36,87.960597402597401]
[null,null,"Yes","SEE998383491525","BNA0935","EnBW Energie Baden-Württemberg AG","Heizkraftwerk Stuttgart-Münster DT 12","1982-01-01","Coal",0.38,36,89.100868421052638]
[null,null,"Yes","SEE930673793902","BNA0067","STEAG","Bergkamen A","1981-10-01","Coal",0.3775,576,89.682331125827815]
[null,null,"Yes","SEE981220191160","BNA1467","Papierfabrik August Koehler SE","HKW Oberkirch","1987-05-26","Coal",0.375,16,90.27154666666668]
[null,null,"Yes",null,null,"Nicht-EEG-Anlagen < 10 MW",null,null,"Coal",0.375,11.440000000000001,90.27154666666668]
[null,null,"Yes","SEE987838157994","BNA0999","STEAG","Fenne HKV","1989-11-30","Coal",0.37,168.8,91.473864864864865]
[null,null,"Yes","SEE950041295098","BNA1015, BNA1016","Wärme Hamburg GmbH","GTKW Wedel","1972-07-23","Oil",0.55000000000000004,86.7,92.136727272727271]
[null,null,"Yes","SEE934530018092","BNA0403","Wärme Hamburg GmbH","HKW Wedel Block 2","1993-11-25","Coal",0.36,92.800000000000011,93.978694444444457]
[null,null,"Yes","SEE960100973492","BNA0404","Wärme Hamburg GmbH","HKW Wedel Block 1","1993-11-25","Coal",0.36,109.60000000000001,93.978694444444457]
[null,null,"Yes","SEE988421065542","BNA0557b","Currenta GmbH & Co. OHG","UER N230 NST2","1964-03-02","Coal",0.35249999999999998,12.16,95.950581560283709]
[null,null,"Yes","SEE911850657996","BNA0557b","Currenta GmbH & Co. OHG","UER N230 VST1","1963-01-28","Coal",0.35249999999999998,5.2,95.950581560283709]
[null,null,"Yes","SEE994134561226","BNA0557b","Currenta GmbH & Co. OHG","UER N230 VST2","1964-03-02","Coal",0.35249999999999998,6.56,95.950581560283709]
[null,null,"Yes","SEE985117126280","BNA0926b","Sappi Stockstadt GmbH","ST_HKW_T4","1962-12-01","Coal",0.35,4.6079999999999997,96.626657142857155]
[null,null,"Yes","SEE971943692655","BNA0926b","Sappi Stockstadt GmbH","ST_HKW_T8","1982-04-14","Coal",0.35,17.315999999999999,96.626657142857155]
[null,null,"Yes","SEE906830618081","BNA0714","RWE Power AG","Fab Fortuna","1948-06-01","Lignite",0.25359999999999999,13.05,96.906466876971621]
[null,null,"Yes","SEE933236950972","BNA0331","Uniper Kraftwerke GmbH","Scholven C","1969-01-01","Coal",0.34749999999999998,276,97.312460431654685]
[null,null,"Yes","SEE952352206145","BNA0332","Uniper Kraftwerke GmbH","Scholven B","1968-01-01","Coal",0.34499999999999997,276,98.008202898550735]
[null,null,"Yes","SEE970931306376","BNA0834","Solvay Chemicals GmbH","Solvay Rb TA10","1983-01-01","Coal",0.34210000000000002,21.76,98.828003507746288]
[null,null,"Yes","SEE986520256656","BNA0834","Solvay Chemicals GmbH","Solvay Rb TA7","1989-01-01","Coal",0.34210000000000002,10.240000000000002,98.828003507746288]
[null,null,"Yes","SEE964450365167","BNA0834","Solvay Chemicals GmbH","Solvay Rb TA9","1976-01-01","Coal",0.34210000000000002,21.76,98.828003507746288]
[null,null,"Yes","SEE999977738880","BNA0196","Mitteldeutsche Braunkohlengesellschaft mbH","IKW Deuben","1936-10-04","Lignite",0.24640000000000001,58.29,99.688474025974031]
[null,null,"Yes","SEE945740636167","BNA1500","Nodrzucker AG Werk Uelzen","Generator 1","1965-09-01","Coal",0.33750000000000002,16,100.15727407407407]
[null,null,"Yes","SEE902686859227","BNA1500","Nodrzucker AG Werk Uelzen","Generator 2","1965-09-01","Coal",0.33750000000000002,11.920000000000002,100.15727407407407]
[null,null,"Yes","SEE989771083484","BNA0600b","Currenta GmbH & Co. OHG","LEV KWG G02","1970-11-17","Coal",0.33,6.5872000000000002,102.4040303030303]
[null,null,"Yes","SEE976489828827","BNA0600b","Currenta GmbH & Co. OHG","LEV KWG G11","1955-10-25","Coal",0.33,15.388,102.4040303030303]
[null,null,"Yes","SEE956973616802","BNA0600b","Currenta GmbH & Co. OHG","LEV KWG G12","1958-01-01","Coal",0.33,13.788,102.4040303030303]
[null,null,"Yes","SEE976193474983","BNA0600b","Currenta GmbH & Co. OHG","LEV KWG G21","1989-07-28","Coal",0.33,10.136800000000001,102.4040303030303]
[null,null,"Yes","SEE941166182769","BNA0600b","Currenta GmbH & Co. OHG","LEV KWG G22","1991-10-29","Coal",0.33,10.136800000000001,102.4040303030303]
[null,null,"Yes","SEE969707026280","BNA0600b","Currenta GmbH & Co. OHG","LEV KWG G23","1999-12-16","Coal",0.33,4.3872,102.4040303030303]
[null,null,"Yes","SEE953266686481","BNA0693","SWN Stadtwerke Neumünster GmbH","T2","1982-11-20","Coal",0.33,7.6360000000000001,102.4040303030303]
[null,null,"Yes","SEE934591835126","BNA0693","SWN Stadtwerke Neumünster GmbH","T4","1974-11-07","Coal",0.33,11.284000000000001,102.4040303030303]
[null,null,"Yes","SEE943766131437","BNA0895","GKS-Gemeinschaftskraftwerk Schweinfurt GmbH","Turbine 1","1990-06-01","Coal",0.33,11.36,102.4040303030303]
[null,null,"Yes","SEE956216040883","BNA0895","GKS-Gemeinschaftskraftwerk Schweinfurt GmbH","Turbine 2","1990-06-01","Coal",0.33,8.16,102.4040303030303]
[null,null,"Yes","SEE962877818310","BNA0939a","EnBW Energie Baden-Württemberg AG","Heizkraftwerk Stuttgart-Münster DT 19","2009-01-01","Coal",0.33,15.600000000000001,102.4040303030303]
[null,null,"Yes","SEE921877855527","BNA0088a","Solvay Chemicals GmbH Werk Bernburg","Gasturbine 01 Industriekraftwerk","2020-09-26","CCGT",0.63,55.244999999999997,104.72236507936509]
[null,null,"Yes","SEE988178455061","BNA0088a","Solvay Chemicals GmbH Werk Bernburg","Gasturbine 02 Industriekraftwerk","1994-12-30","CCGT",0.63,55.244999999999997,104.72236507936509]
[null,null,"Yes","SEE966530598731","BNA0088a","Solvay Chemicals GmbH Werk Bernburg","Gegendruckdampfturbine Industriekraftwerk","1994-12-30","CCGT",0.63,18.878999999999998,104.72236507936509]
[null,null,"Yes","SEE910161577337","BNA0557a","Currenta GmbH & Co. OHG","UER L57 M1","1993-12-15","Coal",0.3175,13.677600000000002,106.38450393700789]
[null,null,"Yes","SEE916683222854","BNA0557a","Currenta GmbH & Co. OHG","UER L57 M3","1964-04-07","Coal",0.3175,5.78,106.38450393700789]
[null,null,"Yes","SEE975361659900","BNA1817","Stadtwerke Düsseldorf AG","SWD KWL GuD F","2016-01-22","CCGT",0.61199999999999999,517.65,107.75831699346406]
[null,null,"Yes","SEE999539592561","BNA1819","Stadtwerke Flensburg","Dampfturbine 12","2016-05-01","CCGT",0.61199999999999999,23.663999999999998,107.75831699346406]
[null,null,"Yes","SEE966920434281","BNA1819","Stadtwerke Flensburg","Gasturbine 12","2016-04-14","CCGT",0.61199999999999999,43.587000000000003,107.75831699346406]
[null,null,"Yes","SEE989202977269","BNA1820","Gemeinschaftskraftwerk Bremen GmbH & Co. KG","GUD Mibü","2015-04-01","CCGT",0.61199999999999999,386.71499999999997,107.75831699346406]
[null,null,"Yes","SEE920864082298","BNA0918b","Dow Deutschland Anlagengesellschaft mbH","01 Std GT1","2014-04-16","CCGT",0.60750000000000004,39.128250000000001,108.54541563786009]
[null,null,"Yes","SEE926897163430","BNA0918b","Dow Deutschland Anlagengesellschaft mbH","01 Std GT2","2014-03-07","CCGT",0.60750000000000004,39.128250000000001,108.54541563786009]
[null,null,"Yes","SEE964077382691","BNA0918b","Dow Deutschland Anlagengesellschaft mbH","01 Std GT3","2014-03-25","CCGT",0.60750000000000004,39.128250000000001,108.54541563786009]
[null,null,"Yes","SEE970688261195","BNA0918b","Dow Deutschland Anlagengesellschaft mbH","01 Std ST1","1975-01-01","CCGT",0.60750000000000004,12.18,108.54541563786009]
[null,null,"Yes","SEE954183997452","BNA0918b","Dow Deutschland Anlagengesellschaft mbH","01 Std ST2","2014-12-19","CCGT",0.60750000000000004,11.31,108.54541563786009]
[null,null,"Yes","SEE986097297199","BNA0922","CIECH Energy Deutschland","CED_GuD_Staßfurt","1997-08-08","CCGT",0.60750000000000004,87,108.54541563786009]
[null,null,"Yes","SEE948129095272","BNA0995","Uniper Kraftwerke GmbH","Irsching 4","2011-01-01","CCGT",0.60399999999999998,488.07,109.16571192052982]
[null,null,"Yes","SEE982350358232","BNA0261c","Erlanger Stadtwerke AG","HKW - GuD2","2014-02-10","CCGT",0.60299999999999998,5.8289999999999997,109.34426202321725]
[null,null,"Yes","SEE937536026146","BNA1950","Vattenfall Wärme Berlin AG","GuD Marzahn Gasturbine","2020-05-07","CCGT",0.6,164.86500000000001,109.88348333333334]
[null,null,"Yes","SEE915604855232","BNA1337e","DS Smith Paper Deutschland GmbH","GuD-Anlage","2013-01-28","CCGT",0.59850000000000003,40.820399999999999,110.15512113617376]
[null,null,"Yes","SEE982064018118","BNA1523b","Moritz J. Weig GmbH & Co. KG","Gasturbine 2","2015-10-01","CCGT",0.59850000000000003,14.485499999999998,110.15512113617376]
[null,null,"Yes","SEE915883553447","BNA0994","Gemeinschaftskraftwerk Irsching GmbH","Irsching 5 DT","2010-01-01","CCGT",0.59699999999999998,245.34,110.42812395309883]
[null,null,"Yes","SEE973737205324","BNA0994","Gemeinschaftskraftwerk Irsching GmbH","Irsching 5 GT1","2010-01-01","CCGT",0.59699999999999998,245.34,110.42812395309883]
[null,null,"Yes","SEE924780675428","BNA0994","Gemeinschaftskraftwerk Irsching GmbH","Irsching 5 GT2","2010-01-01","CCGT",0.59699999999999998,245.34,110.42812395309883]
[null,null,"Yes","SEE997526539162","BNA0531","Energieservice Westfalen Weser GmbH","Kraftwerk-Kirchlengern_GT2","1973-06-06","Oil",0.45450000000000002,16.149999999999999,111.28646864686468]
[null,null,"Yes","SEE903983424590","BNA0548b","Statkraft Markets GmbH","Kraftwerk Knapsack II","2013-06-01","CCGT",0.59199999999999997,374.1,111.34812500000001]
[null,null,"Yes","SEE979958390276","BNA0606","RWE Generation SE","Emsland D DT","2010-09-08","CCGT",0.59199999999999997,295.8,111.34812500000001]
[null,null,"Yes","SEE911671792326","BNA0606","RWE Generation SE","Emsland D GT1","2010-09-08","CCGT",0.59199999999999997,255.345,111.34812500000001]
[null,null,"Yes","SEE929022761297","BNA0606","RWE Generation SE","Emsland D GT2","2010-09-08","CCGT",0.59199999999999997,255.345,111.34812500000001]
[null,null,"Yes","SEE942982288260","BNA0442","Mark-E Aktiengesellschaft","Cuno Heizkraftwerk Herdecke H6","2007-10-01","CCGT",0.59,362.79,111.72049152542374]
[null,null,"Yes","SEE920992144554","BNA0136","Braunschweiger Versorgungs-AG & Co. KG","HKW Mitte GuD","2010-12-30","CCGT",0.58499999999999996,64.38,112.66254700854702]
[null,null,"Yes","SEE923244371197","BNA0588","Stadtwerke Leipzig GmbH","Heizkraftwerk Leipzig Nord GT81","1996-12-01","CCGT",0.58499999999999996,55.079700000000003,112.66254700854702]
[null,null,"Yes","SEE936196276359","BNA0588","Stadtwerke Leipzig GmbH","Heizkraftwerk Leipzig Nord GT82","1996-12-01","CCGT",0.58499999999999996,55.67304,112.66254700854702]
[null,null,"Yes","SEE973101826070","BNA0805","Kraftwerk Plattling GmbH","Kraftwerk Plattling GT","2010-04-24","CCGT",0.58499999999999996,70.47,112.66254700854702]
[null,null,"Yes","SEE931001040675","BNA0805","Kraftwerk Plattling GmbH","KW Plattling DT","2010-04-24","CCGT",0.58499999999999996,34.365000000000002,112.66254700854702]
[null,null,"Yes","SEE913896693631","BNA0400","Wärme Hamburg GmbH","GuD Tiefstack","2009-05-01","CCGT",0.58050000000000002,110.49,113.5242721791559]
[null,null,"Yes","SEE979861364876","BNA0444","K+S Minerals and Agriculture GmbH","Kraftwerk WI DT 2.1","2009-07-02","CCGT",0.58050000000000002,45.849000000000004,113.5242721791559]
[null,null,"Yes","SEE993412996354","BNA0444","K+S Minerals and Agriculture GmbH","Kraftwerk WI DT3","1967-01-01","CCGT",0.58050000000000002,10.5009,113.5242721791559]
[null,null,"Yes","SEE975193004329","BNA0444","K+S Minerals and Agriculture GmbH","Kraftwerk WI DT4","1982-01-01","CCGT",0.58050000000000002,24.36,113.5242721791559]
[null,null,"Yes","SEE925720506642","BNA0444","K+S Minerals and Agriculture GmbH","Kraftwerk WI GT","1962-01-01","CCGT",0.58050000000000002,15.225,113.5242721791559]
[null,null,"Yes","SEE984335626152","BNA0545","RheinEnergie AG","GT Niehl 2 RheinEnergie","2005-03-26","CCGT",0.57999999999999996,231.42,113.62084482758623]
[null,null,"Yes","SEE916609233650","BNA0545","RheinEnergie AG","DT Niehl 2 RheinEnergie","2005-03-26","CCGT",0.57999999999999996,127.89,113.62084482758623]
[null,null,"Yes","SEE996285049943","BNA0626","Kraftwerke Mainz-Wiesbaden AG","KW3 DT32","2001-07-05","CCGT",0.57999999999999996,121.53899999999999,113.62084482758623]
[null,null,"Yes","SEE909927513559","BNA0626","Kraftwerke Mainz-Wiesbaden AG","KW3 GT31","2001-07-05","CCGT",0.57999999999999996,253.43100000000001,113.62084482758623]
[null,null,"Yes","SEE987970110314","BNA0410","Trianel Gaskraftwerk Hamm","Trianel Gaskraftwerk Hamm Block 10","2007-11-23","CCGT",0.57699999999999996,354.09,114.20379549393417]
[null,null,"Yes","SEE900628853036","BNA0411","Trianel Gaskraftwerk Hamm","Trianel Gaskraftwerk Hamm Block 20","2007-12-23","CCGT",0.57699999999999996,356.7,114.20379549393417]
[null,null,"Yes","SEE905192478234","BNA0548a","Knapsack Power GmbH & Co. KG","Knapsack I","2007-10-17","CCGT",0.57150000000000001,696,115.28843394575679]
[null,null,"Yes","SEE972466462527","BNA0100","Stadtwerke Bielefeld","Dampfturbine - GuD MPE","2005-01-03","CCGT",0.5625,8.1344999999999992,117.10904888888889]
[null,null,"Yes","SEE972475289894","BNA0100","Stadtwerke Bielefeld","Gasturbine 1 - GuD MPE","2016-11-23","CCGT",0.5625,12.223500000000001,117.10904888888889]
[null,null,"Yes","SEE915885358156","BNA0214","Stadtwerke Duisburg AG","HKW III  Block B","2004-09-13","CCGT",0.5625,65.424000000000007,117.10904888888889]
[null,null,"Yes","SEE922855765289","BNA0214","Stadtwerke Duisburg AG","HKW III  Block B","2004-09-23","CCGT",0.5625,65.424000000000007,117.10904888888889]
[null,null,"Yes","SEE916495905242","BNA0214","Stadtwerke Duisburg AG","HKW III  Block B","2005-02-25","CCGT",0.5625,73.08,117.10904888888889]
[null,null,"Yes","SEE912764206645","BNA0261a","Erlanger Stadtwerke AG","HKW - GuD1","2005-09-14","CCGT",0.5625,18.792000000000002,117.10904888888889]
[null,null,"Yes","SEE991633857065","BNA0685","Stadtwerke Münster GmbH","Gasturbine 1","2005-12-30","CCGT",0.5625,27.84,117.10904888888889]
[null,null,"Yes","SEE924909675933","BNA0685","Stadtwerke Münster GmbH","Gasturbine 2","2005-12-30","CCGT",0.5625,27.84,117.10904888888889]
[null,null,"Yes","SEE953872640426","BNA0685","Stadtwerke Münster GmbH","Dampfturbine","2005-12-14","CCGT",0.5625,33.06,117.10904888888889]
[null,null,"Yes","SEE976880282228","BNA0742","N-ERGIE Kraftwerke GmbH","HKW Sandreuth (DT2)","1981-01-06","CCGT",0.5625,34.365000000000002,117.10904888888889]
[null,null,"Yes","SEE923769915258","BNA0742","N-ERGIE Kraftwerke GmbH","HKW Sandreuth (GT1)","2005-05-03","CCGT",0.5625,37.409999999999997,117.10904888888889]
[null,null,"Yes","SEE949895584069","BNA0743","N-ERGIE Kraftwerke GmbH","HKW Sandreuth (DT3)","1981-01-06","CCGT",0.5625,33.733380000000004,117.10904888888889]
[null,null,"Yes","SEE942019110397","BNA0743","N-ERGIE Kraftwerke GmbH","HKW Sandreuth (GT2)","2005-05-03","CCGT",0.5625,37.409999999999997,117.10904888888889]
[null,null,"Yes","SEE975188536989","BNA0861a","Energie SaarLorLux AG","HKW-Römerbrücke GuD-Anlage","2005-01-01","CCGT",0.5625,34.799999999999997,117.10904888888889]
[null,null,"Yes","SEE994055644299","BNA1082","WSW Energie & Wasser AG","BHKW15","2017-12-04","CCGT",0.5625,2.2785300000000004,117.10904888888889]
[null,null,"Yes","SEE968471468838","BNA1082","WSW Energie & Wasser AG","DT23","2005-12-30","CCGT",0.5625,26.97,117.10904888888889]
[null,null,"Yes","SEE960352714492","BNA1082","WSW Energie & Wasser AG","GT11","2005-12-30","CCGT",0.5625,23.663999999999998,117.10904888888889]
[null,null,"Yes","SEE978399772948","BNA1082","WSW Energie & Wasser AG","GT12","2005-12-30","CCGT",0.5625,23.663999999999998,117.10904888888889]
[null,null,"Yes","SEE980327120226","BNA0684a","SWM Services GmbH","SWM HKW Sued GuD2 GT61","2004-11-17","CCGT",0.55800000000000005,108.66300000000001,118.04137992831541]
[null,null,"Yes","SEE976219797843","BNA0684b","SWM Services GmbH","SWM HKW Sued GuD2 GT62","2004-11-17","CCGT",0.55800000000000005,107.79300000000001,118.04137992831541]
[null,null,"Yes","SEE996720450723","BNA0684c","SWM Services GmbH","SWM HKW Sued GuD2 DT60","2004-11-17","CCGT",0.55800000000000005,111.012,118.04137992831541]
[null,null,"Yes","SEE984037976906","BNA0658","Evonik Operations GmbH","Kraftwerk III, GT311","1973-11-22","CCGT",0.55349999999999999,53.180489999999999,118.98887082204155]
[null,null,"Yes","SEE934361309352","BNA0659","Evonik Operations GmbH","Kraftwerk III, GT312","1974-01-01","CCGT",0.55349999999999999,67.483289999999997,118.98887082204155]
[null,null,"Yes","SEE940224582367","BNA1196b","Almatis GmbH","Motor 1","2008-04-01","CCGT",0.55349999999999999,3.6974999999999998,118.98887082204155]
[null,null,"Yes","SEE983959934148","BNA0418","enercity AG","HKW Linden DT","1996-06-20","CCGT",0.55000000000000004,67.86,119.73652727272727]
[null,null,"Yes","SEE999585452499","BNA0418","enercity AG","HKW Linden GT1","2011-11-02","CCGT",0.55000000000000004,71.34,119.73652727272727]
[null,null,"Yes","SEE965551192713","BNA0418","enercity AG","HKW Linden GT3","2009-11-02","CCGT",0.55000000000000004,60.9,119.73652727272727]
[null,null,"Yes","SEE930072747674",null,"Mercedes-Benz AG","KWKG-Anlage 408714242","2013-11-21","CCGT",0.55000000000000004,59.27919,119.73652727272727]
[null,null,"Yes","SEE956061511231",null,"Julius Schulte Trebsen GmbH & Co. KG","GuD Anlage DT","2013-09-18","CCGT",0.55000000000000004,1.2475799999999999,119.73652727272727]
[null,null,"Yes","SEE922877375398",null,"Julius Schulte Trebsen GmbH & Co. KG","GuD Anlage GT","2013-09-18","CCGT",0.55000000000000004,7.8500099999999993,119.73652727272727]
[null,null,"Yes","SEE992769312817",null,"K+S Minerals and Agriculture GmbH","Kraftwerk UB GT1","2016-07-02","CCGT",0.55000000000000004,4.3064999999999998,119.73652727272727]
[null,null,"Yes","SEE996145759296",null,"K+S Minerals and Agriculture GmbH","Kraftwerk UB GT2","2017-07-02","CCGT",0.55000000000000004,4.7850000000000001,119.73652727272727]
[null,null,"Yes","SEE936181210535",null,"K+S Minerals and Agriculture GmbH","Kraftwerk ZI GT 2","2017-07-02","CCGT",0.55000000000000004,4.7763,119.73652727272727]
[null,null,"Yes","SEE927820549208","BNA1334","CR3-Kaffeeveredelung M. Hermsen GmbH","GT1","1993-01-01","CCGT",0.54900000000000004,4.1498999999999997,119.95189435336977]
[null,null,"Yes","SEE977050146562","BNA1334","CR3-Kaffeeveredelung M. Hermsen GmbH","GT2","2001-12-01","CCGT",0.54900000000000004,4.3717500000000005,119.95189435336977]
[null,null,"Yes","SEE997706570718","BNA1334","CR3-Kaffeeveredelung M. Hermsen GmbH","GT3","2002-02-01","CCGT",0.54900000000000004,4.3717500000000005,119.95189435336977]
[null,null,"Yes","SEE947816911833","BNA0172a","Wacker Chemie AG","Gasturbinenanlage 12","2001-07-27","CCGT",0.54449999999999998,119.19,120.93083562901745]
[null,null,"Yes","SEE934669010578","BNA0105","envia THERM GmbH","Bitterfeld GuD","2000-08-08","CCGT",0.54,93.96,121.9260925925926]
[null,null,"Yes","SEE991220769276","BNA0199","RWE Generation SE","Dormagen DT","2000-07-23","CCGT",0.54,168.78,121.9260925925926]
[null,null,"Yes","SEE914857304191","BNA0199","RWE Generation SE","Dormagen GT1","2000-07-23","CCGT",0.54,160.08000000000001,121.9260925925926]
[null,null,"Yes","SEE908089235248","BNA0199","RWE Generation SE","Dormagen GT2","2000-07-23","CCGT",0.54,160.08000000000001,121.9260925925926]
[null,null,"Yes","SEE957083466325","BNA0220","Stadtwerke Düsseldorf AG","SWD KWL AGuD","2000-07-28","CCGT",0.54,87,121.9260925925926]
[null,null,"Yes","SEE915645322953","BNA0256","SWE Energie GmbH","GT 1","1999-12-17","CCGT",0.54,20.010000000000002,121.9260925925926]
[null,null,"Yes","SEE924373150776","BNA0256","SWE Energie GmbH","GT 2","1999-12-17","CCGT",0.54,20.010000000000002,121.9260925925926]
[null,null,"Yes","SEE923412553844","BNA1450","DREWSEN Spezialpapiere GmbH & Co. KG","GuD Anlage DREWSEN Spezialpapiere (Dampfturbine)","2000-08-22","CCGT",0.54,6.96,121.9260925925926]
[null,null,"Yes","SEE957201039868","BNA1450","DREWSEN Spezialpapiere GmbH & Co. KG","GuD Anlage DREWSEN Spezialpapiere (Gasturbine)","2000-08-22","CCGT",0.54,6.96,121.9260925925926]
[null,null,"Yes","SEE986331287955","BNA0491","RWE Power AG","Fab Berrenrath","1992-02-28","Lignite",0.20080000000000001,85.26,121.94083665338646]
[null,null,"Yes","SEE928580946900","BNA0857","Opel Automobile GmbH","GuD-Heizkraftwerk M120","1999-08-02","CCGT",0.53549999999999998,97.875,122.93807656395893]
[null,null,"Yes","SEE959858570855","BNA0592","InfraLeuna GmbH","GT4","1998-10-01","OCGT",0.53100000000000003,33.408000000000001,123.46721280602637]
[null,null,"Yes","SEE900534814473",null,"Covestro Brunsbüttel Energie GmbH","Stromgenerator 2 (SE2)","2020-05-13","Other",0.4,2.9750000000000001,123.86815]
[null,null,"Yes","SEE931652054403",null,"Infraserv GmbH & Co. Höchst KG","IPH Strom GT2","2011-10-12","Other",0.4,3.57,123.86815]
[null,null,"Yes","SEE988071059649",null,"BASF SE","V159 ET","2013-06-14","Other",0.4,1.9124999999999999,123.86815]
[null,null,"Yes","SEE915087411024",null,"Wärme Hamburg GmbH","WUW Bille","2019-09-03","Other",0.4,3.74,123.86815]
[null,null,"Yes","SEE983506501298",null,"Dr. Ing. h.c. F. Porsche AG","W02_B46_BHKW1","2010-10-15","Other",0.4,1.6700799999999998,123.86815]
[null,null,"Yes","SEE947225049813",null,"TOTAL Raffinerie Mitteldeutschland GmbH","TRM GT2901","2012-09-01","Other",0.4,1.53,123.86815]
[null,null,"Yes","SEE900452778307",null,"Salzgitter Flachstahl GmbH","GGT HO B","2012-04-15","Other",0.4,6.9699999999999989,123.86815]
[null,null,"Yes","SEE917568874298",null,"Sachsenmilch Leppersdorf GmbH","7710MKA10-DT","2014-07-21","Other",0.4,4.9928999999999997,123.86815]
[null,null,"Yes","SEE903153060207","BNA0293","Cerdia Produktions GmbH","Dampfturbine9","2020-04-18","CCGT",0.53100000000000003,15.954929999999999,123.96721280602637]
[null,null,"Yes","SEE972356296461","BNA0293","Cerdia Produktions GmbH","Gasturbine","1998-10-01","CCGT",0.53100000000000003,33.493259999999999,123.96721280602637]
[null,null,"Yes","SEE978207781308","BNA0546","RheinEnergie AG","GuD Merkenich RheinEnergie","2004-01-27","CCGT",0.53,94.134,124.19828301886793]
[null,null,"Yes","SEE961660070034","BNA1182","RheinEnergie AG","Block 4 Merkenich RheinEnergie","2010-10-12","CCGT",0.53,13.484999999999999,124.19828301886793]
[null,null,"Yes","SEE993408840296","BNA0662b","Evonik Operations GmbH","Kraftwerk I, EKT16","1972-12-15","Coal",0.27,36.792000000000002,124.87159259259259]
[null,null,"Yes","SEE901120268069","BNA0662b","Evonik Operations GmbH","Kraftwerk I, GT11","1942-02-22","Coal",0.27,14.719999999999999,124.87159259259259]
[null,null,"Yes","SEE953373967701","BNA0662b","Evonik Operations GmbH","Kraftwerk I, GT9","1941-06-13","Coal",0.27,12.600000000000001,124.87159259259259]
[null,null,"Yes","SEE952266131625","BNA0662b","Evonik Operations GmbH","Kraftwerk I, KT13","1949-12-16","Coal",0.27,16.411200000000001,124.87159259259259]
[null,null,"Yes","SEE991559435767","BNA0662b","Evonik Operations GmbH","Kraftwerk I, KT5","1940-08-12","Coal",0.27,12.510400000000001,124.87159259259259]
[null,null,"Yes","SEE993836152862","BNA0662b","Evonik Operations GmbH","Kraftwerk I, KT7","1941-11-04","Coal",0.27,14.057600000000001,124.87159259259259]
[null,null,"Yes","SEE944122961347","BNA0615","BASF SE","GuD Süd GT1","1997-07-14","CCGT",0.52649999999999997,150.51,125.0139411206078]
[null,null,"Yes","SEE923421872301","BNA0615","BASF SE","GuD Süd GT2","1997-07-14","CCGT",0.52649999999999997,143.98499999999999,125.0139411206078]
[null,null,"Yes","SEE943309807898","BNA0615","BASF SE","GuD Süd DT","1997-07-14","CCGT",0.52649999999999997,62.204999999999998,125.0139411206078]
[null,null,"Yes","SEE964935453853","BNA0688","Neubrandenburger Stadtwerke GmbH","DT","1997-05-16","CCGT",0.52649999999999997,23.01933,125.0139411206078]
[null,null,"Yes","SEE975464070619","BNA0688","Neubrandenburger Stadtwerke GmbH","GT1","1997-05-16","CCGT",0.52649999999999997,20.672069999999998,125.0139411206078]
[null,null,"Yes","SEE932265704129","BNA0688","Neubrandenburger Stadtwerke GmbH","GT2","1997-05-16","CCGT",0.52649999999999997,20.118749999999999,125.0139411206078]
[null,null,"Yes","SEE900957573537","BNA0598b","InfraLeuna GmbH","KT1","2010-04-30","Other",0.39600000000000002,17,125.10924242424242]
[null,null,"Yes","SEE956943312185","BNA0614c","BASF SE","A718 KT9","2008-04-30","Other",0.39600000000000002,38.674999999999997,125.10924242424242]
[null,null,"Yes","SEE965768299069","BNA0392b","Heizkraftwerk Halle-Trotha GmbH","Heizkraftwerk Halle-Trotha","1994-04-01","CCGT",0.52500000000000002,52.308749999999996,125.36683809523809]
[null,null,"Yes","SEE991087959599","BNA0504","TEAG Thüringer Energie AG","Dampfturbine 1 Jena","1996-09-26","CCGT",0.52200000000000002,21.75,126.07871647509577]
[null,null,"Yes","SEE963454497492","BNA0504","TEAG Thüringer Energie AG","Dampfturbine 2 Jena","1996-09-26","CCGT",0.52200000000000002,33.93,126.07871647509577]
[null,null,"Yes","SEE998644964959","BNA0504","TEAG Thüringer Energie AG","Gasturbine 1 Jena","1996-09-26","CCGT",0.52200000000000002,33.93,126.07871647509577]
[null,null,"Yes","SEE994538470544","BNA0504","TEAG Thüringer Energie AG","Gasturbine 2 Jena","1996-09-26","CCGT",0.52200000000000002,33.93,126.07871647509577]
[null,null,"Yes","SEE959025997980","BNA0504","TEAG Thüringer Energie AG","Gasturbine 3 Jena","1996-09-26","CCGT",0.52200000000000002,33.93,126.07871647509577]
[null,null,"Yes","SEE916662059105","BNA0848","Stadtwerke Rostock Aktiengesellschaft","GuD-Block 1","1996-06-13","CCGT",0.52200000000000002,31.32,126.07871647509577]
[null,null,"Yes","SEE942226311273","BNA0848","Stadtwerke Rostock Aktiengesellschaft","GuD-Block 2","1996-08-15","CCGT",0.52200000000000002,31.32,126.07871647509577]
[null,null,"Yes","SEE908746529123","BNA0848","Stadtwerke Rostock Aktiengesellschaft","GuD-Block 3","1996-10-01","CCGT",0.52200000000000002,31.32,126.07871647509577]
[null,null,"Yes","SEE916790688901",null,"BASF SE","NSD-204","2016-03-24","Oil",0.4,0.89249999999999996,126.313]
[null,null,"Yes","SEE952081093863",null,"BASF SE","NSD-206","2010-04-15","Oil",0.4,0.91800000000000004,126.313]
[null,null,"Yes","SEE915062141939",null,"Boehringer Ingelheim Pharma GmbH&Co.KG","Boehringer Ingelheim - H111 - NG4","2016-05-11","Oil",0.4,1.87,126.313]
[null,null,"Yes","SEE936522319972",null,"Covestro Brunsbüttel Energie GmbH","Dieselgenerator 1 (DMG1)","2015-01-20","Oil",0.4,1.7,126.313]
[null,null,"Yes","SEE946983246939",null,"Covestro Brunsbüttel Energie GmbH","Dieselgenerator 2 (DMG2)","2015-01-20","Oil",0.4,1.7,126.313]
[null,null,"Yes","SEE934706805181",null,"Dr. Ing. h.c. F. Porsche AG","W08_PST_Mantelobjekt","2016-12-01","Oil",0.4,19.291174999999999,126.313]
[null,null,"Yes","SEE960162708360",null,"Kelheim Fibres GmbH","Turbine 4","1952-09-01","Oil",0.4,4.5296499999999993,126.313]
[null,null,"Yes","SEE924743461013",null,"Siltronic AG","Aggr 1 LM","2003-11-14","Oil",0.4,1.36,126.313]
[null,null,"Yes","SEE912799230783",null,"Siltronic AG","Aggr 2 LM","2003-11-14","Oil",0.4,1.36,126.313]
[null,null,"Yes","SEE954409500893",null,"Siltronic AG","Aggr 3 LM","2003-11-14","Oil",0.4,1.36,126.313]
[null,null,"Yes","SEE969481532410",null,"Siltronic AG","Aggr 4 LM","2008-10-16","Oil",0.4,1.36,126.313]
[null,null,"Yes","SEE955340004730",null,"Siltronic AG","Aggr. 1_9026","2016-08-10","Oil",0.4,1.0625,126.313]
[null,null,"Yes","SEE911375937931",null,"Siltronic AG","Aggr. 2_9026","2016-08-10","Oil",0.4,1.0625,126.313]
[null,null,"Yes","SEE982386651765",null,"Siltronic AG","Aggr_9015","2020-10-05","Oil",0.4,1.0625,126.313]
[null,null,"Yes","SEE973987115114",null,"Stadtwerke Münster GmbH","Aggregat Hafen","2014-09-01","Oil",0.4,0.89760000000000006,126.313]
[null,null,"Yes","SEE945470933949",null,"Schwarz IT KG","3 - IDC 3 (Rötelstr. 30)","2014-07-01","Oil",0.4,0.93500000000000005,126.313]
[null,null,"Yes","SEE936773524729",null,"Schwarz IT KG","DC03 (Rötelstr. 30)","2014-07-01","Oil",0.4,0.93500000000000005,126.313]
[null,null,"Yes","SEE942538982529",null,"Schwarz IT KG","für das Verwaltungsgebäude in der Rötelstraße 30 (betreut durch das OFM)","2010-10-01","Oil",0.4,2.9452499999999997,126.313]
[null,null,"Yes","SEE982109200867",null,"Schwarz IT KG","RZ-Parkhaus-Stiftsberg-DC01 Modul 1","2010-10-01","Oil",0.4,2.9452499999999997,126.313]
[null,null,"Yes","SEE929683710078",null,"Schwarz IT KG","RZ-Parkhaus-Stiftsberg-DC01 Modul 2","2017-08-01","Oil",0.4,2.9452499999999997,126.313]
[null,null,"Yes","SEE973787734782",null,"Schwarz IT KG","RZ-Parkhaus-Stiftsberg-DC01 Modul 2.1","2017-08-01","Oil",0.4,2.9452499999999997,126.313]
[null,null,"Yes","SEE923340224045",null,"SWN Stadtwerke Neumünster GmbH","D4","2021-01-18","Oil",0.4,1.4841,126.313]
[null,null,"Yes","SEE948375642084",null,"Salzgitter Flachstahl GmbH","SSD1","2013-11-05","Oil",0.4,2.1063000000000001,126.313]
[null,null,"Yes","SEE901935169124",null,"Salzgitter Flachstahl GmbH","SSD2","2013-11-12","Oil",0.4,2.1063000000000001,126.313]
[null,null,"Yes","SEE982082292286",null,"Salzgitter Flachstahl GmbH","SSD3","2013-11-20","Oil",0.4,2.1063000000000001,126.313]
[null,null,"Yes","SEE923485223774",null,"STEAG","Fenne MKV Gasturbine","1982-08-01","Oil",0.4,29.75,126.313]
[null,null,"Yes","SEE966235726637",null,"Volkswagen AG","011_CS01_USV-1","2013-05-14","Oil",0.4,0.94350000000000001,126.313]
[null,null,"Yes","SEE920130351394",null,"Volkswagen AG","011_CS01_USV-2","2013-05-14","Oil",0.4,0.94350000000000001,126.313]
[null,null,"Yes","SEE993275815625",null,"Volkswagen AG","011_CS09_USV-A-1","2016-12-01","Oil",0.4,1.7,126.313]
[null,null,"Yes","SEE984460499508",null,"Volkswagen AG","011_CS09_USV-B-1","2016-12-01","Oil",0.4,1.7,126.313]
[null,null,"Yes","SEE950379558698",null,"Volkswagen AG","011_DY01_USV-A-2","2016-09-01","Oil",0.4,1.7,126.313]
[null,null,"Yes","SEE907667431027",null,"Volkswagen AG","011_DY01_USV-B-2","2016-12-01","Oil",0.4,1.7,126.313]
[null,null,"Yes","SEE996033213305",null,"Volkswagen AG","011-DY01 USV-A-1","2010-12-12","Oil",0.4,1.7,126.313]
[null,null,"Yes","SEE957716831667",null,"Volkswagen AG","011-DY01 USV-B-1","2010-12-12","Oil",0.4,1.7,126.313]
[null,null,"Yes","SEE955509938364",null,"Volkswagen AG","EATA_H72a_GDV_31","2000-01-01","Oil",0.4,1.0675999999999999,126.313]
[null,null,"Yes","SEE976944273018","BNA1504","Daimler Truck AG","Rollenprüfstand 1, Gebäude 38","2019-09-18","Oil",0.39929999999999999,1.1560000000000001,126.53268219383924]
[null,null,"Yes","SEE967194778880","BNA0207","DREWAG - Stadtwerke Dresden GmbH","GT1","1995-04-14","CCGT",0.51749999999999996,53.94,127.16200966183577]
[null,null,"Yes","SEE968254365774","BNA0207","DREWAG - Stadtwerke Dresden GmbH","GT2","1995-03-14","CCGT",0.51749999999999996,53.94,127.16200966183577]
[null,null,"Yes","SEE901410470721","BNA0207","DREWAG - Stadtwerke Dresden GmbH","GT3","1995-03-29","CCGT",0.51749999999999996,53.94,127.16200966183577]
[null,null,"Yes","SEE950477241393","BNA0207","DREWAG - Stadtwerke Dresden GmbH","DT","1995-04-21","CCGT",0.51749999999999996,64.38,127.16200966183577]
[null,null,"Yes","SEE919296928137","BNA0755a, BNA0755b","Kraftwerk Obernburg","Sammelschienen-Kraftwerk Gas- und Dampfturbinen","1956-06-01","CCGT",0.51749999999999996,92.815950000000001,127.16200966183577]
[null,null,"Yes","SEE918548652318","BNA0318","RhönEnergie Fulda GmbH","Kraftwerk Fulda Aggregat 1","2010-01-01","Oil",0.39710000000000001,3.06,127.22815411735078]
[null,null,"Yes","SEE978426302629","BNA0318","RhönEnergie Fulda GmbH","Kraftwerk Fulda Aggregat 2","2010-01-01","Oil",0.39710000000000001,5.3464999999999998,127.22815411735078]
[null,null,"Yes","SEE976995281321","BNA0318","RhönEnergie Fulda GmbH","Kraftwerk Fulda Aggregat 3A","2010-01-01","Oil",0.39710000000000001,2.3459999999999996,127.22815411735078]
[null,null,"Yes","SEE970444408703","BNA0318","RhönEnergie Fulda GmbH","Kraftwerk Fulda Aggregat 3B","2010-01-01","Oil",0.39710000000000001,2.3459999999999996,127.22815411735078]
[null,null,"Yes","SEE918541277334","BNA0318","RhönEnergie Fulda GmbH","Kraftwerk Fulda Aggregat 3C","2010-01-01","Oil",0.39710000000000001,2.3459999999999996,127.22815411735078]
[null,null,"Yes","SEE967464788519","BNA0318","RhönEnergie Fulda GmbH","Kraftwerk Fulda Aggregat 4A","2020-01-01","Oil",0.39710000000000001,2.3459999999999996,127.22815411735078]
[null,null,"Yes","SEE959614237596","BNA0318","RhönEnergie Fulda GmbH","Kraftwerk Fulda Aggregat 4B","2020-01-01","Oil",0.39710000000000001,2.3459999999999996,127.22815411735078]
[null,null,"Yes","SEE982248430859","BNA0318","RhönEnergie Fulda GmbH","Kraftwerk Fulda Aggregat 5","2010-01-01","Oil",0.39710000000000001,0.95200000000000007,127.22815411735078]
[null,null,"Yes","SEE943750140889","BNA0894e","PCK Raffinerie GmbH","4MKA","2011-09-04","Oil",0.39710000000000001,50.15,127.22815411735078]
[null,null,"Yes","SEE963827374382","BNA0130","Uniper Kraftwerke GmbH","Kirchmöser DT","1994-01-01","CCGT",0.51300000000000001,50.46,128.26430799220273]
[null,null,"Yes","SEE905035807238","BNA0130","Uniper Kraftwerke GmbH","Kirchmöser GT 1","1994-01-01","CCGT",0.51300000000000001,52.2,128.26430799220273]
[null,null,"Yes","SEE902267138956","BNA0130","Uniper Kraftwerke GmbH","Kirchmöser GT 2","1994-01-01","CCGT",0.51300000000000001,52.2,128.26430799220273]
[null,null,"Yes","SEE947225300921","BNA0593","InfraLeuna GmbH","GT1","1994-07-01","CCGT",0.51300000000000001,32.19,128.26430799220273]
[null,null,"Yes","SEE912160334607","BNA0594","TOTAL Raffinerie Mitteldeutschland GmbH","Leuna GT2","1994-07-01","CCGT",0.51300000000000001,32.19,128.26430799220273]
[null,null,"Yes","SEE930522848685","BNA0595","InfraLeuna GmbH","GT3","1994-07-01","CCGT",0.51300000000000001,33.408000000000001,128.26430799220273]
[null,null,"Yes","SEE904165703137","BNA0893","BASF Schwarzheide GmbH","GT1","1994-11-28","CCGT",0.51300000000000001,35.820509999999999,128.26430799220273]
[null,null,"Yes","SEE918705951896","BNA0893","BASF Schwarzheide GmbH","GT2","1994-11-28","CCGT",0.51300000000000001,35.820509999999999,128.26430799220273]
[null,null,"Yes","SEE971164680486","BNA0893","BASF Schwarzheide GmbH","DT1","1994-11-28","CCGT",0.51300000000000001,16.317720000000001,128.26430799220273]
[null,null,"Yes","SEE961788817153","BNA0893","BASF Schwarzheide GmbH","DT2","1997-12-05","CCGT",0.51300000000000001,10.44,128.26430799220273]
[null,null,"Yes","SEE991050894971","BNA0598a","InfraLeuna GmbH","EKT","2000-02-14","Other",0.38500000000000001,11.9,128.65522077922077]
[null,null,"Yes","SEE906899424722","BNA0616b","BASF SE","S300 NT7","2001-11-21","Other",0.38500000000000001,20.399999999999999,128.65522077922077]
[null,null,"Yes","SEE974910236807",null,"BASF SE","N822 GE1","1991-01-01","Other",0.38500000000000001,2.2524999999999999,128.65522077922077]
[null,null,"Yes","SEE916689752430",null,"BASF SE","N822 GE2","1991-01-01","Other",0.38500000000000001,2.2524999999999999,128.65522077922077]
[null,null,"Yes","SEE923597137761",null,"Sasol Germany GmbH","DT1","1993-01-15","Other",0.38500000000000001,1.1134999999999999,128.65522077922077]
[null,null,"Yes","SEE982182442567",null,"TOTAL Raffinerie Mitteldeutschland GmbH","TRM FCC","1997-11-01","Other",0.38500000000000001,1.7,128.65522077922077]
[null,null,"Yes","SEE974889284021",null,"ExxonMobil Production Deutschland GmbH","Expansionsturbinen S","1992-01-01","Other",0.38500000000000001,1.02,128.65522077922077]
[null,null,"Yes","SEE910877433255",null,"ExxonMobil Production Deutschland GmbH","Expansionsturbinen S2","1992-01-01","Other",0.38500000000000001,1.02,128.65522077922077]
[null,null,"Yes","SEE988296656760",null,"Südzucker AG","Dampfturbine III Südzucker Plattling","2001-05-01","Other",0.38500000000000001,6.8,128.65522077922077]
[null,null,"Yes","SEE987252656561",null,"TWS Thüringer Wärme Service GmbH","HKW Schwarza Dampfturbosatz","2005-04-01","Other",0.38500000000000001,8.083499999999999,128.65522077922077]
[null,null,"Yes","SEE975925776395",null,"Klingele Papierwerke GmbH & Co. KG Papierfabrik Weener","GDT","2009-11-23","Other",0.38500000000000001,2.1165000000000003,128.65522077922077]
[null,null,"Yes","SEE933880771312",null,"Stadtwerke Aachen AG","BHKW Brander Feld Modul 2","2006-01-01","Other",0.38500000000000001,1.6915,128.65522077922077]
[null,null,"Yes","SEE991800922688",null,"Stadtwerke Aachen AG","BHKW Schloss Rahe","2006-10-31","Other",0.38500000000000001,0.99365000000000003,128.65522077922077]
[null,null,"Yes","SEE956217502250",null,"Salzgitter Flachstahl GmbH","GGT HO A","1998-08-15","Other",0.38500000000000001,6.8,128.65522077922077]
[null,null,"Yes","SEE944995057840","BNA1329","Kübler & Niethammer Papierfabrik Kriebstein GmbH","Gasturbine","1993-04-08","CCGT",0.50849999999999995,8.5259999999999998,129.38611602753198]
[null,null,"Yes","SEE906722372718","BNA1329","Kübler & Niethammer Papierfabrik Kriebstein GmbH","Gegendruckturbine 3 MW","1993-04-08","CCGT",0.50849999999999995,2.5882499999999999,129.38611602753198]
[null,null,"Yes","SEE958827094903","BNA1523a","Moritz J. Weig GmbH & Co. KG","Gasturbine 1","2015-10-01","CCGT",0.504,3.0449999999999999,130.52795634920636]
[null,null,"Yes","SEE909886576275","BNA1023","RWE Power AG","Weißweiler G VGT","2006-08-04","CCGT",0.5,174,131.56018]
[null,null,"Yes","SEE999117793854","BNA1024","RWE Power AG","Weißweiler H VGT","2006-12-19","CCGT",0.5,174,131.56018]
[null,null,"Yes","SEE944095305490","BNA1087","Heizkraftwerk Würzburg GmbH","Heizkraftwerk an der Friedensbrücke GasturbineII","2009-02-13","CCGT",0.5,26.1,131.56018]
[null,null,"Yes","SEE967844487346","BNA1088","Heizkraftwerk Würzburg GmbH","Heizkraftwerk an der Friedensbrücke GasturbineI","2005-02-21","CCGT",0.5,39.15,131.56018]
[null,null,"Yes","SEE947712976042",null,"K+S Minerals and Agriculture GmbH","Kraftwerk NE GT KW","1990-07-02","CCGT",0.5,1.131,131.56018]
[null,null,"Yes","SEE963667652152",null,"K+S Minerals and Agriculture GmbH","Kraftwerk ZI GT1 doppelt prüfen durch K+S","1995-07-02","CCGT",0.5,4.5674999999999999,131.56018]
[null,null,"Yes","SEE983424047212",null,"Stadtwerke Frankfurt (Oder) GmbH","HKW GT","1997-10-09","CCGT",0.5,21.75,131.56018]
[null,null,"Yes","SEE986633590692",null,"Smurfit Kappa Hoya Papier und Karton GmbH","GT1 CTX","1996-01-01","CCGT",0.5,4.4848499999999998,131.56018]
[null,null,"Yes","SEE940780197517",null,"Schoeller Technocell GmbH & Co.KG","Schoeller Technocell GmbH & Co.KG Osnabrück","1994-01-01","CCGT",0.5,13.398,131.56018]
[null,null,"Yes","SEE954086855965","BNA0894c","PCK Raffinerie GmbH","1MKA","1998-06-04","Oil",0.38279999999999997,90.1,131.9435736677116]
[null,null,"Yes","SEE995943794058","BNA0894d","PCK Raffinerie GmbH","2MKA","1998-06-04","Oil",0.38279999999999997,90.1,131.9435736677116]
[null,null,"Yes","SEE986145450682","BNA1166","Kreis Weseler Abfallgesellschaft mbH & Co.KG","Notstromdiesel","1997-01-01","Oil",0.38169999999999998,4.08,132.32093266963585]
[null,null,"Yes","SEE904887370686","BNA0597","InfraLeuna GmbH","DT1","1994-07-01","Other",0.374,7.3949999999999996,132.40978609625668]
[null,null,"Yes","SEE967441234602","BNA1509","BP Europa SE","GT1","1996-12-06","Oil",0.38059999999999999,19.04,132.70047293746717]
[null,null,"Yes","SEE909297051026","BNA1509","BP Europa SE","GT2","1996-12-06","Oil",0.38059999999999999,19.294999999999998,132.70047293746717]
[null,null,"Yes","SEE950981928360","BNA1509","BP Europa SE","TG4","1996-12-06","Oil",0.38059999999999999,9.2650000000000006,132.70047293746717]
[null,null,"Yes","SEE969775213346","BNA0547","Shell Deutschland GmbH","Rheinland Raffinerie, Kraftwerk Godorf","2016-01-01","Oil",0.38,82.534999999999997,132.90842105263158]
[null,null,"Yes","SEE982556430190","BNA0596","TOTAL Raffinerie Mitteldeutschland GmbH","Raffineriekraftwerk Leuna HDT","1997-01-01","Oil",0.38,24.905000000000001,132.90842105263158]
[null,null,"Yes","SEE912935247576","BNA0596","TOTAL Raffinerie Mitteldeutschland GmbH","Raffineriekraftwerk Leuna MDT","1997-01-01","Oil",0.38,28.389999999999997,132.90842105263158]
[null,null,"Yes","SEE974711013546","BNA0596","TOTAL Raffinerie Mitteldeutschland GmbH","Raffineriekraftwerk Leuna NDT","1997-01-01","Oil",0.38,25.33,132.90842105263158]
[null,null,"Yes","SEE921706084241","BNA1083","WSW Energie & Wasser AG","GT22","2008-07-09","Oil",0.38,25.5,132.90842105263158]
[null,null,"Yes","SEE954780579013",null,"AUDI","IN_WERK_PST_Gesamt","1990-07-01","Oil",0.38,38.401299999999999,132.90842105263158]
[null,null,"Yes","SEE958261845871",null,"AUDI","NEC_WERK_PST_NORD","1999-12-31","Oil",0.38,1.8138999999999998,132.90842105263158]
[null,null,"Yes","SEE913657334902",null,"AUDI","NEC_WERK_PST_SÜD","1994-12-31","Oil",0.38,17.484500000000001,132.90842105263158]
[null,null,"Yes","SEE922559384908",null,"BASF SE","NSD-101","1988-05-12","Oil",0.38,5.7374999999999998,132.90842105263158]
[null,null,"Yes","SEE920556442270",null,"BASF SE","NSD-102","1988-05-12","Oil",0.38,5.7374999999999998,132.90842105263158]
[null,null,"Yes","SEE941830461497",null,"BASF SE","NSD-103","1992-02-29","Oil",0.38,1.02,132.90842105263158]
[null,null,"Yes","SEE902011821608",null,"BASF SE","NSD-205","1989-01-01","Oil",0.38,0.89249999999999996,132.90842105263158]
[null,null,"Yes","SEE988040578546",null,"Boehringer Ingelheim Pharma GmbH&Co.KG","Boehringer Ingelheim - 2325 - NG2","1989-07-04","Oil",0.38,3.6040000000000001,132.90842105263158]
[null,null,"Yes","SEE970928898099",null,"GKS-Gemeinschaftskraftwerk Schweinfurt GmbH","VMA 1","1990-04-23","Oil",0.38,3.145,132.90842105263158]
[null,null,"Yes","SEE905714982744",null,"GKS-Gemeinschaftskraftwerk Schweinfurt GmbH","VMA 2","1997-07-23","Oil",0.38,3.4849999999999994,132.90842105263158]
[null,null,"Yes","SEE953940047089",null,"Kraftwerke Mainz-Wiesbaden AG","SSD","1977-01-01","Oil",0.38,2.5499999999999998,132.90842105263158]
[null,null,"Yes","SEE997738174762",null,"Stadtwerke Augsburg Energie GmbH","HKW, Dieselaggregat 1","1989-07-04","Oil",0.38,2.125,132.90842105263158]
[null,null,"Yes","SEE940009163477",null,"Stadtwerke Augsburg Energie GmbH","HKW, Dieselaggregat 2","1989-07-04","Oil",0.38,2.125,132.90842105263158]
[null,null,"Yes","SEE971897030428",null,"Smurfit Kappa Herzberg Solid Board GmbH","Dieselaggregat","1978-01-01","Oil",0.38,0.85,132.90842105263158]
[null,null,"Yes","SEE960058020569",null,"Stadtwerke Karlsruhe GmbH","Spitzenstromerzeuger 3 (Diesel 3 HKW-West)","1981-01-28","Oil",0.38,2.9750000000000001,132.90842105263158]
[null,null,"Yes","SEE910806335483",null,"Stadtwerke Karlsruhe GmbH","Spitzenstromerzeuger 4 (Diesel 4 HKW-West)","1981-01-28","Oil",0.38,2.9750000000000001,132.90842105263158]
[null,null,"Yes","SEE918397495210",null,"SWM Services GmbH","SWM HKW Sued GuD1 SSD","1980-10-01","Oil",0.38,2.125,132.90842105263158]
[null,null,"Yes","SEE961021885321",null,"SWN Stadtwerke Neumünster GmbH","D3","1986-01-01","Oil",0.38,4.6749999999999998,132.90842105263158]
[null,null,"Yes","SEE926900618322","BNA0369","envia THERM GmbH","Sermuth BHKW 1","1995-10-01","Oil",0.3795,4.8449999999999998,133.08221343873518]
[null,null,"Yes","SEE929776487108","BNA0369","envia THERM GmbH","Sermuth BHKW 2","1995-10-01","Oil",0.3795,4.8449999999999998,133.08221343873518]
[null,null,"Yes","SEE907222955227","BNA0369","envia THERM GmbH","Sermuth BHKW 3","1995-10-01","Oil",0.3795,4.8449999999999998,133.08221343873518]
[null,null,"Yes","SEE912912423627","BNA0516","Mineraloelraffinerie Oberrhein","Expander","1995-06-17","Oil",0.3795,16.064999999999998,133.08221343873518]
[null,null,"Yes","SEE902096864651","BNA0516","Mineraloelraffinerie Oberrhein","Maschine 1","1995-06-17","Oil",0.3795,9.6050000000000004,133.08221343873518]
[null,null,"Yes","SEE914187135533","BNA0516","Mineraloelraffinerie Oberrhein","Maschine 2","1995-06-17","Oil",0.3795,9.6050000000000004,133.08221343873518]
[null,null,"Yes","SEE937538401125","BNA0516","Mineraloelraffinerie Oberrhein","Maschine 3","1995-06-17","Oil",0.3795,10.795,133.08221343873518]
[null,null,"Yes","SEE955482235511","BNA0516","Mineraloelraffinerie Oberrhein","Maschine 4","1995-06-17","Oil",0.3795,10.795,133.08221343873518]
[null,null,"Yes","SEE974206815730","BNA0517","Mineraloelraffinerie Oberrhein","TG-1901","1995-06-17","Oil",0.3795,6.2050000000000001,133.08221343873518]
[null,null,"Yes","SEE916030519361","BNA0517","Mineraloelraffinerie Oberrhein","TG-1902","1995-06-17","Oil",0.3795,6.2050000000000001,133.08221343873518]
[null,null,"Yes","SEE909106315790","BNA0517","Mineraloelraffinerie Oberrhein","TG-1904","1995-06-17","Oil",0.3795,11.475,133.08221343873518]
[null,null,"Yes","SEE975369197862","BNA1293d","Martinswerk GmbH","Notstromaggregat","1961-01-01","Oil",0.3795,0.95200000000000007,133.08221343873518]
[null,null,"Yes","SEE960529046555","BNA0894b","PCK Raffinerie GmbH","6MKA","1994-01-10","Oil",0.37840000000000001,29.324999999999999,133.46617336152221]
[null,null,"Yes","SEE959802115149","BNA1488","KG Deutsche Gasrusswerke GmbH u Co","DGW TG 10","1983-12-01","Other",0.37,7.7995999999999999,133.83043243243245]
[null,null,"Yes","SEE997020557907","BNA1488","KG Deutsche Gasrusswerke GmbH u Co","DGW TG 15","1989-12-01","Other",0.37,15.503999999999998,133.83043243243245]
[null,null,"Yes","SEE904819420762","BNA0073","Vattenfall Wärme Berlin AG","HKW Mitte Gasturbine 1","1997-09-08","CCGT",0.49,142.68,134.21446938775512]
[null,null,"Yes","SEE948541471333","BNA0073","Vattenfall Wärme Berlin AG","HKW Mitte Gasturbine 2","1997-09-08","CCGT",0.49,142.68,134.21446938775512]
[null,null,"Yes","SEE992187994404","BNA0073","Vattenfall Wärme Berlin AG","HKW Mitte Dampfturbine","1997-09-08","CCGT",0.49,100.92,134.21446938775512]
[null,null,"Yes","SEE990748250273","BNA1327a","Flughafen München GmbH","BHKW 1 - AGG1","1992-05-08","Oil",0.37619999999999998,1.292,134.24082934609251]
[null,null,"Yes","SEE945332437417","BNA1327a","Flughafen München GmbH","BHKW 1 - AGG2","1992-05-08","Oil",0.37619999999999998,1.292,134.24082934609251]
[null,null,"Yes","SEE973218123130","BNA1327a","Flughafen München GmbH","BHKW 1 - AGG3","1992-05-08","Oil",0.37619999999999998,1.292,134.24082934609251]
[null,null,"Yes","SEE943668244310","BNA1327a","Flughafen München GmbH","BHKW 1 - AGG4","1992-05-08","Oil",0.37619999999999998,1.292,134.24082934609251]
[null,null,"Yes","SEE921499316925","BNA1327a","Flughafen München GmbH","BHKW 1 - AGG5","1992-05-08","Oil",0.37619999999999998,1.292,134.24082934609251]
[null,null,"Yes","SEE966934929711","BNA1327a","Flughafen München GmbH","BHKW 1 - AGG6","1992-05-08","Oil",0.37619999999999998,1.292,134.24082934609251]
[null,null,"Yes","SEE942051897355","BNA1327a","Flughafen München GmbH","BHKW 1 - AGG7","1992-05-08","Oil",0.37619999999999998,1.292,134.24082934609251]
[null,null,"Yes",null,null,"Nicht-EEG-Anlagen < 10 MW",null,null,"Oil",0.374,497.43766469999969,135.02459893048129]
[null,null,"Yes","SEE975793104498","BNA0842b","Stadtwerke Rosenheim GmbH & Co. KG","GM4","2013-04-10","CCGT",0.48699999999999999,8.9462099999999989,135.03201232032853]
[null,null,"Yes","SEE995502598592","BNA1212","Vereinigte Wertach Elektrizitätswerke GmbH","DKW Nord Diesel 2","1988-01-01","Oil",0.37180000000000002,3.06,135.81764389456697]
[null,null,"Yes","SEE917940359917","BNA1212","Vereinigte Wertach Elektrizitätswerke GmbH","DKW Nord Diesel 3","1988-01-01","Oil",0.37180000000000002,3.06,135.81764389456697]
[null,null,"Yes","SEE966844914388","BNA0373","envia THERM GmbH","Großkayna GT1","1994-01-17","Oil",0.3644,38.78125,138.55543358946213]
[null,null,"Yes","SEE941844408532","BNA0373","envia THERM GmbH","Großkayna GT2","1994-01-17","Oil",0.3644,38.78125,138.55543358946213]
[null,null,"Yes","SEE905270326723","BNA0373","envia THERM GmbH","Großkayna GT3","1994-01-17","Oil",0.3644,38.78125,138.55543358946213]
[null,null,"Yes","SEE961847934449","BNA0059b","Volkswagen AG","VW Baunatal Gasturbine","2013-02-18","CCGT",0.47,39.210900000000002,139.86189361702128]
[null,null,"Yes","SEE998387657606","BNA0059b","Volkswagen AG","VW Baunatal Dampfturbine","2013-02-18","CCGT",0.47,26.325330000000001,139.86189361702128]
[null,null,"Yes","SEE937914003899","BNA1007b","Allgäuer Überlandwerk GmbH","Spitzenlastkraftwerk Veits Dieseltandem 1","1978-08-31","Oil",0.36080000000000001,5.0490000000000004,139.9279379157428]
[null,null,"Yes","SEE994661495704","BNA1007b","Allgäuer Überlandwerk GmbH","Spitzenlastkraftwerk Veits Dieseltandem 3","1978-08-31","Oil",0.36080000000000001,5.0490000000000004,139.9279379157428]
[null,null,"Yes","SEE987736068934","BNA1227","Vereinigte Wertach Elektrizitätswerke GmbH","DKW Leinau Diesel 1","1978-01-01","Oil",0.36080000000000001,3.23,139.9279379157428]
[null,null,"Yes","SEE917962193414","BNA1227","Vereinigte Wertach Elektrizitätswerke GmbH","DKW Leinau Diesel 2","1979-01-01","Oil",0.36080000000000001,3.23,139.9279379157428]
[null,null,"Yes","SEE922964729325","BNA1227","Vereinigte Wertach Elektrizitätswerke GmbH","DKW Leinau Diesel 3","1983-01-01","Oil",0.36080000000000001,3.23,139.9279379157428]
[null,null,"Yes","SEE960158091162",null,"AG der Dillinger Hüttenwerke","T3","1971-12-01","Other",0.35,8.4150000000000009,141.42074285714287]
[null,null,"Yes","SEE912008346410",null,"Baden Board GmbH","Dampfturbine","1974-01-01","Other",0.35,9.18,141.42074285714287]
[null,null,"Yes","SEE954087912339",null,"Covestro Brunsbüttel Energie GmbH","Stromgenerator 1 (SE1)","1977-06-15","Other",0.35,2.125,141.42074285714287]
[null,null,"Yes","SEE940821413552",null,"K+S Minerals and Agriculture GmbH","Kraftwerk NE DT","1979-07-02","Other",0.35,3.74,141.42074285714287]
[null,null,"Yes","SEE997894865399",null,"K+S Minerals and Agriculture GmbH","Kraftwerk UB DT2","1971-07-02","Other",0.35,4.25,141.42074285714287]
[null,null,"Yes","SEE985220684011",null,"K+S Minerals and Agriculture GmbH","Kraftwerk SI DT2","1973-07-02","Other",0.35,7.9050000000000002,141.42074285714287]
[null,null,"Yes","SEE915096178499",null,"BASF SE","W118 GTE","1972-02-15","Other",0.35,1.87,141.42074285714287]
[null,null,"Yes","SEE941850023651",null,"Südzucker AG","Dampfturbine III Südzucker Offstein","1975-01-01","Other",0.35,2.20269,141.42074285714287]
[null,null,"Yes","SEE956337212497",null,"Südzucker AG","Dampfturbine I Südzucker Ochsenfurt","1978-09-01","Other",0.35,11.616949999999999,141.42074285714287]
[null,null,"Yes","SEE998479256069",null,"Südzucker AG","Dampfturbine III Südzucker AG Ochsenfurt","1987-09-01","Other",0.35,14.06495,141.42074285714287]
[null,null,"Yes","SEE985205009518",null,"Südzucker AG","Dampfturbine I Südzucker Offenau","1971-09-20","Other",0.35,6.3290999999999995,141.42074285714287]
[null,null,"Yes","SEE925683830624",null,"Südzucker AG","Dampfturbine II Südzucker Offenau","1971-09-20","Other",0.35,6.3290999999999995,141.42074285714287]
[null,null,"Yes","SEE962564048280",null,"TWS Thüringer Wärme Service GmbH","HKW Schwarza TS 5","1986-01-01","Other",0.35,6.6988500000000002,141.42074285714287]
[null,null,"Yes","SEE902329484380",null,"Südzucker AG","Dampfturbine I Südzucker Wabern","1976-10-08","Other",0.35,10.09409,141.42074285714287]
[null,null,"Yes","SEE972239033510",null,"Südzucker AG","Dampfturbine II Südzucker Wabern","1976-10-08","Other",0.35,3.5176315000000002,141.42074285714287]
[null,null,"Yes",null,null,"Nicht-EEG-Anlagen < 10 MW",null,null,"Other",0.35,313.7605764999999,141.42074285714287]
[null,null,"Yes","SEE987807988154","BNA0766","Uniper Kraftwerke GmbH","Audorf GT","1973-01-01","Oil",0.3553,73.95,142.0785251899803]
[null,null,"Yes","SEE911567250299","BNA0759","Uniper Kraftwerke GmbH","Itzehoe GT","1972-01-01","Oil",0.35420000000000001,73.95,142.51665725578769]
[null,null,"Yes","SEE906257837416","BNA0894a","PCK Raffinerie GmbH","5MKA","1972-01-27","Oil",0.35420000000000001,23.8,142.51665725578769]
[null,null,"Yes","SEE921098709050","BNA0602","RWE Generation SE","Emsland C GT1","2011-12-23","CCGT",0.46,50.46,142.86976086956523]
[null,null,"Yes","SEE925192446583","BNA0602","RWE Generation SE","Emsland C GT2","2011-12-23","CCGT",0.46,50.46,142.86976086956523]
[null,null,"Yes","SEE933564106935","BNA0603","RWE Generation SE","Emsland B GT1","2011-12-23","CCGT",0.46,50.46,142.86976086956523]
[null,null,"Yes","SEE951620659119","BNA0603","RWE Generation SE","Emsland B GT2","2011-12-23","CCGT",0.46,50.46,142.86976086956523]
[null,null,"Yes","SEE985908351792","BNA0604","RWE Generation SE","Emsland B DT","1974-01-01","CCGT",0.46,312.33,142.86976086956523]
[null,null,"Yes","SEE994418588468","BNA0605","RWE Generation SE","Emsland C DT","1975-01-01","CCGT",0.46,312.33,142.86976086956523]
[null,null,"Yes","SEE905415023425","BNA0843","Stadtwerke Rosenheim GmbH & Co. KG","GM5","2012-12-20","CCGT",0.45879999999999999,3.7505699999999997,143.23951612903227]
[null,null,"Yes","SEE902840312209","BNA0616b","BASF SE","S300 NKT","1964-05-11","Other",0.34499999999999997,33.15,143.45582608695653]
[null,null,"Yes","SEE976459856379","BNA0616b","BASF SE","S300 VT1","1964-05-11","Other",0.34499999999999997,23.8,143.45582608695653]
[null,null,"Yes","SEE959837176825","BNA0616b","BASF SE","S300 VT2","1964-05-11","Other",0.34499999999999997,24.224999999999998,143.45582608695653]
[null,null,"Yes","SEE939597247393","BNA0832","FairEnergie GmbH","BHKW Hauffstraße","2011-02-21","CCGT",0.45739999999999997,1.7121599999999999,143.67334936598166]
[null,null,"Yes","SEE921888721163","BNA0832","FairEnergie GmbH","BHKW Hauffstraße","2011-02-21","CCGT",0.45739999999999997,1.7121599999999999,143.67334936598166]
[null,null,"Yes","SEE903508467828","BNA0832","FairEnergie GmbH","BHKW Hauffstraße","2011-02-21","CCGT",0.45739999999999997,1.7121599999999999,143.67334936598166]
[null,null,"Yes","SEE932929596862","BNA0832","FairEnergie GmbH","BHKW Hauffstraße","2011-02-21","CCGT",0.45739999999999997,1.7121599999999999,143.67334936598166]
[null,null,"Yes","SEE951279779923","BNA0832","FairEnergie GmbH","BHKW Hauffstraße","2011-02-21","CCGT",0.45739999999999997,1.7121599999999999,143.67334936598166]
[null,null,"Yes","SEE919390074075","BNA0842a","Stadtwerke Rosenheim GmbH & Co. KG","GM1","2011-08-01","CCGT",0.45739999999999997,2.8579500000000002,143.67334936598166]
[null,null,"Yes","SEE921399860047","BNA0842a","Stadtwerke Rosenheim GmbH & Co. KG","GM2","2011-08-01","CCGT",0.45739999999999997,2.8579500000000002,143.67334936598166]
[null,null,"Yes","SEE945563004310","BNA0842a","Stadtwerke Rosenheim GmbH & Co. KG","GM3","2011-08-01","CCGT",0.45739999999999997,2.8579500000000002,143.67334936598166]
[null,null,"Yes","SEE989200392347","BNA1556","Sachsenmilch Leppersdorf GmbH","7711MKA10-GT1","2014-05-21","CCGT",0.45600000000000002,12.949949999999999,144.10984649122807]
[null,null,"Yes","SEE904662075126","BNA1556","Sachsenmilch Leppersdorf GmbH","7712MKA10-GT2","2014-05-14","CCGT",0.45600000000000002,12.949949999999999,144.10984649122807]
[null,null,"Yes","SEE970806189455","BNA1557","Volkswagen Sachsen GmbH - Fahrzeugwerk Zwickau","BHKW-G66-KWK-groß","2014-02-13","CCGT",0.45600000000000002,11.223000000000001,144.10984649122807]
[null,null,"Yes","SEE917096062495","BNA1810","ExxonMobil Production Deutschland GmbH","KWK Anlage Großenkneten","2014-07-31","CCGT",0.45600000000000002,26.2392,144.10984649122807]
[null,null,"Yes","SEE959343099212","BNA0531","Energieservice Westfalen Weser GmbH","Kraftwerk Kirchlengern_GT1","1981-01-16","CCGT",0.45450000000000002,108.75,144.58050605060507]
[null,null,"Yes","SEE993385162510","BNA1331","R.D.M. Arnsberg GmbH","BVI-NT","1957-02-27","Coal",0.23250000000000001,4.6288,144.80249462365595]
[null,null,"Yes","SEE900040609433","BNA1331","R.D.M. Arnsberg GmbH","SSW-NT","1957-02-27","Coal",0.23250000000000001,4.9119999999999999,144.80249462365595]
[null,null,"Yes","SEE909339504022","BNA1331","R.D.M. Arnsberg GmbH","SSW-VT","1957-02-27","Coal",0.23250000000000001,4.9119999999999999,144.80249462365595]
[null,null,"Yes","SEE962185382367","BNA1335c","Papier- u. Kartonfabrik Varel GmbH & Co. KG","PKV Kraftwerk BGM 1","2006-12-22","CCGT",0.45040000000000002,0.87,145.88297069271761]
[null,null,"Yes","SEE967950570895","BNA1335c","Papier- u. Kartonfabrik Varel GmbH & Co. KG","PKV Kraftwerk BGM 2","2006-12-22","CCGT",0.45040000000000002,0.87,145.88297069271761]
[null,null,"Yes","SEE939242219362","BNA0485","Hüttenwerke Krupp Mannesmann GmbH","Huckingen A","1975-09-01","CCGT",0.45,263.61,146.0113111111111]
[null,null,"Yes","SEE992213654456","BNA0486","Hüttenwerke Krupp Mannesmann GmbH","Huckingen B","1976-12-01","CCGT",0.45,263.61,146.0113111111111]
[null,null,"Yes","SEE907223904750","BNA0683a","SWM Services GmbH","SWM HKW Sued GuD1 DT1","1980-10-01","CCGT",0.45,69.338999999999999,146.0113111111111]
[null,null,"Yes","SEE985585573104","BNA0683b","SWM Services GmbH","SWM HKW Sued GuD1 GT3","1980-10-01","CCGT",0.45,85.173000000000002,146.0113111111111]
[null,null,"Yes","SEE901789931854","BNA0683c","SWM Services GmbH","SWM HKW Sued GuD1 GT2","1980-10-01","CCGT",0.45,85.173000000000002,146.0113111111111]
[null,null,"Yes","SEE950005518836","BNA0800","SWP Stadtwerke Pforzheim","Gasturbine","1980-11-14","CCGT",0.45,21.923999999999999,146.0113111111111]
[null,null,"Yes","SEE963177319026","BNA0800","SWP Stadtwerke Pforzheim","Turbine 4","1980-11-14","CCGT",0.45,13.92,146.0113111111111]
[null,null,"Yes","SEE951582148140","BNA1948","Kraftwerke Mainz-Wiesbaden AG","BHKW KW5 51","2020-12-23","CCGT",0.45,8.6390999999999991,146.0113111111111]
[null,null,"Yes","SEE983509659989","BNA1948","Kraftwerke Mainz-Wiesbaden AG","BHKW KW5 52","2020-12-23","CCGT",0.45,8.6390999999999991,146.0113111111111]
[null,null,"Yes","SEE964290104919","BNA1948","Kraftwerke Mainz-Wiesbaden AG","BHKW KW5 53","2020-12-23","CCGT",0.45,8.6390999999999991,146.0113111111111]
[null,null,"Yes","SEE920825895844","BNA1948","Kraftwerke Mainz-Wiesbaden AG","BHKW KW5 54","2020-12-23","CCGT",0.45,8.6390999999999991,146.0113111111111]
[null,null,"Yes","SEE979557966681","BNA1948","Kraftwerke Mainz-Wiesbaden AG","BHKW KW5 55","2020-12-23","CCGT",0.45,8.6390999999999991,146.0113111111111]
[null,null,"Yes","SEE945401341942","BNA1948","Kraftwerke Mainz-Wiesbaden AG","BHKW KW5 56","2020-12-23","CCGT",0.45,8.6390999999999991,146.0113111111111]
[null,null,"Yes","SEE997770651436","BNA1948","Kraftwerke Mainz-Wiesbaden AG","BHKW KW5 57","2020-12-23","CCGT",0.45,8.6390999999999991,146.0113111111111]
[null,null,"Yes","SEE966089822219","BNA1948","Kraftwerke Mainz-Wiesbaden AG","BHKW KW5 58","2020-12-23","CCGT",0.45,8.6390999999999991,146.0113111111111]
[null,null,"Yes","SEE945569399960","BNA1948","Kraftwerke Mainz-Wiesbaden AG","BHKW KW5 59","2020-12-23","CCGT",0.45,8.6390999999999991,146.0113111111111]
[null,null,"Yes","SEE916830465356","BNA1948","Kraftwerke Mainz-Wiesbaden AG","BHKW KW5 5A","2020-12-23","CCGT",0.45,8.6390999999999991,146.0113111111111]
[null,null,"Yes","SEE915108754215","BNA1280","Basell Polyolefine GmbH","Kraftwerk Basell Wesseling","1962-07-03","Oil",0.34320000000000001,76.5,147.05244755244755]
[null,null,"Yes","SEE981258814888","BNA1526","Raffinerie Heide GmbH","Kraftwerk Raffinerie Heide GmbH","1962-05-28","Oil",0.34320000000000001,38.42,147.05244755244755]
[null,null,"Yes","SEE971876915975","BNA1866","GLOBALFOUNDRIES Dresden Module One LLC & Co. KG","Gasmotoren-Blockheizkraftwerk II (Generator 1)","2004-11-10","CCGT",0.442,3.2816399999999999,148.62690045248868]
[null,null,"Yes","SEE921008505376","BNA1866","GLOBALFOUNDRIES Dresden Module One LLC & Co. KG","Gasmotoren-Blockheizkraftwerk II (Generator 2)","2004-11-10","CCGT",0.442,3.2816399999999999,148.62690045248868]
[null,null,"Yes","SEE916894674336","BNA1866","GLOBALFOUNDRIES Dresden Module One LLC & Co. KG","Gasmotoren-Blockheizkraftwerk II (Generator 3)","2004-11-10","CCGT",0.442,3.2816399999999999,148.62690045248868]
[null,null,"Yes","SEE910080930862","BNA1866","GLOBALFOUNDRIES Dresden Module One LLC & Co. KG","Gasmotoren-Blockheizkraftwerk II (Generator 4)","2004-11-10","CCGT",0.442,3.2816399999999999,148.62690045248868]
[null,null,"Yes","SEE960430412456","BNA1866","GLOBALFOUNDRIES Dresden Module One LLC & Co. KG","Gasmotoren-Blockheizkraftwerk II (Generator 5)","2004-11-10","CCGT",0.442,3.2816399999999999,148.62690045248868]
[null,null,"Yes","SEE912978354040","BNA1866","GLOBALFOUNDRIES Dresden Module One LLC & Co. KG","Gasmotoren-Blockheizkraftwerk II (Generator 6)","2004-11-10","CCGT",0.442,3.2816399999999999,148.62690045248868]
[null,null,"Yes","SEE905054165586","BNA1866","GLOBALFOUNDRIES Dresden Module One LLC & Co. KG","Gasmotoren-Blockheizkraftwerk II (Generator 7)","2004-11-10","CCGT",0.442,3.2816399999999999,148.62690045248868]
[null,null,"Yes","SEE970143794190","BNA1866","GLOBALFOUNDRIES Dresden Module One LLC & Co. KG","Gasmotoren-Blockheizkraftwerk II (Generator 8)","2004-11-10","CCGT",0.442,3.2816399999999999,148.62690045248868]
[null,null,"Yes","SEE955085348786","BNA1866","GLOBALFOUNDRIES Dresden Module One LLC & Co. KG","Gasmotoren-Blockheizkraftwerk II (Generator 9)","2004-11-10","CCGT",0.442,3.2816399999999999,148.62690045248868]
[null,null,"Yes","SEE976415135319","BNA0556b","Cargill Deutschland GmbH","BHKW Kre","1996-06-30","CCGT",0.44059999999999999,12.18,149.0943940081707]
[null,null,"Yes","SEE975556152230","BNA0015","EnBW Energie Baden-Württemberg AG","Heizkraftwerk Altbach/Deizisau HKW 2 GT E (Solobetrieb)","1997-04-30","CCGT",0.44,56.55,149.29565909090908]
[null,null,"Yes","SEE901050642113","BNA1989","EVH GmbH","Heizkraftwerk Dieselstraße Block C","2020-10-01","CCGT",0.44,49.870139999999999,149.29565909090908]
[null,null,"Yes","SEE907524301289","BNA1399","OQ Chemicals Produktion GmbH & Co.KG","T/G 15","1954-01-01","Other",0.33,8.5,149.9310909090909]
[null,null,"Yes","SEE921785427038","BNA1399","OQ Chemicals Produktion GmbH & Co.KG","T/G 6","1951-01-01","Other",0.33,10.199999999999999,149.9310909090909]
[null,null,"Yes","SEE971740147860",null,"OQ Chemicals Produktion GmbH & Co.KG","T/G 7","1949-01-01","Other",0.33,1.7212499999999999,149.9310909090909]
[null,null,"Yes","SEE910623192382",null,"Südzucker AG","Dampfturbine II Südzucker Offstein","1969-01-01","Other",0.33,6.3657774999999992,149.9310909090909]
[null,null,"Yes","SEE964903137297",null,"Südzucker AG","Dampfturbine II Südzucker AG Ochsenfurt","1959-09-01","Other",0.33,4.2355499999999999,149.9310909090909]
[null,null,"Yes","SEE913282681389",null,"Südzucker AG","Dampfturbine I Südzucker Plattling","1962-07-09","Other",0.33,5.6860749999999998,149.9310909090909]
[null,null,"Yes","SEE944335479066",null,"Südzucker AG","Dampfturbine II Südzucker Plattling","1962-07-09","Other",0.33,5.6860749999999998,149.9310909090909]
[null,null,"Yes","SEE929003106239",null,"Südzucker AG","Dampfturbine I Südzucker Rain","1957-10-04","Other",0.33,3.993725,149.9310909090909]
[null,null,"Yes","SEE994929345864",null,"Südzucker AG","Dampfturbine II Südzucker Rain","1957-10-04","Other",0.33,3.993725,149.9310909090909]
[null,null,"Yes","SEE999705546763",null,"Südzucker AG","Dampfturbine III Südzucker Rain","1960-10-15","Other",0.33,7.9857499999999995,149.9310909090909]
[null,null,"Yes","SEE974941636973",null,"TWS Thüringer Wärme Service GmbH","HKW Schwarza TS 6","1962-01-01","Other",0.33,6.6988500000000002,149.9310909090909]
[null,null,"Yes","SEE960317505882","BNA0427","Peissenberger Kraftwerksgesellschaft","GT 1","1982-11-01","Oil",0.3332,19.72,151.43577430972391]
[null,null,"Yes","SEE925076352665","BNA0428","Peissenberger Kraftwerksgesellschaft","GT 2","1982-11-01","Oil",0.3332,19.72,151.43577430972391]
[null,null,"Yes","SEE981924913907","BNA0429","Peissenberger Kraftwerksgesellschaft","GT 3","1982-11-01","Oil",0.3332,19.72,151.43577430972391]
[null,null,"Yes","SEE905937514456","BNA0430","Peissenberger Kraftwerksgesellschaft","GT 4","1982-11-01","Oil",0.3332,19.72,151.43577430972391]
[null,null,"Yes","SEE982563254987","BNA0627","Kraftwerke Mainz-Wiesbaden AG","KW2 GT26","1977-01-01","CCGT",0.432,78.3,152.03261574074077]
[null,null,"Yes","SEE922477386435","BNA0745","Uniper Kraftwerke GmbH","Franken DT2","1975-01-01","CCGT",0.432,336.69,152.03261574074077]
[null,null,"Yes","SEE982367992610","BNA0745","Uniper Kraftwerke GmbH","Franken GT2","1975-01-01","CCGT",0.432,50.46,152.03261574074077]
[null,null,"Yes","SEE911613995433","BNA1004","EnBW Energie Baden-Württemberg AG","Kraftwerk Walheim GTD","1981-05-13","Oil",0.3306,115.6,152.61887477313974]
[null,null,"Yes","SEE920494524915","BNA0614b","BASF SE","GuD Mitte GT11","2005-05-12","CCGT",0.43,177.48,152.73276744186049]
[null,null,"Yes","SEE914414538991","BNA0614b","BASF SE","GuD Mitte GT12","2005-05-12","CCGT",0.43,177.48,152.73276744186049]
[null,null,"Yes","SEE976850689781","BNA0614b","BASF SE","GuD Mitte DT10","2005-05-12","CCGT",0.43,77.864999999999995,152.73276744186049]
[null,null,"Yes","SEE978934537223","BNA1289","AMK-Abfallentsorgungsgesellschaft des Märkischen Kreises mbH","Dieselaggregat 3","2005-12-07","Oil",0.33,1.3727499999999999,152.89454545454544]
[null,null,"Yes","SEE901927360195","BNA1295","AVA Abfallverwertung Augsburg Kommunalunternehmen","VT NSD","1994-09-16","Oil",0.33,1.9889999999999999,152.89454545454544]
[null,null,"Yes","SEE967390177067","BNA1894","Holcim (Süddeutschland) GmbH","GOES Anlagen Dotternhausen Blöcke 1+2+3+4","2000-01-01","Oil",0.33,12.75,152.89454545454544]
[null,null,"Yes","SEE976263348152","BNA1528","Stadtwerke Kempen GmbH","0040 - STW - BHKW - KWK","2010-01-01","CCGT",0.42799999999999999,2.0801699999999999,153.43946261682242]
[null,null,"Yes","SEE918912535520","BNA1528","Stadtwerke Kempen GmbH","0041 - STW - BHKW - KWK","2010-01-01","CCGT",0.42799999999999999,2.0801699999999999,153.43946261682242]
[null,null,"Yes","SEE900953976684","BNA1528","Stadtwerke Kempen GmbH","0042 - STW - BHKW - KWK","2010-01-01","CCGT",0.42799999999999999,2.0801699999999999,153.43946261682242]
[null,null,"Yes","SEE951078548935","BNA1528","Stadtwerke Kempen GmbH","0050 - STW - BHKW - KWK","2017-11-01","CCGT",0.42799999999999999,2.8823099999999999,153.43946261682242]
[null,null,"Yes","SEE942008424429","BNA1336","Henkel AG & Co. KGaA","F13ND4","1988-01-01","Oil",0.32779999999999998,1.36,153.9139719341062]
[null,null,"Yes","SEE917448747254","BNA1336","Henkel AG & Co. KGaA","F13ND5","2009-01-01","Oil",0.32779999999999998,1.0880000000000001,153.9139719341062]
[null,null,"Yes","SEE974201537415","BNA0239","Uniper Kraftwerke GmbH","Huntorf GT","1978-01-01","OCGT",0.42,279.27,155.83354761904764]
[null,null,"Yes","SEE950589701143","BNA0245a","Statkraft Markets GmbH","Gaskraftwerk Emden - Gasturbine","1973-01-01","CCGT",0.42,45.24,156.33354761904764]
[null,null,"Yes","SEE911764038249","BNA0744","Uniper Kraftwerke GmbH","Franken DT1","1973-01-01","CCGT",0.41849999999999998,333.21,156.88850657108722]
[null,null,"Yes","SEE991036415459","BNA1863","Fresenius Medical Care Deutschland GmbH","Gasturbine 1","2014-01-24","CCGT",0.41639999999999999,6.5754599999999996,157.67216618635928]
[null,null,"Yes","SEE997248724068","BNA1863","Fresenius Medical Care Deutschland GmbH","Gasturbine 2","2014-01-24","CCGT",0.41639999999999999,6.5754599999999996,157.67216618635928]
[null,null,"Yes","SEE940081190514","BNA1863","Fresenius Medical Care Deutschland GmbH","Gasturbine 3","2017-11-28","CCGT",0.41639999999999999,3.8001600000000004,157.67216618635928]
[null,null,"Yes","SEE962777669616","BNA1092","Onyx Kraftwerk Zolling GmbH &Co. KGaA","Zolling GT1","1986-01-01","Oil",0.31759999999999999,21.25,158.82493702770782]
[null,null,"Yes","SEE949509046600","BNA1092","Onyx Kraftwerk Zolling GmbH &Co. KGaA","Zolling GT2","1976-01-01","Oil",0.31759999999999999,21.25,158.82493702770782]
[null,null,"Yes","SEE917497526305","BNA1437","Aluminium Oxid Stade GmbH","KWK GT1","2012-05-01","CCGT",0.41120000000000001,13.363199999999999,159.6471060311284]
[null,null,"Yes","SEE989834346082","BNA1437","Aluminium Oxid Stade GmbH","KWK GT2","2012-05-01","CCGT",0.41120000000000001,13.363199999999999,159.6471060311284]
[null,null,"Yes","SEE923304040681","BNA1039","RWE Generation SE","Gersteinwerk F GT (F1)","1973-01-01","CCGT",0.41,47.85,160.10997560975613]
[null,null,"Yes","SEE932787342328","BNA1040","RWE Generation SE","Gersteinwerk G GT (G1)","1973-01-01","CCGT",0.41,47.85,160.10997560975613]
[null,null,"Yes","SEE995899706617","BNA1042","RWE Generation SE","Gersteinwerk I GT (I1)","1974-01-01","CCGT",0.41,47.85,160.10997560975613]
[null,null,"Yes","SEE942237774470","BNA1044","RWE Generation SE","Gersteinwerk F DT (F2)","1972-01-01","CCGT",0.41,308.85000000000002,160.10997560975613]
[null,null,"Yes","SEE908672656115","BNA1045","RWE Generation SE","Gersteinwerk G DT (G2)","1973-01-01","CCGT",0.41,308.85000000000002,160.10997560975613]
[null,null,"Yes","SEE924172977710","BNA0141","swb Erzeugung AG & Co. KG","Mittelsbüren GT3","1975-01-01","Oil",0.315,73.099999999999994,160.12761904761905]
[null,null,"Yes","SEE965327731764","BNA1164","Pfeifer & Langen GmbH ＆ Co. KG","BHKW Jülich","2002-10-10","CCGT",0.40960000000000002,1.2293100000000001,160.26486816406251]
[null,null,"Yes","SEE975094128629","BNA0135","Braunschweiger Versorgungs-AG & Co. KG","HKW Mitte Kessel 12","1971-07-15","CCGT",0.40949999999999998,17.399999999999999,160.30363858363859]
[null,null,"Yes","SEE923401813959","BNA1935","Vattenfall Wärme Berlin AG","GuD Lichterfelde Gasturbine","2019-04-11","CCGT",0.40589999999999998,160.94999999999999,161.71209657551123]
[null,null,"Yes","SEE929077603696","BNA1935","Vattenfall Wärme Berlin AG","GuD Lichterfelde Dampfturbine","2019-04-11","CCGT",0.40589999999999998,100.05,161.71209657551123]
[null,null,"Yes","SEE972750176482","BNA1944","BMW AG","KWK 5 Geb. 192.0","2018-11-15","CCGT",0.40589999999999998,3.8888999999999996,161.71209657551123]
[null,null,"Yes","SEE946583344691","BNA1944","BMW AG","KWK 6","2019-03-26","CCGT",0.40589999999999998,3.915,161.71209657551123]
[null,null,"Yes","SEE918100281437","BNA1944","BMW AG","KWK 7","2019-03-26","CCGT",0.40589999999999998,3.915,161.71209657551123]
[null,null,"Yes","SEE951839779134","BNA1945","Stadtwerke Kiel AG","Küstenkraftwerk K.I.E.L Motor 1","2018-12-07","CCGT",0.40589999999999998,8.20932,161.71209657551123]
[null,null,"Yes","SEE985206646330","BNA1945","Stadtwerke Kiel AG","Küstenkraftwerk K.I.E.L Motor 10","2018-10-05","CCGT",0.40589999999999998,8.20932,161.71209657551123]
[null,null,"Yes","SEE916115669219","BNA1945","Stadtwerke Kiel AG","Küstenkraftwerk K.I.E.L Motor 11","2018-08-21","CCGT",0.40589999999999998,8.20932,161.71209657551123]
[null,null,"Yes","SEE953574430066","BNA1945","Stadtwerke Kiel AG","Küstenkraftwerk K.I.E.L Motor 12","2018-08-23","CCGT",0.40589999999999998,8.20932,161.71209657551123]
[null,null,"Yes","SEE905939296770","BNA1945","Stadtwerke Kiel AG","Küstenkraftwerk K.I.E.L Motor 13","2018-08-21","CCGT",0.40589999999999998,8.20932,161.71209657551123]
[null,null,"Yes","SEE963125615224","BNA1945","Stadtwerke Kiel AG","Küstenkraftwerk K.I.E.L Motor 14","2018-08-13","CCGT",0.40589999999999998,8.20932,161.71209657551123]
[null,null,"Yes","SEE941552924256","BNA1945","Stadtwerke Kiel AG","Küstenkraftwerk K.I.E.L Motor 15","2018-08-10","CCGT",0.40589999999999998,8.20932,161.71209657551123]
[null,null,"Yes","SEE937791832391","BNA1945","Stadtwerke Kiel AG","Küstenkraftwerk K.I.E.L Motor 16","2018-06-05","CCGT",0.40589999999999998,8.20932,161.71209657551123]
[null,null,"Yes","SEE932569905017","BNA1945","Stadtwerke Kiel AG","Küstenkraftwerk K.I.E.L Motor 17","2018-07-13","CCGT",0.40589999999999998,8.20932,161.71209657551123]
[null,null,"Yes","SEE979353792927","BNA1945","Stadtwerke Kiel AG","Küstenkraftwerk K.I.E.L Motor 18","2018-07-09","CCGT",0.40589999999999998,8.20932,161.71209657551123]
[null,null,"Yes","SEE994826833730","BNA1945","Stadtwerke Kiel AG","Küstenkraftwerk K.I.E.L Motor 19","2018-07-12","CCGT",0.40589999999999998,8.20932,161.71209657551123]
[null,null,"Yes","SEE918583974024","BNA1945","Stadtwerke Kiel AG","Küstenkraftwerk K.I.E.L Motor 2","2018-11-21","CCGT",0.40589999999999998,8.20932,161.71209657551123]
[null,null,"Yes","SEE987324322059","BNA1945","Stadtwerke Kiel AG","Küstenkraftwerk K.I.E.L Motor 20","2018-07-13","CCGT",0.40589999999999998,8.20932,161.71209657551123]
[null,null,"Yes","SEE939823727910","BNA1945","Stadtwerke Kiel AG","Küstenkraftwerk K.I.E.L Motor 3","2018-11-16","CCGT",0.40589999999999998,8.20932,161.71209657551123]
[null,null,"Yes","SEE904076796426","BNA1945","Stadtwerke Kiel AG","Küstenkraftwerk K.I.E.L Motor 4","2018-11-23","CCGT",0.40589999999999998,8.20932,161.71209657551123]
[null,null,"Yes","SEE940475173918","BNA1945","Stadtwerke Kiel AG","Küstenkraftwerk K.I.E.L Motor 5","2018-11-09","CCGT",0.40589999999999998,8.20932,161.71209657551123]
[null,null,"Yes","SEE967544153657","BNA1945","Stadtwerke Kiel AG","Küstenkraftwerk K.I.E.L Motor 6","2018-09-27","CCGT",0.40589999999999998,8.20932,161.71209657551123]
[null,null,"Yes","SEE921059219284","BNA1945","Stadtwerke Kiel AG","Küstenkraftwerk K.I.E.L Motor 7","2018-09-28","CCGT",0.40589999999999998,8.20932,161.71209657551123]
[null,null,"Yes","SEE934242259776","BNA1945","Stadtwerke Kiel AG","Küstenkraftwerk K.I.E.L Motor 8","2018-10-01","CCGT",0.40589999999999998,8.20932,161.71209657551123]
[null,null,"Yes","SEE916435406600","BNA1945","Stadtwerke Kiel AG","Küstenkraftwerk K.I.E.L Motor 9","2018-10-04","CCGT",0.40589999999999998,8.20932,161.71209657551123]
[null,null,"Yes","SEE910823411191","BNA1946","BMW AG","Werk 1.1 KWK 1","2019-02-20","CCGT",0.40589999999999998,3.915,161.71209657551123]
[null,null,"Yes","SEE917331286914","BNA1946","BMW AG","Werk 1.1 KWK 2","2019-02-20","CCGT",0.40589999999999998,3.915,161.71209657551123]
[null,null,"Yes","SEE902845037787","BNA1946","BMW AG","Werk 1.1 KWK 3","2019-02-20","CCGT",0.40589999999999998,3.915,161.71209657551123]
[null,null,"Yes","SEE967283752913","BNA1947","BMW AG","Werk 1.5 KWK 1","2019-04-30","CCGT",0.40589999999999998,2.9232,161.71209657551123]
[null,null,"Yes","SEE995752550746","BNA1947","BMW AG","Werk 1.5 KWK 2","2019-04-30","CCGT",0.40589999999999998,2.9232,161.71209657551123]
[null,null,"Yes","SEE982889459141","BNA1947","BMW AG","Werk 1.5 KWK 3","2019-04-30","CCGT",0.40589999999999998,2.9232,161.71209657551123]
[null,null,"Yes","SEE927436598478","BNA1947","BMW AG","Werk 1.5 KWK 4","2019-04-30","CCGT",0.40589999999999998,2.9232,161.71209657551123]
[null,null,"Yes","SEE985331675700","BNA1405a","Fernwärme Ulm GmbH","HKW Magirusstraße","1992-11-09","CCGT",0.40500000000000003,10.962,162.06812345679012]
[null,null,"Yes","SEE957769851605","BNA1868","Mainova AG","HKW West Turbine 5","2017-12-07","CCGT",0.40479999999999999,34.049190000000003,162.14745553359685]
[null,null,"Yes","SEE953235539855","BNA1909","EnBW Energie Baden-Württemberg AG","Heizkraftwerk Stuttgart-Gaisburg HKW 3 Motor 1","2018-08-29","CCGT",0.40479999999999999,8.4537899999999997,162.14745553359685]
[null,null,"Yes","SEE974615285285","BNA1909","EnBW Energie Baden-Württemberg AG","Heizkraftwerk Stuttgart-Gaisburg HKW 3 Motor 2","2018-08-29","CCGT",0.40479999999999999,8.4537899999999997,162.14745553359685]
[null,null,"Yes","SEE972346658903","BNA1909","EnBW Energie Baden-Württemberg AG","Heizkraftwerk Stuttgart-Gaisburg HKW 3 Motor 3","2018-08-29","CCGT",0.40479999999999999,8.4537899999999997,162.14745553359685]
[null,null,"Yes","SEE907667929555","BNA1911","DREWAG - Stadtwerke Dresden GmbH","HKW Dresden-Nord","2018-12-07","CCGT",0.40479999999999999,10.005000000000001,162.14745553359685]
[null,null,"Yes","SEE949816813650","BNA1925","ENGIE Deutschland GmbH",70001314.010000005,"2018-11-21","CCGT",0.40479999999999999,3.8166899999999995,162.14745553359685]
[null,null,"Yes","SEE971156902916","BNA1925","ENGIE Deutschland GmbH",70001314.010000005,"2018-11-26","CCGT",0.40479999999999999,3.8166899999999995,162.14745553359685]
[null,null,"Yes","SEE904748267797","BNA1925","ENGIE Deutschland GmbH",70001314.010000005,"2018-11-20","CCGT",0.40479999999999999,3.8166899999999995,162.14745553359685]
[null,null,"Yes","SEE968905685947","BNA1925","ENGIE Deutschland GmbH",70001314.010000005,"2018-11-19","CCGT",0.40479999999999999,3.8166899999999995,162.14745553359685]
[null,null,"Yes","SEE929808661773","BNA1926","ENGIE Deutschland GmbH",70001313.010000005,"2018-12-05","CCGT",0.40479999999999999,3.8906400000000003,162.14745553359685]
[null,null,"Yes","SEE956808243722","BNA1926","ENGIE Deutschland GmbH",70001313.010000005,"2018-12-05","CCGT",0.40479999999999999,3.8906400000000003,162.14745553359685]
[null,null,"Yes","SEE984068604342","BNA1926","ENGIE Deutschland GmbH",70001313.010000005,"2018-12-05","CCGT",0.40479999999999999,3.8906400000000003,162.14745553359685]
[null,null,"Yes","SEE948545926433","BNA1926","ENGIE Deutschland GmbH",70001313.010000005,"2018-12-06","CCGT",0.40479999999999999,3.8906400000000003,162.14745553359685]
[null,null,"Yes","SEE957602727647","BNA1926","ENGIE Deutschland GmbH",70001313.010000005,"2018-12-06","CCGT",0.40479999999999999,3.8906400000000003,162.14745553359685]
[null,null,"Yes","SEE901246020381","BNA1927","TEAG Thüringer Energie AG","Gasmotor Bad Salzungen","2018-12-04","CCGT",0.40479999999999999,8.70261,162.14745553359685]
[null,null,"Yes","SEE997719859992","BNA0081","Vattenfall Wärme Berlin AG","HKW Klingenberg Dampfturbine 1","1981-08-13","CCGT",0.4037,45.24,162.58518702006441]
[null,null,"Yes","SEE988684097793","BNA0081","Vattenfall Wärme Berlin AG","HKW Klingenberg Dampfturbine 2","1981-11-24","CCGT",0.4037,48.72,162.58518702006441]
[null,null,"Yes","SEE965333653821","BNA0081","Vattenfall Wärme Berlin AG","HKW Klingenberg Dampfturbine 3","1982-08-19","CCGT",0.4037,48.72,162.58518702006441]
[null,null,"Yes","SEE975166535577","BNA0361","DSM Nutritional Products GmbH","Dampfturbine DT4","1979-01-01","CCGT",0.4037,6.96,162.58518702006441]
[null,null,"Yes","SEE955111508221","BNA0361","DSM Nutritional Products GmbH","Dampfturbine DT5","2018-03-21","CCGT",0.4037,7.3306199999999997,162.58518702006441]
[null,null,"Yes","SEE934531299087","BNA0361","DSM Nutritional Products GmbH","Gasturbine GT","2017-11-07","CCGT",0.4037,19.14,162.58518702006441]
[null,null,"Yes","SEE986959633936","BNA1187","Pfeifer & Langen GmbH ＆ Co. KG","Lage Generator 1","1981-08-31","CCGT",0.4037,7.7273399999999999,162.58518702006441]
[null,null,"Yes","SEE955178360381","BNA1873","BMW AG","KWK 1 Gebäude 192.0","2017-11-15","CCGT",0.4037,3.5583,162.58518702006441]
[null,null,"Yes","SEE993922966908","BNA1873","BMW AG","KWK 3 Geb. 192.0","2017-11-15","CCGT",0.4037,3.5583,162.58518702006441]
[null,null,"Yes","SEE933402065318","BNA1873","BMW AG","KWK 4 Geb. 192.0","2017-11-15","CCGT",0.4037,3.5583,162.58518702006441]
[null,null,"Yes","SEE934897209904","BNA1060","Uniper Kraftwerke GmbH","Wilhelmshaven GT","1976-01-01","Oil",0.30980000000000002,51,162.79857972885731]
[null,null,"Yes","SEE977273010268","BNA1676","Evonik Operations GmbH","Kraftwerk IV, DT 411","2016-02-13","CCGT",0.40260000000000001,9.57,163.02531048186785]
[null,null,"Yes","SEE945093389369","BNA1676","Evonik Operations GmbH","Kraftwerk IV, GT 421","2016-02-13","CCGT",0.40260000000000001,40.89,163.02531048186785]
[null,null,"Yes","SEE931050475398","BNA1818","RheinEnergie AG","GuD Niehl 3 RheinEnergie","2016-04-29","CCGT",0.40260000000000001,394.02299999999997,163.02531048186785]
[null,null,"Yes","SEE977956291342","BNA1859","Ford-Werke GmbH","BHKW Ford Saarlouis","2016-10-28","CCGT",0.40260000000000001,18.800699999999999,163.02531048186785]
[null,null,"Yes","SEE928797247012","BNA1862","BMW AG","Regensburg KWK 5","2016-08-22","CCGT",0.40260000000000001,2.3072400000000002,163.02531048186785]
[null,null,"Yes","SEE958184152735","BNA1904","Stadtwerke Flensburg","Dampfturbine 7","1980-10-21","CCGT",0.40260000000000001,24.36,163.02531048186785]
[null,null,"Yes","SEE926418118239",null,"Crespel & Deiters GmbH ＆ Co. KG","GTS4","2013-06-07","OCGT",0.4,1.6095000000000002,163.57522499999999]
[null,null,"Yes","SEE953048986860",null,"K+S Minerals and Agriculture GmbH","Fabrik NE GT Tr","2009-07-02","OCGT",0.4,4.4369999999999994,163.57522499999999]
[null,null,"Yes","SEE938018666973",null,"K+S Minerals and Agriculture GmbH","Fabrik NE GT Tr.","2009-07-02","OCGT",0.4,4.4369999999999994,163.57522499999999]
[null,null,"Yes","SEE939524649245",null,"K+S Minerals and Agriculture GmbH","ZI Tr GT1","2017-07-02","OCGT",0.4,4.7850000000000001,163.57522499999999]
[null,null,"Yes","SEE933094075404","BNA1248b","UPM GmbH","UPM Schongau HKW 3 DT","2014-12-19","CCGT",0.40039999999999998,26.247900000000001,163.91281218781219]
[null,null,"Yes","SEE912975333499","BNA1248b","UPM GmbH","UPM Schongau HKW 3 GT","2014-12-20","CCGT",0.40039999999999998,38.565360000000005,163.91281218781219]
[null,null,"Yes","SEE925723270861","BNA1292b","J. M. Voith SE & Co. KG","HDH_004_Industrieheizkraftwerk-Heidenheim_GM1","2014-01-01","CCGT",0.40039999999999998,3.6757499999999999,163.91281218781219]
[null,null,"Yes","SEE942581404276","BNA1292b","J. M. Voith SE & Co. KG","HDH_004_Industrieheizkraftwerk-Heidenheim_GM2","2014-01-01","CCGT",0.40039999999999998,3.6757499999999999,163.91281218781219]
[null,null,"Yes","SEE999306148830","BNA1292b","J. M. Voith SE & Co. KG","HDH_004_Industrieheizkraftwerk-Heidenheim_GM3","2014-01-01","CCGT",0.40039999999999998,3.6757499999999999,163.91281218781219]
[null,null,"Yes","SEE908119179962","BNA1292b","J. M. Voith SE & Co. KG","HDH_004_Industrieheizkraftwerk-Heidenheim_GM4","1999-01-01","CCGT",0.40039999999999998,3.2407500000000002,163.91281218781219]
[null,null,"Yes","SEE964121468647","BNA1292b","J. M. Voith SE & Co. KG","HDH_004_Industrieheizkraftwerk-Heidenheim_GM5","2004-01-01","CCGT",0.40039999999999998,3.2442299999999999,163.91281218781219]
[null,null,"Yes","SEE971995083203","BNA1677","Volkswagen AG","BHKW Braunschweig","2014-07-27","CCGT",0.40039999999999998,9.048,163.91281218781219]
[null,null,"Yes","SEE980130244065","BNA1678","Flughafen München GmbH","BHKW 2 - GOM 1","2014-12-03","CCGT",0.40039999999999998,3.6600899999999998,163.91281218781219]
[null,null,"Yes","SEE976877764072","BNA1678","Flughafen München GmbH","BHKW 2 - GOM 2","2014-12-04","CCGT",0.40039999999999998,3.6600899999999998,163.91281218781219]
[null,null,"Yes","SEE925705511180","BNA1678","Flughafen München GmbH","BHKW 2 - GOM 3","2014-12-10","CCGT",0.40039999999999998,3.6600899999999998,163.91281218781219]
[null,null,"Yes","SEE925623713673","BNA1678","Flughafen München GmbH","BHKW 2 - GOM 4","2014-12-11","CCGT",0.40039999999999998,3.6600899999999998,163.91281218781219]
[null,null,"Yes","SEE959229794460","BNA0256","SWE Energie GmbH","DT","1999-12-17","CCGT",0.4,26.1,164.07522499999999]
[null,null,"Yes","SEE941875842596","BNA0863","Salzgitter Flachstahl GmbH","Ma 1","1941-03-01","CCGT",0.4,30.45,164.07522499999999]
[null,null,"Yes","SEE979791664664","BNA0863","Salzgitter Flachstahl GmbH","Ma 2","2006-07-15","CCGT",0.4,43.064999999999998,164.07522499999999]
[null,null,"Yes","SEE969074173341","BNA0863","Salzgitter Flachstahl GmbH","Ma 3","1941-02-01","CCGT",0.4,30.45,164.07522499999999]
[null,null,"Yes","SEE957844983702","BNA0863","Salzgitter Flachstahl GmbH","Ma A","1941-01-01","CCGT",0.4,7.83,164.07522499999999]
[null,null,"Yes","SEE967243760361","BNA1463","Smurfit Kappa Herzberg Solid Board GmbH","Dampfturbine 3","1983-01-01","CCGT",0.4,11.7363,164.07522499999999]
[null,null,"Yes","SEE919286948329","BNA1553","Gunvor Raffinerie Ingolstadt GmbH","Kraftwerk GRI","1964-01-01","CCGT",0.4,6.7859999999999996,164.07522499999999]
[null,null,"Yes","SEE938449433663","BNA1553","Gunvor Raffinerie Ingolstadt GmbH","Kraftwerk GRI","1964-01-01","CCGT",0.4,6.2640000000000002,164.07522499999999]
[null,null,"Yes","SEE933714674710","BNA1553","Gunvor Raffinerie Ingolstadt GmbH","Kraftwerk GRI","1964-01-01","CCGT",0.4,8.6999999999999993,164.07522499999999]
[null,null,"Yes","SEE972128015696","BNA1990","RheinEnergie AG","BHKW Merheim RheinEnergie","2020-06-01","CCGT",0.4,27.057000000000002,164.07522499999999]
[null,null,"Yes","SEE900527375523",null,"AG der Dillinger Hüttenwerke","T2","1960-01-01","CCGT",0.4,4.7850000000000001,164.07522499999999]
[null,null,"Yes","SEE995596088894",null,"3M Deutschland GmbH","3M Deutschland GmbH T3 Wuppertal","1957-07-19","CCGT",0.4,4.7850000000000001,164.07522499999999]
[null,null,"Yes","SEE945933440847",null,"3M Deutschland GmbH","3M Wuppetal Kraftwerk T4","1963-06-10","CCGT",0.4,4.7850000000000001,164.07522499999999]
[null,null,"Yes","SEE943007353727",null,"Airbus Operations","BHKW 1 Hamburg","2016-07-11","CCGT",0.4,1.7391300000000001,164.07522499999999]
[null,null,"Yes","SEE986400818790",null,"Airbus Operations","BHKW 2 Hamburg","2013-02-28","CCGT",0.4,7.5081000000000007,164.07522499999999]
[null,null,"Yes","SEE900252837358",null,"Baden Board GmbH","Gasturbine","2001-01-01","CCGT",0.4,3.915,164.07522499999999]
[null,null,"Yes","SEE957939399869",null,"BASF Personal Care and Nutrition GmbH","BHKW BASF F17","2016-07-22","CCGT",0.4,1.7121599999999999,164.07522499999999]
[null,null,"Yes","SEE984352856976",null,"BMW AG","Leipzig KWK 1","2009-03-09","CCGT",0.4,2.71353,164.07522499999999]
[null,null,"Yes","SEE919395394109",null,"BMW AG","Leipzig KWK 2","2016-12-14","CCGT",0.4,1.0008306000000002,164.07522499999999]
[null,null,"Yes","SEE956674158182",null,"BMW AG","BMW Landshut KWK 1","2009-04-01","CCGT",0.4,1.1745000000000001,164.07522499999999]
[null,null,"Yes","SEE945807171310",null,"BMW AG","BMW Landshut KWK 2","2009-04-01","CCGT",0.4,1.1745000000000001,164.07522499999999]
[null,null,"Yes","SEE909963484639",null,"BMW AG","BMW Landshut KWK 3","2014-07-31","CCGT",0.4,2.2184999999999997,164.07522499999999]
[null,null,"Yes","SEE943109996648",null,"BMW AG","BMW Landshut KWK 4","2018-07-08","CCGT",0.4,3.7409999999999997,164.07522499999999]
[null,null,"Yes","SEE996431301710",null,"BMW AG","BMW Landshut KWK 5","2018-07-08","CCGT",0.4,3.7409999999999997,164.07522499999999]
[null,null,"Yes","SEE935253303649",null,"BMW AG","BMW Landshut KWK 6","2018-07-08","CCGT",0.4,3.7409999999999997,164.07522499999999]
[null,null,"Yes","SEE975854838485",null,"BMW AG","BMW Landshut KWK 7","2018-07-08","CCGT",0.4,3.7409999999999997,164.07522499999999]
[null,null,"Yes","SEE973007329446",null,"Boehringer Ingelheim Pharma GmbH&Co.KG","Boehringer Ingelheim - H111 - GT51/AK51","2002-09-28","CCGT",0.4,3.8976000000000002,164.07522499999999]
[null,null,"Yes","SEE968984873471",null,"Caterpillar Energy Solutions","P34","2007-06-27","CCGT",0.4,1.2005999999999999,164.07522499999999]
[null,null,"Yes","SEE997674469793",null,"Caterpillar Energy Solutions","P35","2007-06-27","CCGT",0.4,2.0009999999999999,164.07522499999999]
[null,null,"Yes","SEE949685414514",null,"Caterpillar Energy Solutions","P87","2004-01-21","CCGT",0.4,1.5921000000000001,164.07522499999999]
[null,null,"Yes","SEE965444118547",null,"Crespel & Deiters GmbH ＆ Co. KG","GTS3","2009-07-03","CCGT",0.4,4.6980000000000004,164.07522499999999]
[null,null,"Yes","SEE951802406722",null,"Crespel & Deiters GmbH ＆ Co. KG","GTS5","2017-12-20","CCGT",0.4,6.5163000000000002,164.07522499999999]
[null,null,"Yes","SEE908040387344",null,"DFS Energy GmbH","BHKW1","2014-10-15","CCGT",0.4,1.7230349999999999,164.07522499999999]
[null,null,"Yes","SEE958897712714",null,"DFS Energy GmbH","BHKW2","2014-09-24","CCGT",0.4,1.7230349999999999,164.07522499999999]
[null,null,"Yes","SEE964821359092",null,"DFS Energy GmbH","GT1","2014-06-05","CCGT",0.4,3.8793299999999995,164.07522499999999]
[null,null,"Yes","SEE947894664195",null,"DFS Energy GmbH","GT2","2014-06-05","CCGT",0.4,3.8793299999999995,164.07522499999999]
[null,null,"Yes","SEE905790208189",null,"Dr. Ing. h.c. F. Porsche AG","W04_B26_BHKW 2","2016-10-17","CCGT",0.4,1.7095500000000001,164.07522499999999]
[null,null,"Yes","SEE944254703181",null,"Dr. Ing. h.c. F. Porsche AG","W04_B26_BHKW 3","2019-01-11","CCGT",0.4,1.69998,164.07522499999999]
[null,null,"Yes","SEE940191479424",null,"Dr. Ing. h.c. F. Porsche AG","W04_B26_BHKW 4","2018-10-15","CCGT",0.4,1.69998,164.07522499999999]
[null,null,"Yes","SEE900364034072",null,"EnBW Energie Baden-Württemberg AG","Heizkraftwerk Heilbronn FHT 1","2015-05-01","CCGT",0.4,5.6550000000000002,164.07522499999999]
[null,null,"Yes","SEE902114639810",null,"envia THERM GmbH","Bitterfeld BHKW","2016-04-11","CCGT",0.4,1.74,164.07522499999999]
[null,null,"Yes","SEE941042670380",null,"Erlanger Stadtwerke AG","KWK-Bunsenstr.","2018-12-21","CCGT",0.4,7.1548800000000004,164.07522499999999]
[null,null,"Yes","SEE901196452256",null,"essity Operations Mainz-Kostheim GmbH","Turbine 4","1983-06-30","CCGT",0.4,5.8376999999999999,164.07522499999999]
[null,null,"Yes","SEE973271553004",null,"essity Operations Mainz-Kostheim GmbH","Turbine 5","2013-01-09","CCGT",0.4,4.8459000000000003,164.07522499999999]
[null,null,"Yes","SEE990308000553",null,"Fernheizwerk Neukölln AG","Fernheizwerk 1-BHKW 4","2013-11-05","CCGT",0.4,1.7678400000000001,164.07522499999999]
[null,null,"Yes","SEE926990956885",null,"Fernheizwerk Neukölln AG","Fernheizwerk 2-BHKW 5","2013-11-05","CCGT",0.4,1.7643599999999999,164.07522499999999]
[null,null,"Yes","SEE994281911899",null,"Fernheizwerk Neukölln AG","Fernheizwerk 3-BHKW 6","2013-11-05","CCGT",0.4,1.7660999999999998,164.07522499999999]
[null,null,"Yes","SEE998028907619",null,"Fernheizwerk Neukölln AG","Fernheizwerk 4-BHKW 7","2014-06-12","CCGT",0.4,1.7469600000000001,164.07522499999999]
[null,null,"Yes","SEE934292362181",null,"Fernheizwerk Neukölln AG","Fernheizwerk 6-BHKW 8","2020-07-14","CCGT",0.4,1.7189460000000001,164.07522499999999]
[null,null,"Yes","SEE987729168146",null,"Ferrero OHG mbH","KWK 1 - Kesselhaus","2007-04-01","CCGT",0.4,4.3499999999999996,164.07522499999999]
[null,null,"Yes","SEE965711846036",null,"Ferrero OHG mbH","KWK 2 - Kesselhaus","2010-12-27","CCGT",0.4,6.5250000000000004,164.07522499999999]
[null,null,"Yes","SEE929826629465",null,"FFR Fernwärmeversorgung Flugplatz Ramstein","BHKW Ramstein","2018-12-13","CCGT",0.4,11.092499999999999,164.07522499999999]
[null,null,"Yes","SEE959745626917",null,"Rolls-Royce Solutions Augsburg GmbH","Prüfstand 11","2004-03-01","CCGT",0.4,3.48,164.07522499999999]
[null,null,"Yes","SEE957639615832",null,"MAN Energy Solutions SE","Prüfstand 15","2009-05-01","CCGT",0.4,12.18,164.07522499999999]
[null,null,"Yes","SEE952857304476",null,"MAN Energy Solutions SE","Prüfstand 32","2013-09-01","CCGT",0.4,1.6182000000000001,164.07522499999999]
[null,null,"Yes","SEE926356200836",null,"Rolls-Royce Solutions Augsburg GmbH","Prüfstand 4","2003-01-01","CCGT",0.4,1.3049999999999999,164.07522499999999]
[null,null,"Yes","SEE971949289934",null,"Rolls-Royce Solutions Augsburg GmbH","Prüfstand 5","2004-03-01","CCGT",0.4,2.7840000000000003,164.07522499999999]
[null,null,"Yes","SEE949310869146",null,"Rolls-Royce Solutions Augsburg GmbH","Prüfstand 6","2004-03-01","CCGT",0.4,2.7840000000000003,164.07522499999999]
[null,null,"Yes","SEE925189660817",null,"Rolls-Royce Solutions Augsburg GmbH","Prüfstand 8","2004-03-01","CCGT",0.4,2.7840000000000003,164.07522499999999]
[null,null,"Yes","SEE941055812814",null,"MAN Energy Solutions SE","SI-Gasmotor (12 V 32/40)","2005-05-04","CCGT",0.4,4.6544999999999996,164.07522499999999]
[null,null,"Yes","SEE939211785720",null,"OMV Deutschland Operations GmbH & Co. KG","Dampfgeneratorturbine 1","1970-04-06","CCGT",0.4,6.7859999999999996,164.07522499999999]
[null,null,"Yes","SEE947745452346",null,"OMV Deutschland Operations GmbH & Co. KG","Dampfgeneratorturbine 2","1969-07-01","CCGT",0.4,6.8730000000000002,164.07522499999999]
[null,null,"Yes","SEE923953841820",null,"HanseWerk Natur GmbH","99000290 Angerburger Str. Erdgas-BHKW","2017-10-19","CCGT",0.4,1.3006500000000001,164.07522499999999]
[null,null,"Yes","SEE920571907488",null,"HanseWerk Natur GmbH","99000649 Reichsbahnstr. Erdgas-BHKW 1","2017-11-29","CCGT",0.4,3.7644899999999999,164.07522499999999]
[null,null,"Yes","SEE944861777810",null,"HanseWerk Natur GmbH","99000649 Reichsbahnstr. Erdgas-BHKW 2","2017-11-29","CCGT",0.4,1.74,164.07522499999999]
[null,null,"Yes","SEE967129146814",null,"HanseWerk Natur GmbH","99000649 Reichsbahnstr. Erdgas-BHKW 3","2018-12-04","CCGT",0.4,1.74,164.07522499999999]
[null,null,"Yes","SEE906681939748",null,"Jäckering Mühlen- und Nährmittelwerke GmbH","BHKW Hafen - Modul 1","2013-04-01","CCGT",0.4,1.8905100000000001,164.07522499999999]
[null,null,"Yes","SEE967448123107",null,"Jäckering Mühlen- und Nährmittelwerke GmbH","BHKW Hafen - Modul 2","2013-04-01","CCGT",0.4,1.8905100000000001,164.07522499999999]
[null,null,"Yes","SEE956207547964",null,"Jäckering Mühlen- und Nährmittelwerke GmbH","BHKW Hafen - Modul 3","2013-04-01","CCGT",0.4,1.8905100000000001,164.07522499999999]
[null,null,"Yes","SEE900348277440",null,"Jäckering Mühlen- und Nährmittelwerke GmbH","BHKW Hafen - Modul 4","2013-04-01","CCGT",0.4,1.8905100000000001,164.07522499999999]
[null,null,"Yes","SEE942234222677",null,"Jäckering Mühlen- und Nährmittelwerke GmbH","BHKW Hafen - Modul 5","2013-04-01","CCGT",0.4,1.8905100000000001,164.07522499999999]
[null,null,"Yes","SEE982412379564",null,"Jäckering Mühlen- und Nährmittelwerke GmbH","BHKW Hafen - Modul 6","2017-12-28","CCGT",0.4,1.2162599999999999,164.07522499999999]
[null,null,"Yes","SEE977583940965",null,"Jäckering Mühlen- und Nährmittelwerke GmbH","BHKW Hafen - Modul 7","2017-12-28","CCGT",0.4,1.8931200000000001,164.07522499999999]
[null,null,"Yes","SEE907892165506",null,"Mark-E Aktiengesellschaft","Cuno Heizkraftwerk Herdecke BHKW1","2004-01-01","CCGT",0.4,1.74,164.07522499999999]
[null,null,"Yes","SEE986561991462",null,"Mark-E Aktiengesellschaft","Cuno Heizkraftwerk Herdecke BHKW2","2005-01-01","CCGT",0.4,1.74,164.07522499999999]
[null,null,"Yes","SEE995184160995",null,"Mark-E Aktiengesellschaft","Cuno Heizkraftwerk Herdecke BHKW3","2014-01-01","CCGT",0.4,1.74,164.07522499999999]
[null,null,"Yes","SEE946476002431",null,"Kelheim Fibres GmbH","Turbine 6","1970-07-16","CCGT",0.4,18.10905,164.07522499999999]
[null,null,"Yes","SEE980823248912",null,"Kelheim Fibres GmbH","Turbine 7","2014-08-05","CCGT",0.4,22.558229999999998,164.07522499999999]
[null,null,"Yes","SEE955995472915",null,"Industriekraftwerk Greifswald GmbH","KWK-Anlage Industriekraftwerk Greifswald","2013-03-14","CCGT",0.4,31.32,164.07522499999999]
[null,null,"Yes","SEE960935066536",null,"INEOS SOLVENTS GERMANY GMBH","TG7","1974-11-14","CCGT",0.4,10.44,164.07522499999999]
[null,null,"Yes","SEE916733797554",null,"Julius Glatz","Turbine 1","1955-01-01","CCGT",0.4,3.6105000000000005,164.07522499999999]
[null,null,"Yes","SEE981577567892",null,"Julius Glatz","Turbine 2","1955-01-01","CCGT",0.4,6.0203999999999995,164.07522499999999]
[null,null,"Yes","SEE907064154956",null,"K+S Minerals and Agriculture GmbH","Kraftwerk HA GT1","2017-07-02","CCGT",0.4,4.9329000000000001,164.07522499999999]
[null,null,"Yes","SEE906462907775",null,"K+S Minerals and Agriculture GmbH","Kraftwerk HA GT2","2017-07-02","CCGT",0.4,4.9329000000000001,164.07522499999999]
[null,null,"Yes","SEE990935582224",null,"K+S Minerals and Agriculture GmbH","Kraftwerk HA GT3","2006-07-02","CCGT",0.4,5.22,164.07522499999999]
[null,null,"Yes","SEE947763810036",null,"H&R Chemisch Pharmazeutische Spezialitäten GmbH","HuR-IKW-G5","2016-12-30","CCGT",0.4,7.8552299999999997,164.07522499999999]
[null,null,"Yes","SEE942954514045",null,"Merck KGaA","DA_BHKW_01","2014-07-11","CCGT",0.4,2.6448,164.07522499999999]
[null,null,"Yes","SEE967909872162",null,"Stadtwerke Aachen AG","STAWAG BHKW Campus Melaten","2018-12-19","CCGT",0.4,8.2650000000000006,164.07522499999999]
[null,null,"Yes","SEE942369834141",null,"Zanders Paper GmbH","Kraftwerk Zanders Paper GmbH","1989-01-01","CCGT",0.4,18.322199999999999,164.07522499999999]
[null,null,"Yes","SEE986027519575",null,"Stadtwerke Bernburg GmbH","BHKW Friedenshall M2","2018-10-16","CCGT",0.4,1.70085,164.07522499999999]
[null,null,"Yes","SEE920885263676",null,"Stadtwerke Bernburg GmbH","BHKW Friedenshall M3","2018-10-16","CCGT",0.4,1.70085,164.07522499999999]
[null,null,"Yes","SEE981673107183",null,"Stadtwerke Bernburg GmbH","BHKW Paul-Schneider-Straße","2011-01-17","CCGT",0.4,1.7043300000000001,164.07522499999999]
[null,null,"Yes","SEE988410265359",null,"Stadtwerke Bernburg GmbH","BHKW Serumwerk","2009-01-08","CCGT",0.4,1.7043300000000001,164.07522499999999]
[null,null,"Yes","SEE944326423818",null,"Stadtwerke Bernburg GmbH","BHKW-Roschwitz","2013-09-27","CCGT",0.4,1.7095500000000001,164.07522499999999]
[null,null,"Yes","SEE952754203742",null,"StWB Stadtwerke Brandenburg an der Havel","Warschauer Straße 17A","2010-05-10","CCGT",0.4,1.7313000000000001,164.07522499999999]
[null,null,"Yes","SEE936805420975",null,"StWB Stadtwerke Brandenburg an der Havel","Zauchestraße","2009-11-19","CCGT",0.4,1.7313000000000001,164.07522499999999]
[null,null,"Yes","SEE914143996840",null,"Sasol Germany GmbH","GT3","2020-10-02","CCGT",0.4,6.4623600000000003,164.07522499999999]
[null,null,"Yes","SEE943163469652",null,"Stadtwerke Frankfurt (Oder) GmbH","BHKW-Süd","2015-04-28","CCGT",0.4,1.7391300000000001,164.07522499999999]
[null,null,"Yes","SEE942432515786",null,"WMF Group GmbH","Dampfturbine","1943-01-01","CCGT",0.4,9.2219999999999995,164.07522499999999]
[null,null,"Yes","SEE942028155815",null,"Stadtwerke Greifswald GmbH","BHKW-Kapaunenstraße Modul 1","2018-09-26","CCGT",0.4,2.2437300000000002,164.07522499999999]
[null,null,"Yes","SEE971441182924",null,"Stadtwerke Greifswald GmbH","BHKW-Kapaunenstraße Modul 2","2018-09-26","CCGT",0.4,2.2437300000000002,164.07522499999999]
[null,null,"Yes","SEE982138852266",null,"Stadtwerke Greifswald GmbH","BHKW-Süd","2020-12-16","CCGT",0.4,3.5669999999999997,164.07522499999999]
[null,null,"Yes","SEE994846175667",null,"Wärme Hamburg GmbH","BHKW Haferweg","2016-08-09","CCGT",0.4,1.11534,164.07522499999999]
[null,null,"Yes","SEE903050015065",null,"Wärme Hamburg GmbH","HW Hafen","2005-09-14","CCGT",0.4,1.66605,164.07522499999999]
[null,null,"Yes","SEE936112096313",null,"SWISS KRONO TEX","BHKW","2016-01-21","CCGT",0.4,1.70259,164.07522499999999]
[null,null,"Yes","SEE911689709217",null,"Smurfit Kappa Herzberg Solid Board GmbH","Dampfturbine 2","1957-01-01","CCGT",0.4,5.22,164.07522499999999]
[null,null,"Yes","SEE906315722982",null,"Smurfit Kappa Hoya Papier und Karton GmbH","DT 1","1971-01-01","CCGT",0.4,5.3452799999999998,164.07522499999999]
[null,null,"Yes","SEE914688001801",null,"Smurfit Kappa Hoya Papier und Karton GmbH","DT 2 (KKK)","1996-01-01","CCGT",0.4,3.7749300000000003,164.07522499999999]
[null,null,"Yes","SEE989342161450",null,"Smurfit Kappa Hoya Papier und Karton GmbH","Gasturbine 2 (TBM)","2014-05-01","CCGT",0.4,5.67936,164.07522499999999]
[null,null,"Yes","SEE939394838077",null,"Stadtwerke Lemgo GmbH","KWK-0005","2014-10-24","CCGT",0.4,1.7391300000000001,164.07522499999999]
[null,null,"Yes","SEE919932222612",null,"Stadtwerke Lemgo GmbH","KWK-0006","2012-02-09","CCGT",0.4,1.7391300000000001,164.07522499999999]
[null,null,"Yes","SEE929612840487",null,"Stadtwerke Lemgo GmbH","KWK-0007","2014-11-13","CCGT",0.4,1.7391300000000001,164.07522499999999]
[null,null,"Yes","SEE995963332841",null,"Stadtwerke Lemgo GmbH","KWK-0008","2013-12-16","CCGT",0.4,1.7391300000000001,164.07522499999999]
[null,null,"Yes","SEE987257004671",null,"Stadtwerke Lemgo GmbH","KWK-0009","2011-12-20","CCGT",0.4,1.7391300000000001,164.07522499999999]
[null,null,"Yes","SEE924769212057",null,"Stadtwerke Lemgo GmbH","KWK-0010","2013-09-16","CCGT",0.4,0.89610000000000001,164.07522499999999]
[null,null,"Yes","SEE917211054664",null,"Stadtwerke Lübeck GmbH","BHKW CGS","2016-08-05","CCGT",0.4,1.7391300000000001,164.07522499999999]
[null,null,"Yes","SEE960400012501",null,"Stadtwerke Lübeck GmbH","BHKW FAH","2013-10-01","CCGT",0.4,1.7382599999999999,164.07522499999999]
[null,null,"Yes","SEE968328974024",null,"Stadtwerke Lübeck GmbH","BHKW GEN (mit Spillingmotor)","1989-01-01","CCGT",0.4,1.66083,164.07522499999999]
[null,null,"Yes","SEE934738705541",null,"Stadtwerke Lübeck GmbH","BHKW MBT","2016-01-18","CCGT",0.4,1.7382599999999999,164.07522499999999]
[null,null,"Yes","SEE984434924425",null,"Stadtwerke Lübeck GmbH","BHKW MOB","2005-03-01","CCGT",0.4,1.7139,164.07522499999999]
[null,null,"Yes","SEE950923564083",null,"Stadtwerke Lübeck GmbH","BHKW NIE","2014-02-24","CCGT",0.4,1.74,164.07522499999999]
[null,null,"Yes","SEE973466684971",null,"Stadtwerke Lübeck GmbH","BHKW POS","2005-06-03","CCGT",0.4,1.7391300000000001,164.07522499999999]
[null,null,"Yes","SEE933136709328",null,"Stadtwerke Lübeck GmbH","BHKW RAT","2014-11-25","CCGT",0.4,1.74,164.07522499999999]
[null,null,"Yes","SEE992720174720",null,"Stadtwerke Lübeck GmbH","BHKW TOE","2017-07-25","CCGT",0.4,1.7391300000000001,164.07522499999999]
[null,null,"Yes","SEE913660206173",null,"Stadtwerke Lübeck GmbH","BHKW ZIE","2014-12-03","CCGT",0.4,1.74,164.07522499999999]
[null,null,"Yes","SEE928983473973",null,"Westag & Getalit AG","BHKW-G","2012-10-10","CCGT",0.4,1.7391300000000001,164.07522499999999]
[null,null,"Yes","SEE900559860912",null,"WUN Pellets GmbH","WUN Pellets - BHKW - Modul II","2018-10-01","CCGT",0.4,3.8367,164.07522499999999]
[null,null,"Yes","SEE998778600532",null,"WUN Pellets GmbH","WUN Pellets - BHKW-Modul I","2018-10-01","CCGT",0.4,3.8367,164.07522499999999]
[null,null,"Yes","SEE926582462244",null,"WUN Pellets GmbH","WUN Pellets - BHKW-Modul III","2018-10-01","CCGT",0.4,3.8367,164.07522499999999]
[null,null,"Yes","SEE937830141170",null,"Volkswagen Sachsen GmbH - Fahrzeugwerk Zwickau","BHKW-G66-KWK-klein","2017-10-16","CCGT",0.4,3.306,164.07522499999999]
[null,null,"Yes","SEE945217244789",null,"SWM Services GmbH","SWM HKW Freimann GT11","2021-01-01","CCGT",0.4,44.265599999999999,164.07522499999999]
[null,null,"Yes","SEE920560912882",null,"SWM Services GmbH","SWM HKW Freimann GT12","2021-01-01","CCGT",0.4,44.265599999999999,164.07522499999999]
[null,null,"Yes","SEE976549634931","BNA0222","Stadtwerke Düsseldorf AG","SWD KWF GTKW","1972-08-03","Oil",0.30719999999999997,73.27,164.16796875]
[null,null,"Yes","SEE942845579245","BNA0111","Stadtwerke Bochum Holding GmbH","KWK Hiltrop","1975-08-20","CCGT",0.39929999999999999,37.768439999999998,164.36023040320563]
[null,null,"Yes","SEE997867646000","BNA0117b","Energie- und Wasserversorgung Bonn/Rhein-Sieg GmbH","Heizkraftwerk Bonn-Nord, Dampfturbine GuD-Anlage","2013-11-01","CCGT",0.39929999999999999,63.945,164.36023040320563]
[null,null,"Yes","SEE990603147649","BNA0117b","Energie- und Wasserversorgung Bonn/Rhein-Sieg GmbH","Heizkraftwerk Bonn-Nord, Gasturbine 1 der GuD-Anlage","1998-08-19","CCGT",0.39929999999999999,17.835000000000001,164.36023040320563]
[null,null,"Yes","SEE916865356940","BNA0804","K+S Minerals and Agriculture GmbH","Kraftwerk HA GT4","2012-02-01","CCGT",0.39929999999999999,27.84,164.36023040320563]
[null,null,"Yes","SEE952488583202","BNA0804","K+S Minerals and Agriculture GmbH","Kraftwerk HA DT1","1967-03-02","CCGT",0.39929999999999999,24.36,164.36023040320563]
[null,null,"Yes","SEE970554561831","BNA0804","K+S Minerals and Agriculture GmbH","Kraftwerk HA DT2","2017-12-14","CCGT",0.39929999999999999,19.574999999999999,164.36023040320563]
[null,null,"Yes","SEE913280112274","BNA0804","K+S Minerals and Agriculture GmbH","Kraftwerk HA DT4","1962-07-02","CCGT",0.39929999999999999,18.27,164.36023040320563]
[null,null,"Yes","SEE924343365650","BNA1260","Mercedes-Benz AG","Mercedes-Benz Werk Sindelfingen HKW Gasturbine 1","2013-11-07","CCGT",0.39929999999999999,26.048669999999998,164.36023040320563]
[null,null,"Yes","SEE949085992346","BNA1260","Mercedes-Benz AG","Mercedes-Benz Werk Sindelfingen HKW Turbine 2","1963-02-13","CCGT",0.39929999999999999,14.972700000000001,164.36023040320563]
[null,null,"Yes","SEE994027750690","BNA1260","Mercedes-Benz AG","Mercedes-Benz Werk Sindelfingen HKW Turbine 3","1971-06-01","CCGT",0.39929999999999999,4.1325000000000003,164.36023040320563]
[null,null,"Yes","SEE986713152253","BNA1260","Mercedes-Benz AG","Mercedes-Benz Werk Sindelfingen HKW Turbine 4","1971-11-04","CCGT",0.39929999999999999,24.299099999999999,164.36023040320563]
[null,null,"Yes","SEE993713255198","BNA1260","Mercedes-Benz AG","Mercedes-Benz Werk Sindelfingen HKW Turbine 5","1981-07-23","CCGT",0.39929999999999999,17.200770000000002,164.36023040320563]
[null,null,"Yes","SEE914749097217","BNA1504","Daimler Truck AG","129870 Modul 1","2013-02-20","CCGT",0.39929999999999999,3.8628000000000005,164.36023040320563]
[null,null,"Yes","SEE969792129750","BNA1504","Daimler Truck AG","129870 Modul 2","2013-02-20","CCGT",0.39929999999999999,3.8628000000000005,164.36023040320563]
[null,null,"Yes","SEE900240101683","BNA1504","Daimler Truck AG","129870 Modul 3","2013-02-20","CCGT",0.39929999999999999,3.8628000000000005,164.36023040320563]
[null,null,"Yes","SEE911283118750","BNA1531","Industriekraftwerk Greifswald GmbH","Industriekraftwerk Greifswald GmbH","2013-12-17","CCGT",0.39929999999999999,33.234000000000002,164.36023040320563]
[null,null,"Yes","SEE963962520354","BNA1541","Freiberger Erdgas GmbH","BHKW1 Chemnitzer Straße 40","2013-07-01","CCGT",0.39929999999999999,3.7523099999999996,164.36023040320563]
[null,null,"Yes","SEE923729511377","BNA1541","Freiberger Erdgas GmbH","BHKW2 Chemnitzer Straße 40","2013-07-01","CCGT",0.39929999999999999,3.7523099999999996,164.36023040320563]
[null,null,"Yes","SEE940178738247","BNA1541","Freiberger Erdgas GmbH","GT Chemnitzer Straße 40","2013-07-01","CCGT",0.39929999999999999,4.1385899999999998,164.36023040320563]
[null,null,"Yes","SEE914989602134","BNA0497","Infraserv GmbH & Co. Höchst KG","IPH Strom GTX2","2011-01-06","CCGT",0.3982,43.326000000000001,164.81012054244098]
[null,null,"Yes","SEE969540726491","BNA0497","Infraserv GmbH & Co. Höchst KG","IPH Strom GTX3","2011-01-09","CCGT",0.3982,43.326000000000001,164.81012054244098]
[null,null,"Yes","SEE943297204990","BNA1464","ZF Friedrichshafen AG","ZF-SBR-GuD-Heizkraftwerk","2012-03-29","CCGT",0.3982,33.590873999999999,164.81012054244098]
[null,null,"Yes","SEE993957305321","BNA1492a","Papierfabrik Adolf Jass GmbH & Co. KG","G25","1992-01-03","CCGT",0.3982,11.7624,164.81012054244098]
[null,null,"Yes","SEE945436960576","BNA1492a","Papierfabrik Adolf Jass GmbH & Co. KG","GT1","2012-09-01","CCGT",0.3982,6.2205000000000004,164.81012054244098]
[null,null,"Yes","SEE932621971301","BNA1492a","Papierfabrik Adolf Jass GmbH & Co. KG","GT2","2012-09-01","CCGT",0.3982,6.2205000000000004,164.81012054244098]
[null,null,"Yes","SEE951458309484","BNA1503","Mercedes-Benz AG","Gebäude 120 / BHKW Modul 01","2012-10-31","CCGT",0.3982,3.6539999999999999,164.81012054244098]
[null,null,"Yes","SEE911257641864","BNA1503","Mercedes-Benz AG","Gebäude 120 / BHKW Modul 02","2012-10-31","CCGT",0.3982,3.6539999999999999,164.81012054244098]
[null,null,"Yes","SEE999839188105","BNA1503","Mercedes-Benz AG","Gebäude 120 / BHKW Modul 03","2012-10-31","CCGT",0.3982,3.6539999999999999,164.81012054244098]
[null,null,"Yes","SEE906385906152","BNA1503","Mercedes-Benz AG","Gebäude 120 / BHKW Modul 04","2012-10-31","CCGT",0.3982,3.6539999999999999,164.81012054244098]
[null,null,"Yes","SEE966481430050","BNA1503","Mercedes-Benz AG","Gebäude 120 / BHKW Modul 05","2014-12-19","CCGT",0.3982,3.6539999999999999,164.81012054244098]
[null,null,"Yes","SEE910326850336","BNA1861","BMW AG","Regensburg KWK 1","2011-07-05","CCGT",0.3982,2.28288,164.81012054244098]
[null,null,"Yes","SEE908927793930","BNA1861","BMW AG","Regensburg KWK 2","2011-07-05","CCGT",0.3982,2.28288,164.81012054244098]
[null,null,"Yes","SEE989785638618","BNA1861","BMW AG","Regensburg KWK 3","2012-10-29","CCGT",0.3982,2.28288,164.81012054244098]
[null,null,"Yes","SEE902725989434","BNA1861","BMW AG","Regensburg KWK 4","2012-10-29","CCGT",0.3982,2.28288,164.81012054244098]
[null,null,"Yes","SEE919137629452","BNA0498","Celanese Production Germany","IPH Strom VT1","1982-01-01","CCGT",0.39750000000000002,15.1206,165.09771069182392]
[null,null,"Yes","SEE948546582201","BNA0498","Sanofi-Aventis Deutschland GmbH","IPH Strom VT2","1983-08-26","CCGT",0.39750000000000002,15.1206,165.09771069182392]
[null,null,"Yes","SEE928072880231","BNA0498","Thermal Conversion Compound Industriepark Höchst GmbH","IPH Strom VT5","1980-01-01","CCGT",0.39750000000000002,32.972999999999999,165.09771069182392]
[null,null,"Yes","SEE970980016073","BNA1502","SWK ENERGIE GmbH","KWK006-1","2013-02-06","CCGT",0.39710000000000001,3.6896699999999996,165.26250314782172]
[null,null,"Yes","SEE930322571356","BNA1502","SWK ENERGIE GmbH","KWK006-2","2013-02-06","CCGT",0.39710000000000001,3.6896699999999996,165.26250314782172]
[null,null,"Yes","SEE979899728817","BNA1502","SWK ENERGIE GmbH","KWK006-3","2013-02-06","CCGT",0.39710000000000001,3.6896699999999996,165.26250314782172]
[null,null,"Yes","SEE963909310185","BNA0085b","Vattenfall Wärme Berlin AG","HKW Moabit Gasturbine 5","1971-10-30","Oil",0.30459999999999998,14.45,165.56073539067631]
[null,null,"Yes","SEE992645841813","BNA0085b","Vattenfall Wärme Berlin AG","HKW Moabit Gasturbine 6","1971-11-27","Oil",0.30459999999999998,14.45,165.56073539067631]
[null,null,"Yes","SEE983138549866","BNA0238b","ArcelorMittal Eisenhüttenstadt GmbH","IKW Block 7","2013-05-08","CCGT",0.39600000000000002,46.893000000000001,165.71739898989898]
[null,null,"Yes","SEE915966254872","BNA0397","thyssenkrupp Steel Europe AG","Hamborn 5","2003-01-01","CCGT",0.39600000000000002,195.75,165.71739898989898]
[null,null,"Yes","SEE922395631839","BNA0864","Salzgitter Flachstahl GmbH","Block1","2010-06-15","CCGT",0.39600000000000002,84.39,165.71739898989898]
[null,null,"Yes","SEE976320012538","BNA0865b","Salzgitter Flachstahl GmbH","Block2","2010-08-15","CCGT",0.39600000000000002,84.39,165.71739898989898]
[null,null,"Yes","SEE913203719740","BNA1115","AG der Dillinger Hüttenwerke","GKW","2009-04-22","CCGT",0.39600000000000002,77.723190000000002,165.71739898989898]
[null,null,"Yes","SEE907508778663","BNA1196a","MVV Enamic Ludwigshafen GmbH","Motor 3","2007-11-23","CCGT",0.39379999999999998,2.7840000000000003,166.63481462671407]
[null,null,"Yes","SEE912906399075","BNA0243","Palm Power GmbH & Co. KG","HKW Eltmann","2017-02-07","CCGT",0.39269999999999999,56.119349999999997,167.09737713267128]
[null,null,"Yes","SEE913609763316","BNA1056","Infraserv GmbH & Co. Wiesbaden KG","Generator 1 Erdgas","1981-08-31","CCGT",0.3916,6.3075000000000001,167.56253830439226]
[null,null,"Yes","SEE969023487444","BNA1056","Infraserv GmbH & Co. Wiesbaden KG","Generator 2","1978-11-30","CCGT",0.3916,3.7844999999999995,167.56253830439226]
[null,null,"Yes","SEE964717210810","BNA1056","Infraserv GmbH & Co. Wiesbaden KG","Generator 3","1977-11-30","CCGT",0.3916,9.1985100000000006,167.56253830439226]
[null,null,"Yes","SEE988616317180","BNA1056","Infraserv GmbH & Co. Wiesbaden KG","Generator 4","1996-02-29","CCGT",0.3916,10.1442,167.56253830439226]
[null,null,"Yes","SEE968474056711","BNA1056","Infraserv GmbH & Co. Wiesbaden KG","Generator 6","2021-03-31","CCGT",0.3916,19.23657,167.56253830439226]
[null,null,"Yes","SEE919189403703","BNA1056","Infraserv GmbH & Co. Wiesbaden KG","Generator 7","2021-03-31","CCGT",0.3916,19.23657,167.56253830439226]
[null,null,"Yes","SEE994968008959","BNA0440","K+S Minerals and Agriculture GmbH","ZI Tr GT3","2005-06-02","OCGT",0.39,1.3224,167.74382051282052]
[null,null,"Yes","SEE914438115895","BNA0392a","EVH GmbH","Heizkraftwerk Dieselstraße Block A","2020-04-01","CCGT",0.39050000000000001,49.455149999999996,168.0303201024328]
[null,null,"Yes","SEE946568262484","BNA0392a","EVH GmbH","Heizkraftwerk Dieselstraße Block B","2020-12-01","CCGT",0.39050000000000001,49.71528,168.0303201024328]
[null,null,"Yes","SEE999181532861","BNA0527","Stadtwerke Kiel AG","HKWH Gasturbine 5","2005-04-27","CCGT",0.39050000000000001,4.7188800000000004,168.0303201024328]
[null,null,"Yes","SEE920193460095","BNA0527","Stadtwerke Kiel AG","HKWH Gasturbine 6","2005-04-27","CCGT",0.39050000000000001,4.7188800000000004,168.0303201024328]
[null,null,"Yes","SEE989392899242","BNA0527","Stadtwerke Kiel AG","HKWH Gasturbine 7","2014-10-01","CCGT",0.39050000000000001,4.6423200000000007,168.0303201024328]
[null,null,"Yes","SEE939329445868","BNA0527","Stadtwerke Kiel AG","HKWH Gasturbine 8","2014-10-01","CCGT",0.39050000000000001,4.6423200000000007,168.0303201024328]
[null,null,"Yes","SEE918373264410","BNA0033","Stadtwerke Augsburg Energie GmbH","BHKW GT-Ost","2004-01-15","CCGT",0.39040000000000002,26.709,168.07297643442624]
[null,null,"Yes","SEE997988564504","BNA1507","Michelin Reifenwerke AG & Co. KGaA","BKR Gasturbine","2006-09-29","CCGT",0.39,9.8692799999999998,168.24382051282052]
[null,null,"Yes","SEE924647197780","BNA0202","RWE Generation SE","Dortmund DT","2004-03-22","CCGT",0.38940000000000002,10.353,168.50074473549051]
[null,null,"Yes","SEE994761683902","BNA0202","RWE Generation SE","Dortmund GT","2013-11-01","CCGT",0.38940000000000002,12.18,168.50074473549051]
[null,null,"Yes","SEE971867565370","BNA0285","Mainova AG","HKW Niederrad Block 1","2005-09-20","CCGT",0.38940000000000002,60.9,168.50074473549051]
[null,null,"Yes","SEE946744372112","BNA0499","Infraserv GmbH & Co. Höchst KG","IPH Strom GTX1","2003-11-26","CCGT",0.38829999999999998,46.631999999999998,168.97383466391966]
[null,null,"Yes","SEE946394519998","BNA1327b","Terminal 2 Gesellschaft & Co. oHG","BHKW M8","2002-06-05","CCGT",0.38829999999999998,3.3196163699999999,168.97383466391966]
[null,null,"Yes","SEE949201577754","BNA1327b","Terminal 2 Gesellschaft & Co. oHG","BHKW M9","2002-06-05","CCGT",0.38829999999999998,3.3196163699999999,168.97383466391966]
[null,null,"Yes","SEE987326760026","BNA1499","Nordzucker","Generator 1","2008-09-01","CCGT",0.38829999999999998,15.355499999999999,168.97383466391966]
[null,null,"Yes","SEE935395375856","BNA1499","Nordzucker","Generator 2","1984-09-01","CCGT",0.38829999999999998,10.0572,168.97383466391966]
[null,null,"Yes","SEE927473609168","BNA0174","InfraServ GmbH & Co. Gendorf KG","BNA0174","1967-07-01","CCGT",0.38719999999999999,63.040199999999992,169.44961260330578]
[null,null,"Yes","SEE964745752825","BNA0213","Stadtwerke Duisburg AG","HKW III  Block A","1974-12-01","CCGT",0.38719999999999999,34.974000000000004,169.44961260330578]
[null,null,"Yes","SEE977708202411","BNA1165","Pfeifer & Langen GmbH ＆ Co. KG","Appeldorn Generator 1","1977-09-01","CCGT",0.38719999999999999,4.9746600000000001,169.44961260330578]
[null,null,"Yes","SEE945071514516","BNA1165","Pfeifer & Langen GmbH ＆ Co. KG","Appeldorn Generator 2","1979-08-30","CCGT",0.38719999999999999,4.9746600000000001,169.44961260330578]
[null,null,"Yes","SEE953991032447","BNA1151","E.ON Energy Solutions GmbH","KWKK Heidelberg","2001-12-21","CCGT",0.3861,11.560560000000001,169.92810152810154]
[null,null,"Yes","SEE922981583535","BNA1193","Stadtwerke Lemgo GmbH","HKW-West Gasturbine 1","1988-07-01","CCGT",0.3861,4.4369999999999994,169.92810152810154]
[null,null,"Yes","SEE982892019516","BNA1193","Stadtwerke Lemgo GmbH","KWK-0003","1995-09-01","CCGT",0.3861,4.4892000000000003,169.92810152810154]
[null,null,"Yes","SEE975024902015","BNA1193","Stadtwerke Lemgo GmbH","KWK-0004","1995-09-01","CCGT",0.3861,2.1749999999999998,169.92810152810154]
[null,null,"Yes","SEE982694984074","BNA1315","Universitätsklinikum Freiburg","BHKW 1","2015-12-15","CCGT",0.3861,1.7391300000000001,169.92810152810154]
[null,null,"Yes","SEE901884895389","BNA1315","Universitätsklinikum Freiburg","Dampfturbine 1","2012-12-01","CCGT",0.3861,11.136000000000001,169.92810152810154]
[null,null,"Yes","SEE946029200710","BNA1315","Universitätsklinikum Freiburg","Dampfturbine 2","1970-01-01","CCGT",0.3861,7.221000000000001,169.92810152810154]
[null,null,"Yes","SEE991039408854","BNA1315","Universitätsklinikum Freiburg","Gasturbine 1","2001-01-01","CCGT",0.3861,4.8719999999999999,169.92810152810154]
[null,null,"Yes","SEE997682781566","BNA1328","HBB Heizkraftwerk Bauernfeind Betreibergesellschaft mbH","HBB Heizkraftwerk Bauernfeind Betreibergesellschaft mbH (Stromerzeugung)","2001-02-01","CCGT",0.3861,5.22,169.92810152810154]
[null,null,"Yes","SEE997562455938","BNA0957","Stadtwerke Tübingen GmbH","BHKW Obere Viehweide M1 (Waldhäuser Str 100)","2013-08-16","CCGT",0.38500000000000001,2.9162399999999997,170.40932467532468]
[null,null,"Yes","SEE961328936443","BNA0957","Stadtwerke Tübingen GmbH","BHKW Obere Viehweide M2 (Waldhäuser Str 100)","2013-08-16","CCGT",0.38500000000000001,2.9162399999999997,170.40932467532468]
[null,null,"Yes","SEE921316314745","BNA0957","Stadtwerke Tübingen GmbH","BHKW Obere Viehweide M3 (Waldhäuser Str 100)","2013-11-07","CCGT",0.38500000000000001,2.9162399999999997,170.40932467532468]
[null,null,"Yes","SEE900295294101","BNA0957","Stadtwerke Tübingen GmbH","BHKW Obere Viehweide M4 (Waldhäuser Str 100)","2013-11-07","CCGT",0.38500000000000001,2.9162399999999997,170.40932467532468]
[null,null,"Yes","SEE954348740183","BNA1138","Stadtwerke Erkrath","BHKW Klinkerweg  Modul 2","2000-03-30","CCGT",0.38500000000000001,2.9579999999999997,170.40932467532468]
[null,null,"Yes","SEE935012767491","BNA1138","Stadtwerke Erkrath","BHKW Klinkerweg  Modul 3","2000-03-30","CCGT",0.38500000000000001,2.9579999999999997,170.40932467532468]
[null,null,"Yes","SEE950630767128","BNA1138","Stadtwerke Erkrath","BHKW Klinkerweg Modul 1","2000-03-30","CCGT",0.38500000000000001,2.9579999999999997,170.40932467532468]
[null,null,"Yes","SEE957952105034","BNA1238","MEGGLE GmbH & Co. KG","Heizkraftwerk Meggle","2016-07-02","CCGT",0.38500000000000001,11.831999999999999,170.40932467532468]
[null,null,"Yes","SEE926239714443","BNA0556a","Cargill Deutschland GmbH","DT Kre","1964-04-29","CCGT",0.38390000000000002,22.371179999999999,170.89330554831986]
[null,null,"Yes","SEE961057667205","BNA1117","Pirelli Deutschland","Gasturbine Kraftwerk","2017-12-14","CCGT",0.38390000000000002,9.0218999999999987,170.89330554831986]
[null,null,"Yes","SEE918407219966","BNA1403","Neptune Energy Deutschland GmbH","GuD Steinitz - HKW 1","1994-07-01","CCGT",0.38390000000000002,3.7844999999999995,170.89330554831986]
[null,null,"Yes","SEE970401548961","BNA1403","Neptune Energy Deutschland GmbH","GuD Steinitz - HKW 2","1994-07-01","CCGT",0.38390000000000002,10.092000000000001,170.89330554831986]
[null,null,"Yes","SEE918916993708","BNA1074","envia THERM GmbH","Wolfen GT","1996-12-31","OCGT",0.38169999999999998,43.5,171.36963583966468]
[null,null,"Yes","SEE973250051972","BNA0354","Georg-August-Universität Göttingen","Gasturbine HKW","1998-01-01","CCGT",0.38279999999999997,16.356000000000002,171.38006792058519]
[null,null,"Yes","SEE914224312040","BNA1396","GLOBALFOUNDRIES Dresden Module Two LLC & Co. KG","Gasmotoren-Blockheizkraftwerk I (Generator 1)","1998-09-01","CCGT",0.38279999999999997,3.37473,171.38006792058519]
[null,null,"Yes","SEE932664806912","BNA1396","GLOBALFOUNDRIES Dresden Module Two LLC & Co. KG","Gasmotoren-Blockheizkraftwerk I (Generator 2)","1998-09-01","CCGT",0.38279999999999997,3.37473,171.38006792058519]
[null,null,"Yes","SEE987679030500","BNA1396","GLOBALFOUNDRIES Dresden Module Two LLC & Co. KG","Gasmotoren-Blockheizkraftwerk I (Generator 3)","1998-09-01","CCGT",0.38279999999999997,3.37473,171.38006792058519]
[null,null,"Yes","SEE923918497345","BNA1396","GLOBALFOUNDRIES Dresden Module Two LLC & Co. KG","Gasmotoren-Blockheizkraftwerk I (Generator 4)","1998-09-01","CCGT",0.38279999999999997,3.37473,171.38006792058519]
[null,null,"Yes","SEE903406002589","BNA1396","GLOBALFOUNDRIES Dresden Module Two LLC & Co. KG","Gasmotoren-Blockheizkraftwerk I (Generator 5)","1998-09-01","CCGT",0.38279999999999997,3.37473,171.38006792058519]
[null,null,"Yes","SEE956441736957","BNA1396","GLOBALFOUNDRIES Dresden Module Two LLC & Co. KG","Gasmotoren-Blockheizkraftwerk I (Generator 6)","1998-09-01","CCGT",0.38279999999999997,3.37473,171.38006792058519]
[null,null,"Yes","SEE970377695522","BNA1396","GLOBALFOUNDRIES Dresden Module Two LLC & Co. KG","Gasmotoren-Blockheizkraftwerk I (Generator 7)","1998-09-01","CCGT",0.38279999999999997,3.37473,171.38006792058519]
[null,null,"Yes","SEE992079247007","BNA1396","GLOBALFOUNDRIES Dresden Module Two LLC & Co. KG","Gasmotoren-Blockheizkraftwerk I (Generator 8)","1998-09-01","CCGT",0.38279999999999997,3.37473,171.38006792058519]
[null,null,"Yes","SEE995527175044","BNA1396","GLOBALFOUNDRIES Dresden Module Two LLC & Co. KG","Gasmotoren-Blockheizkraftwerk I (Generator 9)","1998-09-01","CCGT",0.38279999999999997,3.37473,171.38006792058519]
[null,null,"Yes","SEE987361570932","BNA0129","StWB Stadtwerke Brandenburg an der Havel","HKW BRB","1997-08-25","CCGT",0.38169999999999998,32.015999999999998,171.86963583966468]
[null,null,"Yes","SEE936873341158","BNA1407","Schoeller Technocell GmbH & Co.KG","Schoeller Technocell GmbH & Co.KG Weißenborn GT1","1976-01-01","CCGT",0.38169999999999998,3.7409999999999997,171.86963583966468]
[null,null,"Yes","SEE934554511586","BNA1407","Schoeller Technocell GmbH & Co.KG","Schoeller Technocell GmbH & Co.KG Weißenborn GT2","1976-01-01","CCGT",0.38169999999999998,2.4795000000000003,171.86963583966468]
[null,null,"Yes","SEE958711841521","BNA1407","Schoeller Technocell GmbH & Co.KG","Schoeller Technocell GmbH & Co.KG Weißenborn GT3","1996-01-01","CCGT",0.38169999999999998,2.4795000000000003,171.86963583966468]
[null,null,"Yes","SEE952340290002","BNA1407","Schoeller Technocell GmbH & Co.KG","Schoeller Technocell GmbH & Co.KG Weißenborn DT","1976-01-01","CCGT",0.38169999999999998,2.9084099999999999,171.86963583966468]
[null,null,"Yes","SEE990877363660",null,"Crespel & Deiters GmbH ＆ Co. KG","GTS1","1994-08-15","OCGT",0.38,0.94656000000000007,172.13181578947371]
[null,null,"Yes","SEE985412461604",null,"Crespel & Deiters GmbH ＆ Co. KG","GTS2","1994-08-15","OCGT",0.38,0.9917999999999999,172.13181578947371]
[null,null,"Yes","SEE915098640406",null,"K+S Minerals and Agriculture GmbH","ZI TR GT2","1997-07-02","OCGT",0.38,4.7850000000000001,172.13181578947371]
[null,null,"Yes","SEE976907281142","BNA0194","Fernwärmeversorgungs- GmbH Dessau","HKW Dessau","1996-01-01","CCGT",0.38059999999999999,34.034399999999998,172.36203363110877]
[null,null,"Yes","SEE999966551940","BNA0814","Energie und Wasser Potsdam GmbH","HKW Potsdam-Süd Block1","1996-01-01","CCGT",0.38059999999999999,35.582999999999998,172.36203363110877]
[null,null,"Yes","SEE914878135613","BNA0814","Energie und Wasser Potsdam GmbH","HKW Potsdam-Süd Block2","1996-01-01","CCGT",0.38059999999999999,35.582999999999998,172.36203363110877]
[null,null,"Yes","SEE950355589975","BNA1089","K+S Minerals and Agriculture GmbH","Kraftwerk ZI DT 2","2010-07-02","CCGT",0.38059999999999999,25.656299999999998,172.36203363110877]
[null,null,"Yes","SEE979396678813","BNA1089","K+S Minerals and Agriculture GmbH","Kraftwerk ZI DT1","1980-07-02","CCGT",0.38059999999999999,15.747000000000002,172.36203363110877]
[null,null,"Yes","SEE998356674993","BNA1094","Smurfit Kappa Zülpich Papier GmbH","GT1","1996-04-01","CCGT",0.38059999999999999,4.3030200000000001,172.36203363110877]
[null,null,"Yes","SEE922579581844","BNA1094","Smurfit Kappa Zülpich Papier GmbH","GT2","1996-04-01","CCGT",0.38059999999999999,4.3030200000000001,172.36203363110877]
[null,null,"Yes","SEE968206101610","BNA1094","Smurfit Kappa Zülpich Papier GmbH","GT3","1997-12-01","CCGT",0.38059999999999999,4.3030200000000001,172.36203363110877]
[null,null,"Yes","SEE932657881513","BNA1402","Delkeskamp Verpackungswerke GmbH","KWK-Anlage Gasturbine 1","1996-01-24","CCGT",0.38059999999999999,4.3151999999999999,172.36203363110877]
[null,null,"Yes","SEE926292106278","BNA1402","Delkeskamp Verpackungswerke GmbH","KWK-Anlage Gasturbine 2","1997-09-30","CCGT",0.38059999999999999,3.8976000000000002,172.36203363110877]
[null,null,"Yes","SEE991807535867","BNA1402","Delkeskamp Verpackungswerke GmbH","KWK-Anlage Gasturbine 3","2000-10-05","CCGT",0.38059999999999999,4.3499999999999996,172.36203363110877]
[null,null,"Yes","SEE992623649677","BNA1402","Delkeskamp Verpackungswerke GmbH","KWK-Anlage Gasturbine 4","2009-03-05","CCGT",0.38059999999999999,3.7932000000000001,172.36203363110877]
[null,null,"Yes","SEE960254517375","BNA1509","BP Europa SE","TG6","1996-12-06","CCGT",0.38059999999999999,8.786999999999999,172.36203363110877]
[null,null,"Yes","SEE918111432224","BNA0232b","Sappi Ehingen GmbH","Turbinengenerator3-SiemensT1915","1961-08-07","CCGT",0.38,6.2509499999999996,172.63181578947371]
[null,null,"Yes","SEE906120609386","BNA0637","Essity Operations Mannheim GmbH","DTS 2","1969-11-21","CCGT",0.38,24.749760000000002,172.63181578947371]
[null,null,"Yes","SEE919366422664","BNA0637","Essity Operations Mannheim GmbH","DTS 3","2012-11-21","CCGT",0.38,14.797829999999999,172.63181578947371]
[null,null,"Yes","SEE937617144974",null,"AUDI","IN_N19_KWKK_GT1","1998-08-05","CCGT",0.38,4.4369999999999994,172.63181578947371]
[null,null,"Yes","SEE908836263777",null,"AUDI","IN_N19_KWKK_GT2","1998-08-05","CCGT",0.38,4.4369999999999994,172.63181578947371]
[null,null,"Yes","SEE943952259648",null,"Boehringer Ingelheim Pharma GmbH&Co.KG","Boehringer Ingelheim - J41 - GT12/AK12","1989-11-24","CCGT",0.38,4.6980000000000004,172.63181578947371]
[null,null,"Yes","SEE996946209945",null,"Caterpillar Energy Solutions","P12","1939-11-22","CCGT",0.38,3.8236499999999998,172.63181578947371]
[null,null,"Yes","SEE936364054154",null,"Caterpillar Energy Solutions","P18","1939-11-22","CCGT",0.38,3.8236499999999998,172.63181578947371]
[null,null,"Yes","SEE988996320985",null,"Caterpillar Energy Solutions","P31","1994-05-02","CCGT",0.38,1.42245,172.63181578947371]
[null,null,"Yes","SEE975815924073",null,"Caterpillar Energy Solutions","P37","1994-05-02","CCGT",0.38,2.8997100000000002,172.63181578947371]
[null,null,"Yes","SEE933639931950",null,"K+S Minerals and Agriculture GmbH","Kraftwerk NE GT KW","1990-07-02","CCGT",0.38,1.5660000000000001,172.63181578947371]
[null,null,"Yes","SEE979811488683",null,"K+S Minerals and Agriculture GmbH","Kraftwerk SI GT1","1993-07-02","CCGT",0.38,4.7850000000000001,172.63181578947371]
[null,null,"Yes","SEE900638363327",null,"Stadtwerke Bochum Holding GmbH","KWK Am Hain","1989-12-01","CCGT",0.38,4.0898699999999995,172.63181578947371]
[null,null,"Yes","SEE940809994431",null,"Sasol Germany GmbH","GT1","1987-10-23","CCGT",0.38,3.6331199999999999,172.63181578947371]
[null,null,"Yes","SEE931197865137",null,"Sasol Germany GmbH","GT2","1996-06-04","CCGT",0.38,4.4578799999999994,172.63181578947371]
[null,null,"Yes","SEE974638642331",null,"Wärme Hamburg GmbH","BHKW Allermöhe","1996-12-01","CCGT",0.38,2.2184999999999997,172.63181578947371]
[null,null,"Yes","SEE997054171575",null,"Wärme Hamburg GmbH","BHKW Allermöhe","1996-12-01","CCGT",0.38,2.2184999999999997,172.63181578947371]
[null,null,"Yes","SEE961348125032",null,"Wärme Hamburg GmbH","BHKW Farmsen","1998-01-01","CCGT",0.38,4.9703100000000004,172.63181578947371]
[null,null,"Yes","SEE990627277469",null,"Stadtwerke Lübeck GmbH","BHKW KAR","1991-07-15","CCGT",0.38,1.74,172.63181578947371]
[null,null,"Yes","SEE925388069183",null,"TWS Thüringer Wärme Service GmbH","HKW Schwarza GT 6","1992-07-23","CCGT",0.38,4.2969299999999997,172.63181578947371]
[null,null,"Yes","SEE962906846994",null,"TWS Thüringer Wärme Service GmbH","HKW Schwarza GT 7","1991-11-26","CCGT",0.38,4.2925800000000001,172.63181578947371]
[null,null,"Yes","SEE915268412710",null,"Stadtwerke Tübingen GmbH","HK Brunnenstraße, Gasturbine 1","1996-12-19","CCGT",0.38,4.0455000000000005,172.63181578947371]
[null,null,"Yes","SEE945237549437",null,"Stadtwerke Tübingen GmbH","HK Brunnenstraße, Gasturbine 2","1996-12-19","CCGT",0.38,4.0455000000000005,172.63181578947371]
[null,null,"Yes","SEE943101874623","BNA1264","Stadtwerke Suhl/Zella-Mehlis GmbH","GT21","1995-12-02","CCGT",0.3795,3.9584999999999999,172.85728590250332]
[null,null,"Yes","SEE963023008050","BNA1264","Stadtwerke Suhl/Zella-Mehlis GmbH","GT22","1995-12-02","CCGT",0.3795,3.9584999999999999,172.85728590250332]
[null,null,"Yes","SEE969748285110","BNA1264","Stadtwerke Suhl/Zella-Mehlis GmbH","GT26","1998-09-30","CCGT",0.3795,3.9584999999999999,172.85728590250332]
[null,null,"Yes","SEE926471060193","BNA1271","K+S Minerals and Agriculture GmbH","Kraftwerk UB DT1","2002-07-02","CCGT",0.3795,9.8310000000000013,172.85728590250332]
[null,null,"Yes","SEE970114818481","BNA1271","K+S Minerals and Agriculture GmbH","Kraftwerk UB DT3","1964-07-02","CCGT",0.3795,10.44,172.85728590250332]
[null,null,"Yes","SEE991627285584","BNA1293c","Martinswerk GmbH","KWK-Anlage: Generator 4 (Gas)","1971-01-01","CCGT",0.3795,3.915,172.85728590250332]
[null,null,"Yes","SEE946501569267","BNA1332","INEOS SOLVENTS GERMANY GMBH","TG8","1995-09-01","CCGT",0.3795,10.44,172.85728590250332]
[null,null,"Yes","SEE941053107073","BNA0051","Cargill Deutschland GmbH","Stromerzeugung Barby","2013-05-09","CCGT",0.37840000000000001,15.617370000000001,173.35541754756872]
[null,null,"Yes","SEE994429144455","BNA0286","Mainova AG","HKW West Block 4","1994-02-28","CCGT",0.37840000000000001,96.356849999999994,173.35541754756872]
[null,null,"Yes","SEE966835021620","BNA0386","Mohn Media Mohndruck GmbH","GM 1","2017-11-24","CCGT",0.37840000000000001,1.33284,173.35541754756872]
[null,null,"Yes","SEE985288285472","BNA0386","Mohn Media Mohndruck GmbH","GM 2","2017-11-24","CCGT",0.37840000000000001,1.33284,173.35541754756872]
[null,null,"Yes","SEE908154984538","BNA0386","Mohn Media Mohndruck GmbH","GT 1","1994-03-28","CCGT",0.37840000000000001,4.4952899999999998,173.35541754756872]
[null,null,"Yes","SEE960916622249","BNA0386","Mohn Media Mohndruck GmbH","GT 2","1994-03-28","CCGT",0.37840000000000001,4.4952899999999998,173.35541754756872]
[null,null,"Yes","SEE968058469012","BNA0386","Mohn Media Mohndruck GmbH","GT 3","1994-03-28","CCGT",0.37840000000000001,4.4952899999999998,173.35541754756872]
[null,null,"Yes","SEE901925227438","BNA0386","Mohn Media Mohndruck GmbH","DT","1994-03-28","CCGT",0.37840000000000001,5.53146,173.35541754756872]
[null,null,"Yes","SEE998526561375","BNA0896","Energieversorgung Schwerin GmbH & Co. Erzeugung KG","SN-Süd-GUD","1994-06-01","CCGT",0.37840000000000001,39.062999999999995,173.35541754756872]
[null,null,"Yes","SEE958702894895","BNA0897","Energieversorgung Schwerin GmbH & Co. Erzeugung KG","SN-Lankow-GUD","1994-12-01","CCGT",0.37840000000000001,5.22,173.35541754756872]
[null,null,"Yes","SEE909727831365","BNA1105","TEAG Thüringer Energie AG","Gasturbine Bad Salzungen","1993-10-28","CCGT",0.37840000000000001,8.5512300000000003,173.35541754756872]
[null,null,"Yes","SEE964073339897","BNA1489","Stadtwerke - Altmärkische Gas-, Wasser-und Elektrizitätswerke GmbH Stendal","Heizkraftwerk Stendal","2018-12-18","CCGT",0.37840000000000001,11.484,173.35541754756872]
[null,null,"Yes","SEE935952275827","BNA1506","Nordzucker, Werk Klein Wanzleben","Dampfturbine","1994-07-04","CCGT",0.37840000000000001,12.336599999999999,173.35541754756872]
[null,null,"Yes","SEE976376888927","BNA1506","Nordzucker, Werk Klein Wanzleben","Gasturbine 1","1994-07-04","CCGT",0.37840000000000001,4.2804000000000002,173.35541754756872]
[null,null,"Yes","SEE943682372433","BNA1506","Nordzucker, Werk Klein Wanzleben","Gasturbine 2","2007-08-27","CCGT",0.37840000000000001,4.8980999999999995,173.35541754756872]
[null,null,"Yes","SEE961620762023","BNA1125","Merck KGaA","DA_HKW_01","1999-12-20","CCGT",0.37740000000000001,8.6999999999999993,173.81078431372549]
[null,null,"Yes","SEE905257392765","BNA0025","Cosun Beet Company GmbH & Co. KG","Kesselhaus","1993-09-26","CCGT",0.37730000000000002,13.05,173.8564537503313]
[null,null,"Yes","SEE911097916719","BNA0233","Model Sachsen Papier GmbH","Gasturbine Stora Enso Sachsen","2009-12-15","CCGT",0.37730000000000002,25.640640000000001,173.8564537503313]
[null,null,"Yes","SEE945682618689","BNA0233","Model Sachsen Papier GmbH","Dampfturbine Stora Enso Sachsen","1994-08-31","CCGT",0.37730000000000002,14.4594,173.8564537503313]
[null,null,"Yes","SEE972598164399","BNA0401","ADM Hamburg Aktiengesellschaft","Dampfturbine","2009-04-02","CCGT",0.37730000000000002,1.7922,173.8564537503313]
[null,null,"Yes","SEE906231810480","BNA0401","ADM Hamburg Aktiengesellschaft","GT1","2013-11-25","CCGT",0.37730000000000002,4.9485599999999996,173.8564537503313]
[null,null,"Yes","SEE991299080678","BNA0401","ADM Hamburg Aktiengesellschaft","GT2","2013-07-10","CCGT",0.37730000000000002,4.9485599999999996,173.8564537503313]
[null,null,"Yes","SEE954367504490","BNA0401","ADM Hamburg Aktiengesellschaft","GT3","2008-10-15","CCGT",0.37730000000000002,4.5413999999999994,173.8564537503313]
[null,null,"Yes","SEE975217906967","BNA0401","ADM Hamburg Aktiengesellschaft","GT4","2013-02-05","CCGT",0.37730000000000002,4.9485599999999996,173.8564537503313]
[null,null,"Yes","SEE972612434835","BNA1400b","Südzucker AG","Dampfturbine V Südzucker Zeitz","2016-09-01","CCGT",0.37730000000000002,6.3075000000000001,173.8564537503313]
[null,null,"Yes","SEE900758207372","BNA1505","Opel Automobile GmbH / Werk Eisenach","HKW Wiesengrund","1993-10-13","CCGT",0.37730000000000002,19.227,173.8564537503313]
[null,null,"Yes","SEE910951087138","BNA1406","MM Neuss","MM Neuss GmbH GT1","1992-07-01","CCGT",0.37619999999999998,4.1760000000000002,174.36041998936736]
[null,null,"Yes","SEE957488519732","BNA1406","MM Neuss","MM Neuss GmbH DT","1971-01-01","CCGT",0.37619999999999998,8.2650000000000006,174.36041998936736]
[null,null,"Yes","SEE924235173530","BNA1284","Grace GmbH","GT1","1991-08-27","CCGT",0.37509999999999999,5.5766999999999998,174.86734204212212]
[null,null,"Yes","SEE900100287427","BNA1284","Grace GmbH","GT2","1991-08-27","CCGT",0.37509999999999999,5.5766999999999998,174.86734204212212]
[null,null,"Yes","SEE999756197518","BNA1523c","Moritz J. Weig GmbH & Co. KG","Dampfturbine 2","2015-10-01","CCGT",0.374,15.137999999999998,175.37724598930481]
[null,null,"Yes","SEE957723162266","BNA0510a","SWK Stadtwerke Kaiserslautern Versorgungs-AG","HKW Karcherstraße","1900-01-01","CCGT",0.37290000000000001,21.75,175.89015821936175]
[null,null,"Yes","SEE903702464654","BNA1335a","Papier- u. Kartonfabrik Varel GmbH & Co. KG","PKV Dampfsammelschienen-KWK-Anlage Generator / Turbine GT 5","1989-01-01","CCGT",0.37290000000000001,4.5570600000000008,175.89015821936175]
[null,null,"Yes","SEE995754822537","BNA1335a","Papier- u. Kartonfabrik Varel GmbH & Co. KG","PKV Dampfsammelschienen-KWK-Anlage Generator / Turbine GT 8a","2007-06-29","CCGT",0.37290000000000001,5.3304900000000002,175.89015821936175]
[null,null,"Yes","SEE961202959384","BNA1335a","Papier- u. Kartonfabrik Varel GmbH & Co. KG","PKV Dampfsammelschienen-KWK-Anlage Generator / Turbine GT 8b","2007-06-29","CCGT",0.37290000000000001,5.3304900000000002,175.89015821936175]
[null,null,"Yes","SEE980976424690","BNA1335a","Papier- u. Kartonfabrik Varel GmbH & Co. KG","PKV Dampfsammelschienen-KWK-Anlage Generator/ Turbine GT 6","2003-06-01","CCGT",0.37290000000000001,6.66594,175.89015821936175]
[null,null,"Yes","SEE927766801477","BNA1335a","Papier- u. Kartonfabrik Varel GmbH & Co. KG","PKV Dampfsammelschienen-KWK-Anlage Generator / Turbine DT 11","1965-08-25","CCGT",0.37290000000000001,3.1728899999999998,175.89015821936175]
[null,null,"Yes","SEE997216629753","BNA1335a","Papier- u. Kartonfabrik Varel GmbH & Co. KG","PKV Dampfsammelschienen-KWK-Anlage Generator / Turbine DT 13","1973-03-29","CCGT",0.37290000000000001,6.1430699999999998,175.89015821936175]
[null,null,"Yes","SEE988265559689","BNA1335a","Papier- u. Kartonfabrik Varel GmbH & Co. KG","PKV Dampfsammelschienen-KWK-Anlage Generator / Turbine DT 2","1967-11-29","CCGT",0.37290000000000001,2.49777,175.89015821936175]
[null,null,"Yes","SEE987913244618","BNA1335a","Papier- u. Kartonfabrik Varel GmbH & Co. KG","PKV Dampfsammelschienen-KWK-Anlage Generator / Turbine DT 7","2003-06-01","CCGT",0.37290000000000001,10.46175,175.89015821936175]
[null,null,"Yes","SEE953784241926","BNA1335a","Papier- u. Kartonfabrik Varel GmbH & Co. KG","PKV Dampfsammelschienen-KWK-Anlage Generator / Turbine DT 9","2011-09-09","CCGT",0.37290000000000001,11.45529,175.89015821936175]
[null,null,"Yes","SEE913088869400","BNA0521","Städtische Werke Energie + Wärme GmbH","Kombi-HKW GT1","1988-07-18","CCGT",0.37180000000000002,7.8360899999999996,176.40610543302853]
[null,null,"Yes","SEE994210380116","BNA0521","Städtische Werke Energie + Wärme GmbH","Kombi-HKW DT","1988-07-18","CCGT",0.37180000000000002,8.8287599999999991,176.40610543302853]
[null,null,"Yes","SEE982127973149","BNA0521","Städtische Werke Energie + Wärme GmbH","Kombi-HKW GT2","2005-12-05","CCGT",0.37180000000000002,25.364850000000001,176.40610543302853]
[null,null,"Yes","SEE961687984079","BNA1333a","Universität Stuttgart","HKW Pfaffenwald, Generator 41","1988-01-01","CCGT",0.37180000000000002,4.2629999999999999,176.40610543302853]
[null,null,"Yes","SEE906061539261","BNA1333a","Universität Stuttgart","HKW Pfaffenwald, Generator 42","1988-01-01","CCGT",0.37180000000000002,4.2629999999999999,176.40610543302853]
[null,null,"Yes","SEE963192915654","BNA1333a","Universität Stuttgart","HKW Pfaffenwald, Generator 43","1963-01-01","CCGT",0.37180000000000002,2.0880000000000001,176.40610543302853]
[null,null,"Yes","SEE974045584156","BNA0156b","EGGER Holzwerkstoffe Brilon GmbH & Co. KG","GT6","1998-06-01","OCGT",0.36959999999999998,4.3499999999999996,176.94721320346321]
[null,null,"Yes","SEE980608407671",null,"N-ERGIE Kraftwerke GmbH","HKW Sandreuth (DT1)","2010-01-05","CCGT",0.37,13.98612,177.25700000000003]
[null,null,"Yes","SEE975248607116",null,"LEIPA Georg Leinfelder GmbH","Dampfturbine GWK Kuhheide 34","2005-09-01","CCGT",0.37,4.0890000000000004,177.25700000000003]
[null,null,"Yes","SEE905229048430","BNA0156b","EGGER Holzwerkstoffe Brilon GmbH & Co. KG","GT8","1998-06-01","CCGT",0.36959999999999998,4.3499999999999996,177.44721320346321]
[null,null,"Yes","SEE915945252462","BNA0360","Stadtwerke Greifswald GmbH","HKW Gasturbine 1","1996-01-01","CCGT",0.36959999999999998,4.2577800000000003,177.44721320346321]
[null,null,"Yes","SEE964447287038","BNA0360","Stadtwerke Greifswald GmbH","HKW Gasturbine 2","1996-01-01","CCGT",0.36959999999999998,4.2577800000000003,177.44721320346321]
[null,null,"Yes","SEE976858964187","BNA0360","Stadtwerke Greifswald GmbH","HKW Gasturbine 3","1996-01-01","CCGT",0.36959999999999998,4.2577800000000003,177.44721320346321]
[null,null,"Yes","SEE971914041024","BNA1279","Basell Polyolefine GmbH","Gasturbine Basell Wesseling","1996-07-03","CCGT",0.36959999999999998,45.152999999999999,177.44721320346321]
[null,null,"Yes","SEE940039139749","BNA0515","Stadtwerke Karlsruhe GmbH","SW Karlsruhe Heizkraftwerk West Generator 3","1984-02-01","CCGT",0.3674,28.71,178.50078933043005]
[null,null,"Yes","SEE935397901879","BNA1397a","INEOS Manufacturing Deutschland","Turbine 21","1964-01-15","Other",0.27600000000000002,13.174999999999999,179.06978260869565]
[null,null,"Yes","SEE933851011843","BNA1397b","INEOS Manufacturing Deutschland","Turbine 22","1964-04-14","Other",0.27600000000000002,16.32,179.06978260869565]
[null,null,"Yes","SEE918791805134","BNA1397c","INEOS Manufacturing Deutschland","Turbine 23","1963-10-30","Other",0.27600000000000002,13.174999999999999,179.06978260869565]
[null,null,"Yes","SEE929865645150","BNA1397d","INEOS Manufacturing Deutschland","Turbine 24","1966-06-15","Other",0.27600000000000002,8.84,179.06978260869565]
[null,null,"Yes","SEE988668060393","BNA1397e","INEOS Manufacturing Deutschland","Turbine 31","1967-03-21","Other",0.27600000000000002,28.56,179.06978260869565]
[null,null,"Yes","SEE925631744058","BNA1492b","Papierfabrik Adolf Jass GmbH & Co. KG","G20","1982-03-30","CCGT",0.36520000000000002,6.5093399999999999,179.56705914567362]
[null,null,"Yes","SEE968234156613","BNA0600a","Currenta GmbH & Co. OHG","LEV KWX G20","1981-03-01","CCGT",0.36409999999999998,21.75,180.10502609173307]
[null,null,"Yes","SEE997242656822","BNA0256a","SWE Energie GmbH","GT 3","2014-09-26","CCGT",0.36399999999999999,28.370699999999999,180.1540934065934]
[null,null,"Yes","SEE929068766096","BNA1249","UPM GmbH","UPM Schongau HKW 2 T1","1979-01-01","CCGT",0.36299999999999999,2.4795000000000003,180.64625344352618]
[null,null,"Yes","SEE939218038409","BNA1249","UPM GmbH","UPM Schongau HKW 2 T2","1989-01-21","CCGT",0.36299999999999999,5.4375,180.64625344352618]
[null,null,"Yes","SEE921503407342","BNA0172b","Wacker Chemie AG","Turbine/Generator 10","2014-07-17","CCGT",0.3619,32.885999999999996,181.19077093119645]
[null,null,"Yes","SEE956085205437","BNA0172b","Wacker Chemie AG","Turbine/Generator 8","1979-05-14","CCGT",0.3619,40.020000000000003,181.19077093119645]
[null,null,"Yes","SEE903050601572","BNA0172b","Wacker Chemie AG","Turbine/Generator 9","1987-01-01","CCGT",0.3619,11.831999999999999,181.19077093119645]
[null,null,"Yes","SEE913556136355","BNA1408","Evonik Operations GmbH","Rheinfelden Dampfturbine","2006-01-01","CCGT",0.3619,5.5941000000000001,181.19077093119645]
[null,null,"Yes","SEE929198153032","BNA1408","Evonik Operations GmbH","Rheinfelden Gasturbine","1979-08-13","CCGT",0.3619,8.0474999999999994,181.19077093119645]
[null,null,"Yes","SEE985796237000","BNA0098","Stadtwerke Bielefeld","HKW Schildescher Str GT","1977-05-20","CCGT",0.35970000000000002,20.445,182.28979705309979]
[null,null,"Yes","SEE945038569870","BNA0232c","Sappi Ehingen GmbH","Turbinengenerator4-SiemensT5471","1977-07-01","CCGT",0.35970000000000002,4.1107499999999995,182.28979705309979]
[null,null,"Yes","SEE923480721565","BNA0614a","BASF SE","A855 GT1","1992-02-29","CCGT",0.35920000000000002,40.89,182.54145322939866]
[null,null,"Yes","SEE982512881400","BNA1104","Stadtwerke Augsburg Energie GmbH","HKW, Dampfturbine 2","1976-12-15","CCGT",0.35859999999999997,17.747999999999998,182.84436698271057]
[null,null,"Yes","SEE926090463146","BNA0074","Vattenfall Wärme Berlin AG","HKW Charlottenburg Gasturbine 4","1976-02-03","CCGT",0.35749999999999998,62.64,183.40234965034969]
[null,null,"Yes","SEE962934119541","BNA0074","Vattenfall Wärme Berlin AG","HKW Charlottenburg Gasturbine 5","1976-08-20","CCGT",0.35749999999999998,62.64,183.40234965034969]
[null,null,"Yes","SEE910102553963","BNA1120","Rain Carbon Germany GmbH","Gasturbinenanlage Castrop-Rauxel","1992-06-15","CCGT",0.35659999999999997,8.6999999999999993,183.86144139091422]
[null,null,"Yes","SEE950309975076","BNA1285","K+S Minerals and Agriculture GmbH","Kraftwerk SI DT3","1997-07-02","CCGT",0.35639999999999999,6.5250000000000004,183.96377665544333]
[null,null,"Yes","SEE976333173899","BNA0574b","Statkraft Markets GmbH","Gaskraftwerk Landesbergen - Gasturbine","1972-01-01","CCGT",0.3553,48.72,184.52867998874191]
[null,null,"Yes",null,null,"Nicht-EEG-Anlagen < 10 MW",null,null,"OCGT",0.35399999999999998,3257.6433041700025,184.70081920903957]
[null,null,"Yes","SEE908238702164","BNA1821","Bayer AG Berlin","Turboeinheit 1 Dampfturbine 60 t Gen 10 MW","1973-06-01","CCGT",0.35420000000000001,8.3520000000000003,185.0970920383964]
[null,null,"Yes","SEE971801168636","BNA1821","Bayer AG Berlin","Turboeinheit 2 Dampfturbine 40 t Gen 6 MW","1973-06-01","CCGT",0.35420000000000001,4.9590000000000005,185.0970920383964]
[null,null,"Yes","SEE922153723905","BNA0752","Energieversorgung Oberhausen","Heizkraftwerk I","1971-01-20","CCGT",0.35310000000000002,18.6615,185.66904559614841]
[null,null,"Yes","SEE980525088564","BNA0557b","Currenta GmbH & Co. OHG","UER N230 NST3","1971-01-15","CCGT",0.35249999999999998,28.014000000000003,185.98252482269507]
[null,null,"Yes","SEE993301547841","BNA0557b","Currenta GmbH & Co. OHG","UER N230 NST4","1967-07-03","CCGT",0.35249999999999998,25.23,185.98252482269507]
[null,null,"Yes","SEE917033307511","BNA0557b","Currenta GmbH & Co. OHG","UER N230 VST4","1967-07-03","CCGT",0.35249999999999998,11.571,185.98252482269507]
[null,null,"Yes","SEE916877868585","BNA0396","thyssenkrupp Steel Europe AG","Hamborn 4","1976-01-01","CCGT",0.35199999999999998,88.131,186.24457386363639]
[null,null,"Yes","SEE960507530304","BNA1333b","Universität Stuttgart","HKW Pfaffenwald, Generator 50","1969-01-01","CCGT",0.35089999999999999,9.8310000000000013,186.82371045882019]
[null,null,"Yes","SEE914931712744","BNA1524","Sales & Solutions GmbH","HK_001_Industrieheizkraftwerk-Walsrode_BHKW-GM1","2019-01-01","CCGT",0.35089999999999999,2.7840000000000003,186.82371045882019]
[null,null,"Yes","SEE955802157592","BNA1524","Sales & Solutions GmbH","HK_001_Industrieheizkraftwerk-Walsrode_BHKW-GM2","2019-01-01","CCGT",0.35089999999999999,2.7840000000000003,186.82371045882019]
[null,null,"Yes","SEE963301495572","BNA1524","Sales & Solutions GmbH","HK_001_Industrieheizkraftwerk-Walsrode_GT6","2004-06-01","CCGT",0.35089999999999999,5.5244999999999997,186.82371045882019]
[null,null,"Yes","SEE916437209445","BNA0500","Boehringer Ingelheim Pharma GmbH&Co.KG","Boehringer Ingelheim - 2334 - K7/T6","1970-11-03","CCGT",0.35,8.0474999999999994,187.30025714285716]
[null,null,"Yes","SEE935809614632",null,"Celanese Production Germany","IPH Strom GT4","1956-01-01","CCGT",0.35,5.35311,187.30025714285716]
[null,null,"Yes","SEE994477053693",null,"Gebr. Lang GmbH Papierfabrik","Turbosatz 3","1985-02-14","CCGT",0.35,4.2029700000000005,187.30025714285716]
[null,null,"Yes","SEE948869114622",null,"Gebr. Lang GmbH Papierfabrik","Turbosatz 4","1999-12-17","CCGT",0.35,5.7510393000000004,187.30025714285716]
[null,null,"Yes","SEE911507913505",null,"Kelheim Fibres GmbH","Turbine 2","1990-07-18","CCGT",0.35,2.3681399999999999,187.30025714285716]
[null,null,"Yes","SEE908658611688",null,"H&R Chemisch Pharmazeutische Spezialitäten GmbH","HuR-IKW-G4","1977-01-14","CCGT",0.35,5.2504499999999998,187.30025714285716]
[null,null,"Yes","SEE931044787582",null,"Nordzucker AG Werk Schladen","Generator 3","1978-09-01","CCGT",0.35,2.61,187.30025714285716]
[null,null,"Yes","SEE980794086872",null,"Nordzucker AG Werk Schladen","Generator 4","1978-09-01","CCGT",0.35,7.3949999999999996,187.30025714285716]
[null,null,"Yes","SEE901516014812",null,"Smurfit Kappa Herzberg Solid Board GmbH","Dampfturbine 1","1955-01-01","CCGT",0.35,2.2968000000000002,187.30025714285716]
[null,null,"Yes","SEE994422897143","BNA1333c","Universität Stuttgart","HKW Pfaffenwald, Generator 60","1968-01-01","CCGT",0.3498,10.092000000000001,187.40648942252716]
[null,null,"Yes","SEE953718174887","BNA1007a","Allgäuer Überlandwerk GmbH","Spitzenlastkraftwerk Veits Gasturbine","1988-06-29","OCGT",0.3488,18.9312,187.43947821100917]
[null,null,"Yes","SEE914128531905","BNA1141","Pfeifer & Langen GmbH ＆ Co. KG","Euskirchen Generator 2","1981-09-01","CCGT",0.34960000000000002,5.5297200000000002,187.51284324942793]
[null,null,"Yes","SEE958518628752","BNA0101","Stadtwerke Bielefeld","HKW Schildescher Straße DT 3","1966-12-01","CCGT",0.34760000000000002,17.399999999999999,188.58311277330262]
[null,null,"Yes","SEE995462815548","BNA0101","Stadtwerke Bielefeld","HKW Schildescher Straße DT 4","1980-12-07","CCGT",0.34760000000000002,24.36,188.58311277330262]
[null,null,"Yes","SEE952058615067","BNA0834","Solvay Chemicals GmbH","Solvay Rb TA1","1996-12-31","CCGT",0.34210000000000002,46.98,191.59087985969018]
[null,null,"Yes","SEE969051180959","BNA1516","Südzucker AG","Dampfturbine I Südzucker Offstein","1981-01-01","CCGT",0.34210000000000002,10.521084000000002,191.59087985969018]
[null,null,"Yes","SEE949799257847","BNA0218","thyssenkrupp Steel Europe AG","Ruhrort 3","1963-01-01","CCGT",0.34100000000000003,81.78,192.20407624633432]
[null,null,"Yes","SEE936262825863","BNA0219","thyssenkrupp Steel Europe AG","Ruhrort 4","1969-01-01","CCGT",0.34100000000000003,143.28899999999999,192.20407624633432]
[null,null,"Yes","SEE957163765348","BNA1870","ORION Engineered Carbons GmbH","Generator 3","2020-06-05","CCGT",0.34100000000000003,11.657999999999999,192.20407624633432]
[null,null,"Yes","SEE944148486770","BNA1870","ORION Engineered Carbons GmbH","Generator 4","2017-12-21","CCGT",0.34100000000000003,19.14,192.20407624633432]
[null,null,"Yes","SEE901344829220","BNA1938","Papierfabrik Palm GmbH & Co. KG","Bestandsanlage_HKW_Aalen","1960-01-01","CCGT",0.34100000000000003,13.05,192.20407624633432]
[null,null,"Yes","SEE964242179781","BNA1046b","RWE Generation SE","Gersteinwerk K","1984-06-01","OCGT",0.33839999999999998,97.44,193.16929669030736]
[null,null,"Yes","SEE996376851301","BNA1500","Nodrzucker AG Werk Uelzen","BHKW","2005-10-26","CCGT",0.33750000000000002,1.3920000000000001,194.18174814814813]
[null,null,"Yes","SEE948481095354","BNA1498","Nordzucker AG Werk Nordstemmen","Generator 1","1988-09-28","CCGT",0.33329999999999999,11.31,196.60978097809783]
[null,null,"Yes","SEE930751125922","BNA1498","Nordzucker AG Werk Nordstemmen","Generator 2","1993-11-23","CCGT",0.33329999999999999,11.31,196.60978097809783]
[null,null,"Yes","SEE912020488365","BNA0217","thyssenkrupp Steel Europe AG","Ruhrort 2","1955-01-01","CCGT",0.33,51.852000000000004,198.56087878787881]
[null,null,"Yes","SEE996548424685","BNA0238a","ArcelorMittal Eisenhüttenstadt GmbH","IKW Block 4","1998-10-14","CCGT",0.33,30.189000000000004,198.56087878787881]
[null,null,"Yes","SEE987512757786","BNA0238a","ArcelorMittal Eisenhüttenstadt GmbH","IKW GuD Block","1954-01-01","CCGT",0.33,53.591999999999999,198.56087878787881]
[null,null,"Yes","SEE912994271871","BNA0395","thyssenkrupp Steel Europe AG","Hamborn 3","1958-01-01","CCGT",0.33,51.852000000000004,198.56087878787881]
[null,null,"Yes","SEE945462188876","BNA0600b","Currenta GmbH & Co. OHG","LEV KWG G19","1971-09-10","CCGT",0.33,23.898899999999998,198.56087878787881]
[null,null,"Yes","SEE918857857947","BNA1197","Technische Werke Ludwigshafen am Rhein","FHKW GT4","1995-08-26","CCGT",0.33,3.8186649000000004,198.56087878787881]
[null,null,"Yes","SEE956884287917","BNA1447a","Röhm GmbH","Generator 2","1990-11-20","CCGT",0.33,10.353,198.56087878787881]
[null,null,"Yes","SEE904364883227","BNA1447b","Röhm GmbH","KonTu","2012-03-12","CCGT",0.33,6.0030000000000001,198.56087878787881]
[null,null,"Yes","SEE990015251552","BNA1465d","DS Smith Paper Deutschland GmbH","ABR990388771138","1975-07-01","CCGT",0.33,11.136000000000001,198.56087878787881]
[null,null,"Yes","SEE964215288830","BNA1336","BASF Personal Care and Nutrition GmbH","Generator Pacht-Gasturbine","2012-02-24","CCGT",0.32779999999999998,7.4819999999999993,199.8834350213545]
[null,null,"Yes","SEE956631893736","BNA1336","Henkel AG & Co. KGaA","F03G1","1963-01-01","CCGT",0.32779999999999998,8.6999999999999993,199.8834350213545]
[null,null,"Yes","SEE949722134498","BNA1336","Henkel AG & Co. KGaA","F03G2","1965-01-01","CCGT",0.32779999999999998,11.484,199.8834350213545]
[null,null,"Yes","SEE952807166543","BNA1336","Henkel AG & Co. KGaA","F03G3","1965-01-01","CCGT",0.32779999999999998,11.484,199.8834350213545]
[null,null,"Yes","SEE945580171361","BNA1336","Henkel AG & Co. KGaA","F13G5","1980-01-01","CCGT",0.32779999999999998,17.399999999999999,199.8834350213545]
[null,null,"Yes","SEE907828499484","BNA1336","Henkel AG & Co. KGaA","F13G6","1983-01-01","CCGT",0.32779999999999998,17.399999999999999,199.8834350213545]
[null,null,"Yes","SEE992491089179","BNA1336","Henkel AG & Co. KGaA","F18BHKW","2016-07-22","CCGT",0.32779999999999998,1.7121599999999999,199.8834350213545]
[null,null,"Yes","SEE902796244388","BNA0012b","Sappi Alfeld","Turbine 4","1970-09-21","CCGT",0.32669999999999999,9.57,200.55139271502907]
[null,null,"Yes","SEE931405152110","BNA1131","Metsä Greaseproof Papers GmbH","Düren - Veldener Straße I - Turbine","1995-09-15","CCGT",0.31900000000000001,1.8069899999999999,205.35608150470222]
[null,null,"Yes","SEE904161631090","BNA0018","EnBW Energie Baden-Württemberg AG","Heizkraftwerk Altbach/Deizisau GT C","1975-09-01","OCGT",0.315,70.47,207.44473015873018]
[null,null,"Yes","SEE972458947407","BNA0221a","Stadtwerke Düsseldorf AG","SWD KWL GTE2","1975-02-21","OCGT",0.315,56.289000000000001,207.44473015873018]
[null,null,"Yes","SEE989503748513","BNA0221b","Stadtwerke Düsseldorf AG","SWD KWL GTE1","1974-11-19","OCGT",0.31240000000000001,58.029000000000003,209.16290012804097]
[null,null,"Yes","SEE963975943188","BNA0017","EnBW Energie Baden-Württemberg AG","Heizkraftwerk Altbach/Deizisau GT B","1973-11-01","OCGT",0.30980000000000002,49.589999999999996,210.9099096191091]
[null,null,"Yes","SEE930596800480","BNA0005","Lausitz Energie Kraftwerke AG","Gasturbinenkraftwerk Ahrensfelde GT A","1990-12-22","CCGT",0.31,32.280479999999997,211.27448387096774]
[null,null,"Yes","SEE929797382345","BNA0006","Lausitz Energie Kraftwerke AG","Gasturbinenkraftwerk Ahrensfelde GT B","1990-12-10","CCGT",0.31,32.280479999999997,211.27448387096774]
[null,null,"Yes","SEE988046628214","BNA0007","Lausitz Energie Kraftwerke AG","Gasturbinenkraftwerk Ahrensfelde GT C","1991-03-26","CCGT",0.31,32.280479999999997,211.27448387096774]
[null,null,"Yes","SEE923527691592","BNA0008","Lausitz Energie Kraftwerke AG","Gasturbinenkraftwerk Ahrensfelde GT D","1992-02-20","CCGT",0.31,32.280479999999997,211.27448387096774]
[null,null,"Yes","SEE976333173899","BNA0574a","Statkraft Markets GmbH","Gaskraftwerk Landesbergen - Gasturbine","1972-01-01","CCGT",0.30980000000000002,48.72,211.4099096191091]
[null,null,"Yes","SEE971282697380","BNA0016","EnBW Energie Baden-Württemberg AG","Heizkraftwerk Altbach/Deizisau Block 4 GT A (solo)","1971-09-01","OCGT",0.30459999999999998,43.5,214.49340118187791]
[null,null,"Yes","SEE992973663477","BNA0937","EnBW Energie Baden-Württemberg AG","Heizkraftwerk Stuttgart-Münster GT 16","1974-01-01","Oil",0.23,19.805,218.93565217391304]
[null,null,"Yes","SEE951401550147","BNA0938","EnBW Energie Baden-Württemberg AG","Heizkraftwerk Stuttgart-Münster GT 17","1974-01-01","Oil",0.23,19.805,218.93565217391304]
[null,null,"Yes","SEE985887784048","BNA0939b","EnBW Energie Baden-Württemberg AG","Heizkraftwerk Stuttgart-Münster GT 18","1974-01-01","Oil",0.23,19.889999999999997,218.93565217391304]
[null,null,"Yes","SEE963817764100","BNA0137","Braunschweiger Versorgungs-AG & Co. KG","HKW Nord GT","1990-12-18","CCGT",0.28899999999999998,21.75,226.51761245674743]
[null,null,"Yes","SEE918056935682","BNA0662b","Evonik Operations GmbH","Kraftwerk III, DT310","1973-08-01","CCGT",0.27,30.841500000000003,242.35218518518519]
[null,null,"Yes","SEE972526098451","BNA1085","Heizkraftwerk Würzburg GmbH","Heizkraftwerk an der Friedensbrücke DampfturbineIII","1971-10-08","CCGT",0.25,20.010000000000002,261.62036000000001]
[null,null,"Yes","SEE910471578864","BNA1086","Heizkraftwerk Würzburg GmbH","Heizkraftwerk an der Friedensbrücke DampfturbineII","1993-10-26","CCGT",0.25,21.75,261.62036000000001]

{"sheet":"Hilfssheet Abbildung","index":10,"n_rows":26,"n_cols":9,"rows_kept":26,"cut":false,"hidden":true,"merged":[]}
[]
[null,null,"Waste","Nuclear","Lignite","Coal","CCGT","OCGT","Oil"]
[null,"Minimalwert",{"$f":"MIN(IF('Power Plant List'!$S$11:$S$1197='Hilfssheet Abbildung'!C2,'Power Plant List'!$Z$11:$Z$1197,\"fail\"))","v":1},{"$f":"MIN(IF('Power Plant List'!$S$11:$S$1197='Hilfssheet Abbildung'!D2,'Power Plant List'!$Z$11:$Z$1197,\"fail\"))","v":16.914285714285715},{"$f":"MIN(IF('Power Plant List'!$S$11:$S$1197='Hilfssheet Abbildung'!E2,'Power Plant List'!$Z$11:$Z$1197,\"fail\"))","v":56.950251716247145},{"$f":"MIN(IF('Power Plant List'!$S$11:$S$1197='Hilfssheet Abbildung'!F2,'Power Plant List'!$Z$11:$Z$1197,\"fail\"))","v":67.499067460317463},{"$f":"MIN(IF('Power Plant List'!$S$11:$S$1197='Hilfssheet Abbildung'!G2,'Power Plant List'!$Z$11:$Z$1197,\"fail\"))","v":104.72236507936509},{"$f":"MIN(IF('Power Plant List'!$S$11:$S$1197='Hilfssheet Abbildung'!H2,'Power Plant List'!$Z$11:$Z$1197,\"fail\"))","v":123.46721280602637},{"$f":"MIN(IF('Power Plant List'!$S$11:$S$1197='Hilfssheet Abbildung'!I2,'Power Plant List'!$Z$11:$Z$1197,\"fail\"))","v":92.136727272727271}]
[null,"erstes Quartil",{"$f":"_xlfn.QUARTILE.INC(IF('Power Plant List'!$S$11:$S$1197='Hilfssheet Abbildung'!C2,'Power Plant List'!$Z$11:$Z$1197,\"fail\"),1)","v":1},{"$f":"_xlfn.QUARTILE.INC(IF('Power Plant List'!$S$11:$S$1197='Hilfssheet Abbildung'!D2,'Power Plant List'!$Z$11:$Z$1197,\"fail\"),1)","v":17.10747256429589},{"$f":"_xlfn.QUARTILE.INC(IF('Power Plant List'!$S$11:$S$1197='Hilfssheet Abbildung'!E2,'Power Plant List'!$Z$11:$Z$1197,\"fail\"),1)","v":60.588682926829279},{"$f":"_xlfn.QUARTILE.INC(IF('Power Plant List'!$S$11:$S$1197='Hilfssheet Abbildung'!F2,'Power Plant List'!$Z$11:$Z$1197,\"fail\"),1)","v":82.875745612260971},{"$f":"_xlfn.QUARTILE.INC(IF('Power Plant List'!$S$11:$S$1197='Hilfssheet Abbildung'!G2,'Power Plant List'!$Z$11:$Z$1197,\"fail\"),1)","v":146.0113111111111},{"$f":"_xlfn.QUARTILE.INC(IF('Power Plant List'!$S$11:$S$1197='Hilfssheet Abbildung'!H2,'Power Plant List'!$Z$11:$Z$1197,\"fail\"),1)","v":163.57522499999999},{"$f":"_xlfn.QUARTILE.INC(IF('Power Plant List'!$S$11:$S$1197='Hilfssheet Abbildung'!I2,'Power Plant List'!$Z$11:$Z$1197,\"fail\"),1)","v":126.313}]
[null,"Median",{"$f":"_xlfn.QUARTILE.INC(IF('Power Plant List'!$S$11:$S$1197='Hilfssheet Abbildung'!C2,'Power Plant List'!$Z$11:$Z$1197,\"fail\"),2)","v":1},{"$f":"_xlfn.QUARTILE.INC(IF('Power Plant List'!$S$11:$S$1197='Hilfssheet Abbildung'!D2,'Power Plant List'!$Z$11:$Z$1197,\"fail\"),2)","v":17.504347826086956},{"$f":"_xlfn.QUARTILE.INC(IF('Power Plant List'!$S$11:$S$1197='Hilfssheet Abbildung'!E2,'Power Plant List'!$Z$11:$Z$1197,\"fail\"),2)","v":65.913723404255322},{"$f":"_xlfn.QUARTILE.INC(IF('Power Plant List'!$S$11:$S$1197='Hilfssheet Abbildung'!F2,'Power Plant List'!$Z$11:$Z$1197,\"fail\"),2)","v":87.401496774193546},{"$f":"_xlfn.QUARTILE.INC(IF('Power Plant List'!$S$11:$S$1197='Hilfssheet Abbildung'!G2,'Power Plant List'!$Z$11:$Z$1197,\"fail\"),2)","v":164.07522499999999},{"$f":"_xlfn.QUARTILE.INC(IF('Power Plant List'!$S$11:$S$1197='Hilfssheet Abbildung'!H2,'Power Plant List'!$Z$11:$Z$1197,\"fail\"),2)","v":172.13181578947371},{"$f":"_xlfn.QUARTILE.INC(IF('Power Plant List'!$S$11:$S$1197='Hilfssheet Abbildung'!I2,'Power Plant List'!$Z$11:$Z$1197,\"fail\"),2)","v":132.90842105263158}]
[null,"Drittes Quartil",{"$f":"_xlfn.QUARTILE.INC(IF('Power Plant List'!$S$11:$S$1197='Hilfssheet Abbildung'!C2,'Power Plant List'!$Z$11:$Z$1197,\"fail\"),3)","v":1},{"$f":"_xlfn.QUARTILE.INC(IF('Power Plant List'!$S$11:$S$1197='Hilfssheet Abbildung'!D2,'Power Plant List'!$Z$11:$Z$1197,\"fail\"),3)","v":17.866666666666664},{"$f":"_xlfn.QUARTILE.INC(IF('Power Plant List'!$S$11:$S$1197='Hilfssheet Abbildung'!E2,'Power Plant List'!$Z$11:$Z$1197,\"fail\"),3)","v":70.703617947041522},{"$f":"_xlfn.QUARTILE.INC(IF('Power Plant List'!$S$11:$S$1197='Hilfssheet Abbildung'!F2,'Power Plant List'!$Z$11:$Z$1197,\"fail\"),3)","v":101.84234124579123},{"$f":"_xlfn.QUARTILE.INC(IF('Power Plant List'!$S$11:$S$1197='Hilfssheet Abbildung'!G2,'Power Plant List'!$Z$11:$Z$1197,\"fail\"),3)","v":171.9927352875257},{"$f":"_xlfn.QUARTILE.INC(IF('Power Plant List'!$S$11:$S$1197='Hilfssheet Abbildung'!H2,'Power Plant List'!$Z$11:$Z$1197,\"fail\"),3)","v":196.73815505741305},{"$f":"_xlfn.QUARTILE.INC(IF('Power Plant List'!$S$11:$S$1197='Hilfssheet Abbildung'!I2,'Power Plant List'!$Z$11:$Z$1197,\"fail\"),3)","v":136.50209131829075}]
[null,"Maximalwert",{"$f":"MAX(IF('Power Plant List'!$S$11:$S$1197='Hilfssheet Abbildung'!C2,'Power Plant List'!$Z$11:$Z$1197,\"fail\"))","v":1},{"$f":"MAX(IF('Power Plant List'!$S$11:$S$1197='Hilfssheet Abbildung'!D2,'Power Plant List'!$Z$11:$Z$1197,\"fail\"))","v":17.866666666666664},{"$f":"MAX(IF('Power Plant List'!$S$11:$S$1197='Hilfssheet Abbildung'!E2,'Power Plant List'!$Z$11:$Z$1197,\"fail\"))","v":121.94083665338646},{"$f":"MAX(IF('Power Plant List'!$S$11:$S$1197='Hilfssheet Abbildung'!F2,'Power Plant List'!$Z$11:$Z$1197,\"fail\"))","v":144.80249462365595},{"$f":"MAX(IF('Power Plant List'!$S$11:$S$1197='Hilfssheet Abbildung'!G2,'Power Plant List'!$Z$11:$Z$1197,\"fail\"))","v":261.62036000000001},{"$f":"MAX(IF('Power Plant List'!$S$11:$S$1197='Hilfssheet Abbildung'!H2,'Power Plant List'!$Z$11:$Z$1197,\"fail\"))","v":214.49340118187791},{"$f":"MAX(IF('Power Plant List'!$S$11:$S$1197='Hilfssheet Abbildung'!I2,'Power Plant List'!$Z$11:$Z$1197,\"fail\"))","v":218.93565217391304}]
[]
[]
[null,null,"Waste","Nuclear","Lignite","Coal","CCGT","OCGT","Oil"]
[null,"Q1-Minimum",null,null,{"$f":"E4-E3","v":3.6384312105821337},15.376678151943509,41.288946031746008,40.108012193973622,{"$f":"I4-I3","v":34.176272727272732}]
[null,"Q1",{"$f":"C4","v":1},{"$f":"D4","v":17.10747256429589},{"$f":"E4","v":60.588682926829279},82.875745612260971,146.0113111111111,163.57522499999999,{"$f":"I4","v":126.313}]
[null,"Median-Q1",{"$f":"C5-C4+0.1","v":0.1},{"$f":"D5-D4+0.1","v":0.49687526179106667},{"$f":"E5-E4","v":5.3250404774260431},4.5257511619325754,18.063913888888891,8.5565907894737165,{"$f":"I5-I4","v":6.5954210526315791}]
[null,"Q3-Median",{"$f":"C6-C5+0.1","v":0.1},{"$f":"D6-D5+0.1","v":0.46231884057970729},{"$f":"E6-E5","v":4.7898945427862003},14.440844471597686,7.9175102875257153,24.606339267939347,{"$f":"I6-I5","v":3.5936702656591706}]
[null,"Maximum-Q3",null,null,{"$f":"E7-E6","v":51.237218706344933},42.960153377864714,89.627624712474301,17.755246124464861,{"$f":"I7-I6","v":82.433560855622289}]
[]
[]
[null,"Included in the Merit Order?","Assumed Primary Source of Energy","Power Plant Type Assignment"]
[null,"Yes","Waste","Waste"]
[null,"No","Nuclear","Nuclear"]
[null,null,"Lignite","Lignite"]
[null,null,"Coal","Coal"]
[null,null,"Gas","CCGT"]
[null,null,"Oil","OCGT"]
[null,null,"Other","Oil"]
[null,null,null,"Other"]